{"text_format":"1","workbook":"xlsx","n_sheets":54,"sheets":["必ずこのシートから始めてください","温暖地(γ既定値)","寒冷地(γ既定値)","温暖地(γ個別入力)","寒冷地(γ個別入力)","管理","γ一覧表","札幌","青森","盛岡","仙台","秋田","山形","福島","水戸","宇都宮","前橋","さいたま","千葉","東京","横浜","新潟","富山","金沢","福井","甲府","長野","岐阜","静岡","名古屋","津","大津","京都","大阪","神戸","奈良","和歌山","鳥取","松江","岡山","広島","山口","徳島","高松","松山","高知","福岡","佐賀","長崎","熊本","大分","宮崎","鹿児島","那覇"],"not_rendered":{"charts":0,"images":0,"macros":1,"external_links":0,"defined_names":6,"comments":0,"pivot_tables":0},"unopened":[],"bounds":{"document_bytes":16777216,"sheet_cells":100000,"rows_first":2000,"rows_last":500,"rows_between":2000,"halvings":0,"cell_chars":16384,"cell_head_chars":4096},"cells_cut":0,"cells_raw":0,"read":"whole","date_system":"1900"}

{"sheet":"必ずこのシートから始めてください","index":0,"n_rows":34,"n_cols":14,"rows_kept":34,"cut":false,"hidden":false,"merged":[[2,4,3,11],[2,2,3,3],[30,4,30,12],[32,4,32,12],[33,4,33,12],[2,12,3,13],[31,4,31,13],[29,3,30,3],[4,2,5,13],[19,3,20,12],[16,6,17,7],[16,8,17,9],[15,3,15,12],[7,11,8,12],[9,11,10,12],[11,11,12,12],[29,4,29,12],[26,6,27,7],[26,8,27,9],[21,10,22,10],[23,10,24,10],[21,4,22,9],[23,4,24,9],[21,11,22,12],[23,11,24,12],[21,3,24,3],[25,3,25,12],[7,10,8,10],[7,4,8,9],[7,3,8,3],[11,4,12,9],[13,4,14,9],[9,3,14,3],[18,3,18,12],[13,10,14,10],[9,10,10,10],[11,10,12,10],[9,4,10,9],[13,11,14,12]]}
[]
[]
[null,null,null,null,"空調年間活動量算定ツール(EHP版)",null,null,null,null,null,null,null,"Ver.2.1"]
[]
[null,null,"電気式パッケージエアコン(EHP)の年間電力使用量の算定"]
[]
[]
[null,null,null,"ここから\nスタート","EHPを設置する都道府県を選択",null,null,null,null,null,"選択"]
[]
[null,null,null,"γ\n既定値","選択した都道府県庁所在地",null,null,null,null,null,"自動表示",{"$f":"IF($L$8=\"\",\"\",VLOOKUP($L$8,γ一覧表!$C$3:$F$50,2,FALSE))","v":""}]
[]
[null,null,null,null,"都道府県庁所在地の【暖・冷房負荷比：γ値】",null,null,null,null,null,"自動表示",{"$f":"IF($L$8=\"\",\"\",VLOOKUP($L$8,γ一覧表!$C$3:$F$50,3,FALSE))","v":""}]
[]
[null,null,null,null,"表示された【γ値】で使用するシート",null,null,null,null,null,"自動表示",{"$f":"IF($L$8=\"\",\"\",VLOOKUP($L$8,γ一覧表!$C$3:$F$50,4,FALSE))","v":""}]
[]
[null,null,null,"使用するシートを選択(各シートが開く)"]
[null,null,null,null,null,null,"温暖地(γ既定値)",null,"寒冷地(γ既定値)"]
[]
[]
[null,null,null,"都道府県庁所在地と気候条件が大きく異なる場合、以下にγ値を入力し、表示されたシートを使用"]
[]
[null,null,null,"γ\n個別入力","都道府県庁所在地の既定値以外を使用する場合の【γ値】",null,null,null,null,null,"入力",null,null,{"$f":"ROUNDUP($L$22,1)","v":0}]
[]
[null,null,null,null,"入力した【γ値】で使用するシート ",null,null,null,null,null,"自動表示",{"$f":"IF($L$22=\"\",\"\",VLOOKUP($N$22,γ一覧表!$I$3:$J$50,2))","v":""}]
[]
[null,null,null,"使用するシートを選択(各シートが開く)"]
[null,null,null,null,null,null,"温暖地(γ個別入力)",null,"寒冷地(γ個別入力)"]
[]
[]
[null,null,null,"注意事項","●【γ値】とは設備設計時の空調負荷計算における最大暖房負荷と最大冷房負荷の比率。"]
[null,null,null,null,"    負荷の大きな方で空調機の機種選定がなされたものとする。冷房負荷に対して選択した場合はγ≦1である。"]
[null,null,null,null,"● 本ツールは環境省SHIFT事業で年間活動量(電力使用量)を算出するために開発。他の目的に利用することは想定されていません。"]
[null,null,null,null,"● あらゆる入力に対して正しい計算結果が得られることを保証するものではありません。"]
[null,null,null,null,"    計算結果の取り扱いについては、自己責任でお願いします。"]

{"sheet":"温暖地(γ既定値)","index":1,"n_rows":424,"n_cols":67,"rows_kept":424,"cut":false,"hidden":false,"merged":[[382,1,387,1],[376,1,381,1],[370,1,375,1],[364,1,369,1],[315,1,320,1],[357,1,362,1],[351,1,356,1],[345,1,350,1],[339,1,344,1],[333,1,338,1],[266,1,271,1],[260,1,265,1],[254,1,259,1],[309,1,314,1],[303,1,308,1],[78,3,78,4],[78,5,78,6],[78,7,78,8],[163,1,168,1],[169,1,174,1],[175,1,180,1],[193,1,198,1],[187,1,192,1],[181,1,186,1],[211,1,216,1],[205,1,210,1],[199,1,204,1],[217,1,222,1],[248,1,253,1],[327,1,332,1],[321,1,326,1],[418,1,423,1],[412,1,417,1],[406,1,411,1],[400,1,405,1],[394,1,399,1],[388,1,393,1],[242,1,247,1],[236,1,241,1],[230,1,235,1],[224,1,229,1],[278,1,283,1],[272,1,277,1],[286,3,286,44],[130,3,130,26],[146,3,146,44],[96,49,96,50],[114,3,114,26],[98,3,98,26],[96,24,96,25],[75,49,76,50],[9,3,9,26],[24,3,25,3],[1,2,1,3],[2,2,2,3],[3,2,3,3],[5,2,5,3],[6,2,6,3],[27,3,35,3],[41,3,49,3],[57,3,57,4],[57,5,57,6],[57,7,57,8]]}
[]
[null,null,"EHPの設置場所"]
[null,null,{"$f":"IF(必ずこのシートから始めてください!$L$8=\"\",\"\",必ずこのシートから始めてください!$L$8)","v":""},null,null,"手順1：空調を行う月、時間を下記の指定の色で塗る(指定の色以外で塗ると計算できません。)"]
[null,null,{"$f":"VLOOKUP($C$3,γ一覧表!$C$3:$E$50,2,FALSE)","v":{"$error":"#N/A"}},null,null,null,"冷房","青","【左から5列目、一番薄い色(アクセント1,白＋基本色80％)】"]
[null,null,null,null,null,null,"暖房","オレンジ","【左から6番目、一番薄い色(アクセント2,白＋基本色80％)】"]
[null,null,"使用するγ値",null,null,"手順2：各月の運転日数を入力する"]
[null,null,{"$f":"IFERROR(IF(VLOOKUP($C$3,γ一覧表!$C$3:$E$50,3,FALSE)>1,\"---\",IFERROR(VLOOKUP($C$3,γ一覧表!$C$3:$E$50,3,FALSE),\"---\")),\"---\")","v":"---"},null,null,"手順3：Ctrl + Alt + F9を同時に押す",null,null,null,null,null,null,null,null,null,null,null,"●時刻別平均気温表記載の数値は、選択された都道府県の県庁所在地の月別、時刻別平均気温"]
[null,null,null,null,null,"手順4：黄色のセルに値を入力する(緑は自動計算)",null,null,null,null,null,null,null,null,null,null,null,"●本データは気象庁発表の1992年4月1日から2022年3月31日までの30年の1時間データを整理したもの"]
[null,null,"時刻別平均気温[℃]",null,null,null,null,null,null,null,null,null,null,null,null,null,null,"●2月はうるう日を含みます"]
[null,null,null," 時刻",null,null,null,null,null,null,null,null,null,null,null,null,null,null,null,null,null,null,null,null,null,null,null,{"$f":"SUM($AB$11:$AB$23)","v":0},{"$f":"必ずこのシートから始めてください!M3","v":"Ver.2.1"}]
[null,null,"月",0,1,2,3,4,5,6,7,8,9,10,11,12,13,14,15,16,17,18,19,20,21,22,23,"運転日数","月"]
[null,null,4,{"$f":"IFERROR(INDIRECT($C$4&\"!B5\"),\"\")","v":""},{"$f":"IFERROR(INDIRECT($C$4&\"!C5\"),\"\")","v":""},{"$f":"IFERROR(INDIRECT($C$4&\"!D5\"),\"\")","v":""},{"$f":"IFERROR(INDIRECT($C$4&\"!E5\"),\"\")","v":""},{"$f":"IFERROR(INDIRECT($C$4&\"!F5\"),\"\")","v":""},{"$f":"IFERROR(INDIRECT($C$4&\"!G5\"),\"\")","v":""},{"$f":"IFERROR(INDIRECT($C$4&\"!H5\"),\"\")","v":""},{"$f":"IFERROR(INDIRECT($C$4&\"!I5\"),\"\")","v":""},{"$f":"IFERROR(INDIRECT($C$4&\"!J5\"),\"\")","v":""},{"$f":"IFERROR(INDIRECT($C$4&\"!K5\"),\"\")","v":""},{"$f":"IFERROR(INDIRECT($C$4&\"!L5\"),\"\")","v":""},{"$f":"IFERROR(INDIRECT($C$4&\"!M5\"),\"\")","v":""},{"$f":"IFERROR(INDIRECT($C$4&\"!N5\"),\"\")","v":""},{"$f":"IFERROR(INDIRECT($C$4&\"!O5\"),\"\")","v":""},{"$f":"IFERROR(INDIRECT($C$4&\"!P5\"),\"\")","v":""},{"$f":"IFERROR(INDIRECT($C$4&\"!Q5\"),\"\")","v":""},{"$f":"IFERROR(INDIRECT($C$4&\"!R5\"),\"\")","v":""},{"$f":"IFERROR(INDIRECT($C$4&\"!S5\"),\"\")","v":""},{"$f":"IFERROR(INDIRECT($C$4&\"!T5\"),\"\")","v":""},{"$f":"IFERROR(INDIRECT($C$4&\"!U5\"),\"\")","v":""},{"$f":"IFERROR(INDIRECT($C$4&\"!V5\"),\"\")","v":""},{"$f":"IFERROR(INDIRECT($C$4&\"!W5\"),\"\")","v":""},{"$f":"IFERROR(INDIRECT($C$4&\"!X5\"),\"\")","v":""},{"$f":"IFERROR(INDIRECT($C$4&\"!Y5\"),\"\")","v":""},null,4]
[null,null,5,{"$f":"IFERROR(INDIRECT($C$4&\"!B6\"),\"\")","v":""},{"$f":"IFERROR(INDIRECT($C$4&\"!C6\"),\"\")","v":""},{"$f":"IFERROR(INDIRECT($C$4&\"!D6\"),\"\")","v":""},{"$f":"IFERROR(INDIRECT($C$4&\"!E6\"),\"\")","v":""},{"$f":"IFERROR(INDIRECT($C$4&\"!F6\"),\"\")","v":""},{"$f":"IFERROR(INDIRECT($C$4&\"!G6\"),\"\")","v":""},{"$f":"IFERROR(INDIRECT($C$4&\"!H6\"),\"\")","v":""},{"$f":"IFERROR(INDIRECT($C$4&\"!I6\"),\"\")","v":""},{"$f":"IFERROR(INDIRECT($C$4&\"!J6\"),\"\")","v":""},{"$f":"IFERROR(INDIRECT($C$4&\"!K6\"),\"\")","v":""},{"$f":"IFERROR(INDIRECT($C$4&\"!L6\"),\"\")","v":""},{"$f":"IFERROR(INDIRECT($C$4&\"!M6\"),\"\")","v":""},{"$f":"IFERROR(INDIRECT($C$4&\"!N6\"),\"\")","v":""},{"$f":"IFERROR(INDIRECT($C$4&\"!O6\"),\"\")","v":""},{"$f":"IFERROR(INDIRECT($C$4&\"!P6\"),\"\")","v":""},{"$f":"IFERROR(INDIRECT($C$4&\"!Q6\"),\"\")","v":""},{"$f":"IFERROR(INDIRECT($C$4&\"!R6\"),\"\")","v":""},{"$f":"IFERROR(INDIRECT($C$4&\"!S6\"),\"\")","v":""},{"$f":"IFERROR(INDIRECT($C$4&\"!T6\"),\"\")","v":""},{"$f":"IFERROR(INDIRECT($C$4&\"!U6\"),\"\")","v":""},{"$f":"IFERROR(INDIRECT($C$4&\"!V6\"),\"\")","v":""},{"$f":"IFERROR(INDIRECT($C$4&\"!W6\"),\"\")","v":""},{"$f":"IFERROR(INDIRECT($C$4&\"!X6\"),\"\")","v":""},{"$f":"IFERROR(INDIRECT($C$4&\"!Y6\"),\"\")","v":""},null,5]
[null,null,6,{"$f":"IFERROR(INDIRECT($C$4&\"!B7\"),\"\")","v":""},{"$f":"IFERROR(INDIRECT($C$4&\"!C7\"),\"\")","v":""},{"$f":"IFERROR(INDIRECT($C$4&\"!D7\"),\"\")","v":""},{"$f":"IFERROR(INDIRECT($C$4&\"!E7\"),\"\")","v":""},{"$f":"IFERROR(INDIRECT($C$4&\"!F7\"),\"\")","v":""},{"$f":"IFERROR(INDIRECT($C$4&\"!G7\"),\"\")","v":""},{"$f":"IFERROR(INDIRECT($C$4&\"!H7\"),\"\")","v":""},{"$f":"IFERROR(INDIRECT($C$4&\"!I7\"),\"\")","v":""},{"$f":"IFERROR(INDIRECT($C$4&\"!J7\"),\"\")","v":""},{"$f":"IFERROR(INDIRECT($C$4&\"!K7\"),\"\")","v":""},{"$f":"IFERROR(INDIRECT($C$4&\"!L7\"),\"\")","v":""},{"$f":"IFERROR(INDIRECT($C$4&\"!M7\"),\"\")","v":""},{"$f":"IFERROR(INDIRECT($C$4&\"!N7\"),\"\")","v":""},{"$f":"IFERROR(INDIRECT($C$4&\"!O7\"),\"\")","v":""},{"$f":"IFERROR(INDIRECT($C$4&\"!P7\"),\"\")","v":""},{"$f":"IFERROR(INDIRECT($C$4&\"!Q7\"),\"\")","v":""},{"$f":"IFERROR(INDIRECT($C$4&\"!R7\"),\"\")","v":""},{"$f":"IFERROR(INDIRECT($C$4&\"!S7\"),\"\")","v":""},{"$f":"IFERROR(INDIRECT($C$4&\"!T7\"),\"\")","v":""},{"$f":"IFERROR(INDIRECT($C$4&\"!U7\"),\"\")","v":""},{"$f":"IFERROR(INDIRECT($C$4&\"!V7\"),\"\")","v":""},{"$f":"IFERROR(INDIRECT($C$4&\"!W7\"),\"\")","v":""},{"$f":"IFERROR(INDIRECT($C$4&\"!X7\"),\"\")","v":""},{"$f":"IFERROR(INDIRECT($C$4&\"!Y7\"),\"\")","v":""},null,6]
[null,null,7,{"$f":"IFERROR(INDIRECT($C$4&\"!B8\"),\"\")","v":""},{"$f":"IFERROR(INDIRECT($C$4&\"!C8\"),\"\")","v":""},{"$f":"IFERROR(INDIRECT($C$4&\"!D8\"),\"\")","v":""},{"$f":"IFERROR(INDIRECT($C$4&\"!E8\"),\"\")","v":""},{"$f":"IFERROR(INDIRECT($C$4&\"!F8\"),\"\")","v":""},{"$f":"IFERROR(INDIRECT($C$4&\"!G8\"),\"\")","v":""},{"$f":"IFERROR(INDIRECT($C$4&\"!H8\"),\"\")","v":""},{"$f":"IFERROR(INDIRECT($C$4&\"!I8\"),\"\")","v":""},{"$f":"IFERROR(INDIRECT($C$4&\"!J8\"),\"\")","v":""},{"$f":"IFERROR(INDIRECT($C$4&\"!K8\"),\"\")","v":""},{"$f":"IFERROR(INDIRECT($C$4&\"!L8\"),\"\")","v":""},{"$f":"IFERROR(INDIRECT($C$4&\"!M8\"),\"\")","v":""},{"$f":"IFERROR(INDIRECT($C$4&\"!N8\"),\"\")","v":""},{"$f":"IFERROR(INDIRECT($C$4&\"!O8\"),\"\")","v":""},{"$f":"IFERROR(INDIRECT($C$4&\"!P8\"),\"\")","v":""},{"$f":"IFERROR(INDIRECT($C$4&\"!Q8\"),\"\")","v":""},{"$f":"IFERROR(INDIRECT($C$4&\"!R8\"),\"\")","v":""},{"$f":"IFERROR(INDIRECT($C$4&\"!S8\"),\"\")","v":""},{"$f":"IFERROR(INDIRECT($C$4&\"!T8\"),\"\")","v":""},{"$f":"IFERROR(INDIRECT($C$4&\"!U8\"),\"\")","v":""},{"$f":"IFERROR(INDIRECT($C$4&\"!V8\"),\"\")","v":""},{"$f":"IFERROR(INDIRECT($C$4&\"!W8\"),\"\")","v":""},{"$f":"IFERROR(INDIRECT($C$4&\"!X8\"),\"\")","v":""},{"$f":"IFERROR(INDIRECT($C$4&\"!Y8\"),\"\")","v":""},null,7]
[null,null,8,{"$f":"IFERROR(INDIRECT($C$4&\"!B9\"),\"\")","v":""},{"$f":"IFERROR(INDIRECT($C$4&\"!C9\"),\"\")","v":""},{"$f":"IFERROR(INDIRECT($C$4&\"!D9\"),\"\")","v":""},{"$f":"IFERROR(INDIRECT($C$4&\"!E9\"),\"\")","v":""},{"$f":"IFERROR(INDIRECT($C$4&\"!F9\"),\"\")","v":""},{"$f":"IFERROR(INDIRECT($C$4&\"!G9\"),\"\")","v":""},{"$f":"IFERROR(INDIRECT($C$4&\"!H9\"),\"\")","v":""},{"$f":"IFERROR(INDIRECT($C$4&\"!I9\"),\"\")","v":""},{"$f":"IFERROR(INDIRECT($C$4&\"!J9\"),\"\")","v":""},{"$f":"IFERROR(INDIRECT($C$4&\"!K9\"),\"\")","v":""},{"$f":"IFERROR(INDIRECT($C$4&\"!L9\"),\"\")","v":""},{"$f":"IFERROR(INDIRECT($C$4&\"!M9\"),\"\")","v":""},{"$f":"IFERROR(INDIRECT($C$4&\"!N9\"),\"\")","v":""},{"$f":"IFERROR(INDIRECT($C$4&\"!O9\"),\"\")","v":""},{"$f":"IFERROR(INDIRECT($C$4&\"!P9\"),\"\")","v":""},{"$f":"IFERROR(INDIRECT($C$4&\"!Q9\"),\"\")","v":""},{"$f":"IFERROR(INDIRECT($C$4&\"!R9\"),\"\")","v":""},{"$f":"IFERROR(INDIRECT($C$4&\"!S9\"),\"\")","v":""},{"$f":"IFERROR(INDIRECT($C$4&\"!T9\"),\"\")","v":""},{"$f":"IFERROR(INDIRECT($C$4&\"!U9\"),\"\")","v":""},{"$f":"IFERROR(INDIRECT($C$4&\"!V9\"),\"\")","v":""},{"$f":"IFERROR(INDIRECT($C$4&\"!W9\"),\"\")","v":""},{"$f":"IFERROR(INDIRECT($C$4&\"!X9\"),\"\")","v":""},{"$f":"IFERROR(INDIRECT($C$4&\"!Y9\"),\"\")","v":""},null,8]
[null,null,9,{"$f":"IFERROR(INDIRECT($C$4&\"!B10\"),\"\")","v":""},{"$f":"IFERROR(INDIRECT($C$4&\"!C10\"),\"\")","v":""},{"$f":"IFERROR(INDIRECT($C$4&\"!D10\"),\"\")","v":""},{"$f":"IFERROR(INDIRECT($C$4&\"!E10\"),\"\")","v":""},{"$f":"IFERROR(INDIRECT($C$4&\"!F10\"),\"\")","v":""},{"$f":"IFERROR(INDIRECT($C$4&\"!G10\"),\"\")","v":""},{"$f":"IFERROR(INDIRECT($C$4&\"!H10\"),\"\")","v":""},{"$f":"IFERROR(INDIRECT($C$4&\"!I10\"),\"\")","v":""},{"$f":"IFERROR(INDIRECT($C$4&\"!J10\"),\"\")","v":""},{"$f":"IFERROR(INDIRECT($C$4&\"!K10\"),\"\")","v":""},{"$f":"IFERROR(INDIRECT($C$4&\"!L10\"),\"\")","v":""},{"$f":"IFERROR(INDIRECT($C$4&\"!M10\"),\"\")","v":""},{"$f":"IFERROR(INDIRECT($C$4&\"!N10\"),\"\")","v":""},{"$f":"IFERROR(INDIRECT($C$4&\"!O10\"),\"\")","v":""},{"$f":"IFERROR(INDIRECT($C$4&\"!P10\"),\"\")","v":""},{"$f":"IFERROR(INDIRECT($C$4&\"!Q10\"),\"\")","v":""},{"$f":"IFERROR(INDIRECT($C$4&\"!R10\"),\"\")","v":""},{"$f":"IFERROR(INDIRECT($C$4&\"!S10\"),\"\")","v":""},{"$f":"IFERROR(INDIRECT($C$4&\"!T10\"),\"\")","v":""},{"$f":"IFERROR(INDIRECT($C$4&\"!U10\"),\"\")","v":""},{"$f":"IFERROR(INDIRECT($C$4&\"!V10\"),\"\")","v":""},{"$f":"IFERROR(INDIRECT($C$4&\"!W10\"),\"\")","v":""},{"$f":"IFERROR(INDIRECT($C$4&\"!X10\"),\"\")","v":""},{"$f":"IFERROR(INDIRECT($C$4&\"!Y10\"),\"\")","v":""},null,9]
[null,null,10,{"$f":"IFERROR(INDIRECT($C$4&\"!B11\"),\"\")","v":""},{"$f":"IFERROR(INDIRECT($C$4&\"!C11\"),\"\")","v":""},{"$f":"IFERROR(INDIRECT($C$4&\"!D11\"),\"\")","v":""},{"$f":"IFERROR(INDIRECT($C$4&\"!E11\"),\"\")","v":""},{"$f":"IFERROR(INDIRECT($C$4&\"!F11\"),\"\")","v":""},{"$f":"IFERROR(INDIRECT($C$4&\"!G11\"),\"\")","v":""},{"$f":"IFERROR(INDIRECT($C$4&\"!H11\"),\"\")","v":""},{"$f":"IFERROR(INDIRECT($C$4&\"!I11\"),\"\")","v":""},{"$f":"IFERROR(INDIRECT($C$4&\"!J11\"),\"\")","v":""},{"$f":"IFERROR(INDIRECT($C$4&\"!K11\"),\"\")","v":""},{"$f":"IFERROR(INDIRECT($C$4&\"!L11\"),\"\")","v":""},{"$f":"IFERROR(INDIRECT($C$4&\"!M11\"),\"\")","v":""},{"$f":"IFERROR(INDIRECT($C$4&\"!N11\"),\"\")","v":""},{"$f":"IFERROR(INDIRECT($C$4&\"!O11\"),\"\")","v":""},{"$f":"IFERROR(INDIRECT($C$4&\"!P11\"),\"\")","v":""},{"$f":"IFERROR(INDIRECT($C$4&\"!Q11\"),\"\")","v":""},{"$f":"IFERROR(INDIRECT($C$4&\"!R11\"),\"\")","v":""},{"$f":"IFERROR(INDIRECT($C$4&\"!S11\"),\"\")","v":""},{"$f":"IFERROR(INDIRECT($C$4&\"!T11\"),\"\")","v":""},{"$f":"IFERROR(INDIRECT($C$4&\"!U11\"),\"\")","v":""},{"$f":"IFERROR(INDIRECT($C$4&\"!V11\"),\"\")","v":""},{"$f":"IFERROR(INDIRECT($C$4&\"!W11\"),\"\")","v":""},{"$f":"IFERROR(INDIRECT($C$4&\"!X11\"),\"\")","v":""},{"$f":"IFERROR(INDIRECT($C$4&\"!Y11\"),\"\")","v":""},null,10]
[null,null,11,{"$f":"IFERROR(INDIRECT($C$4&\"!B12\"),\"\")","v":""},{"$f":"IFERROR(INDIRECT($C$4&\"!C12\"),\"\")","v":""},{"$f":"IFERROR(INDIRECT($C$4&\"!D12\"),\"\")","v":""},{"$f":"IFERROR(INDIRECT($C$4&\"!E12\"),\"\")","v":""},{"$f":"IFERROR(INDIRECT($C$4&\"!F12\"),\"\")","v":""},{"$f":"IFERROR(INDIRECT($C$4&\"!G12\"),\"\")","v":""},{"$f":"IFERROR(INDIRECT($C$4&\"!H12\"),\"\")","v":""},{"$f":"IFERROR(INDIRECT($C$4&\"!I12\"),\"\")","v":""},{"$f":"IFERROR(INDIRECT($C$4&\"!J12\"),\"\")","v":""},{"$f":"IFERROR(INDIRECT($C$4&\"!K12\"),\"\")","v":""},{"$f":"IFERROR(INDIRECT($C$4&\"!L12\"),\"\")","v":""},{"$f":"IFERROR(INDIRECT($C$4&\"!M12\"),\"\")","v":""},{"$f":"IFERROR(INDIRECT($C$4&\"!N12\"),\"\")","v":""},{"$f":"IFERROR(INDIRECT($C$4&\"!O12\"),\"\")","v":""},{"$f":"IFERROR(INDIRECT($C$4&\"!P12\"),\"\")","v":""},{"$f":"IFERROR(INDIRECT($C$4&\"!Q12\"),\"\")","v":""},{"$f":"IFERROR(INDIRECT($C$4&\"!R12\"),\"\")","v":""},{"$f":"IFERROR(INDIRECT($C$4&\"!S12\"),\"\")","v":""},{"$f":"IFERROR(INDIRECT($C$4&\"!T12\"),\"\")","v":""},{"$f":"IFERROR(INDIRECT($C$4&\"!U12\"),\"\")","v":""},{"$f":"IFERROR(INDIRECT($C$4&\"!V12\"),\"\")","v":""},{"$f":"IFERROR(INDIRECT($C$4&\"!W12\"),\"\")","v":""},{"$f":"IFERROR(INDIRECT($C$4&\"!X12\"),\"\")","v":""},{"$f":"IFERROR(INDIRECT($C$4&\"!Y12\"),\"\")","v":""},null,11]
[null,null,12,{"$f":"IFERROR(INDIRECT($C$4&\"!B13\"),\"\")","v":""},{"$f":"IFERROR(INDIRECT($C$4&\"!C13\"),\"\")","v":""},{"$f":"IFERROR(INDIRECT($C$4&\"!D13\"),\"\")","v":""},{"$f":"IFERROR(INDIRECT($C$4&\"!E13\"),\"\")","v":""},{"$f":"IFERROR(INDIRECT($C$4&\"!F13\"),\"\")","v":""},{"$f":"IFERROR(INDIRECT($C$4&\"!G13\"),\"\")","v":""},{"$f":"IFERROR(INDIRECT($C$4&\"!H13\"),\"\")","v":""},{"$f":"IFERROR(INDIRECT($C$4&\"!I13\"),\"\")","v":""},{"$f":"IFERROR(INDIRECT($C$4&\"!J13\"),\"\")","v":""},{"$f":"IFERROR(INDIRECT($C$4&\"!K13\"),\"\")","v":""},{"$f":"IFERROR(INDIRECT($C$4&\"!L13\"),\"\")","v":""},{"$f":"IFERROR(INDIRECT($C$4&\"!M13\"),\"\")","v":""},{"$f":"IFERROR(INDIRECT($C$4&\"!N13\"),\"\")","v":""},{"$f":"IFERROR(INDIRECT($C$4&\"!O13\"),\"\")","v":""},{"$f":"IFERROR(INDIRECT($C$4&\"!P13\"),\"\")","v":""},{"$f":"IFERROR(INDIRECT($C$4&\"!Q13\"),\"\")","v":""},{"$f":"IFERROR(INDIRECT($C$4&\"!R13\"),\"\")","v":""},{"$f":"IFERROR(INDIRECT($C$4&\"!S13\"),\"\")","v":""},{"$f":"IFERROR(INDIRECT($C$4&\"!T13\"),\"\")","v":""},{"$f":"IFERROR(INDIRECT($C$4&\"!U13\"),\"\")","v":""},{"$f":"IFERROR(INDIRECT($C$4&\"!V13\"),\"\")","v":""},{"$f":"IFERROR(INDIRECT($C$4&\"!W13\"),\"\")","v":""},{"$f":"IFERROR(INDIRECT($C$4&\"!X13\"),\"\")","v":""},{"$f":"IFERROR(INDIRECT($C$4&\"!Y13\"),\"\")","v":""},null,12]
[null,null,1,{"$f":"IFERROR(INDIRECT($C$4&\"!B14\"),\"\")","v":""},{"$f":"IFERROR(INDIRECT($C$4&\"!C14\"),\"\")","v":""},{"$f":"IFERROR(INDIRECT($C$4&\"!D14\"),\"\")","v":""},{"$f":"IFERROR(INDIRECT($C$4&\"!E14\"),\"\")","v":""},{"$f":"IFERROR(INDIRECT($C$4&\"!F14\"),\"\")","v":""},{"$f":"IFERROR(INDIRECT($C$4&\"!G14\"),\"\")","v":""},{"$f":"IFERROR(INDIRECT($C$4&\"!H14\"),\"\")","v":""},{"$f":"IFERROR(INDIRECT($C$4&\"!I14\"),\"\")","v":""},{"$f":"IFERROR(INDIRECT($C$4&\"!J14\"),\"\")","v":""},{"$f":"IFERROR(INDIRECT($C$4&\"!K14\"),\"\")","v":""},{"$f":"IFERROR(INDIRECT($C$4&\"!L14\"),\"\")","v":""},{"$f":"IFERROR(INDIRECT($C$4&\"!M14\"),\"\")","v":""},{"$f":"IFERROR(INDIRECT($C$4&\"!N14\"),\"\")","v":""},{"$f":"IFERROR(INDIRECT($C$4&\"!O14\"),\"\")","v":""},{"$f":"IFERROR(INDIRECT($C$4&\"!P14\"),\"\")","v":""},{"$f":"IFERROR(INDIRECT($C$4&\"!Q14\"),\"\")","v":""},{"$f":"IFERROR(INDIRECT($C$4&\"!R14\"),\"\")","v":""},{"$f":"IFERROR(INDIRECT($C$4&\"!S14\"),\"\")","v":""},{"$f":"IFERROR(INDIRECT($C$4&\"!T14\"),\"\")","v":""},{"$f":"IFERROR(INDIRECT($C$4&\"!U14\"),\"\")","v":""},{"$f":"IFERROR(INDIRECT($C$4&\"!V14\"),\"\")","v":""},{"$f":"IFERROR(INDIRECT($C$4&\"!W14\"),\"\")","v":""},{"$f":"IFERROR(INDIRECT($C$4&\"!X14\"),\"\")","v":""},{"$f":"IFERROR(INDIRECT($C$4&\"!Y14\"),\"\")","v":""},null,1]
[null,null,2,{"$f":"IFERROR(INDIRECT($C$4&\"!B15\"),\"\")","v":""},{"$f":"IFERROR(INDIRECT($C$4&\"!C15\"),\"\")","v":""},{"$f":"IFERROR(INDIRECT($C$4&\"!D15\"),\"\")","v":""},{"$f":"IFERROR(INDIRECT($C$4&\"!E15\"),\"\")","v":""},{"$f":"IFERROR(INDIRECT($C$4&\"!F15\"),\"\")","v":""},{"$f":"IFERROR(INDIRECT($C$4&\"!G15\"),\"\")","v":""},{"$f":"IFERROR(INDIRECT($C$4&\"!H15\"),\"\")","v":""},{"$f":"IFERROR(INDIRECT($C$4&\"!I15\"),\"\")","v":""},{"$f":"IFERROR(INDIRECT($C$4&\"!J15\"),\"\")","v":""},{"$f":"IFERROR(INDIRECT($C$4&\"!K15\"),\"\")","v":""},{"$f":"IFERROR(INDIRECT($C$4&\"!L15\"),\"\")","v":""},{"$f":"IFERROR(INDIRECT($C$4&\"!M15\"),\"\")","v":""},{"$f":"IFERROR(INDIRECT($C$4&\"!N15\"),\"\")","v":""},{"$f":"IFERROR(INDIRECT($C$4&\"!O15\"),\"\")","v":""},{"$f":"IFERROR(INDIRECT($C$4&\"!P15\"),\"\")","v":""},{"$f":"IFERROR(INDIRECT($C$4&\"!Q15\"),\"\")","v":""},{"$f":"IFERROR(INDIRECT($C$4&\"!R15\"),\"\")","v":""},{"$f":"IFERROR(INDIRECT($C$4&\"!S15\"),\"\")","v":""},{"$f":"IFERROR(INDIRECT($C$4&\"!T15\"),\"\")","v":""},{"$f":"IFERROR(INDIRECT($C$4&\"!U15\"),\"\")","v":""},{"$f":"IFERROR(INDIRECT($C$4&\"!V15\"),\"\")","v":""},{"$f":"IFERROR(INDIRECT($C$4&\"!W15\"),\"\")","v":""},{"$f":"IFERROR(INDIRECT($C$4&\"!X15\"),\"\")","v":""},{"$f":"IFERROR(INDIRECT($C$4&\"!Y15\"),\"\")","v":""},null,2]
[null,null,3,{"$f":"IFERROR(INDIRECT($C$4&\"!B16\"),\"\")","v":""},{"$f":"IFERROR(INDIRECT($C$4&\"!C16\"),\"\")","v":""},{"$f":"IFERROR(INDIRECT($C$4&\"!D16\"),\"\")","v":""},{"$f":"IFERROR(INDIRECT($C$4&\"!E16\"),\"\")","v":""},{"$f":"IFERROR(INDIRECT($C$4&\"!F16\"),\"\")","v":""},{"$f":"IFERROR(INDIRECT($C$4&\"!G16\"),\"\")","v":""},{"$f":"IFERROR(INDIRECT($C$4&\"!H16\"),\"\")","v":""},{"$f":"IFERROR(INDIRECT($C$4&\"!I16\"),\"\")","v":""},{"$f":"IFERROR(INDIRECT($C$4&\"!J16\"),\"\")","v":""},{"$f":"IFERROR(INDIRECT($C$4&\"!K16\"),\"\")","v":""},{"$f":"IFERROR(INDIRECT($C$4&\"!L16\"),\"\")","v":""},{"$f":"IFERROR(INDIRECT($C$4&\"!M16\"),\"\")","v":""},{"$f":"IFERROR(INDIRECT($C$4&\"!N16\"),\"\")","v":""},{"$f":"IFERROR(INDIRECT($C$4&\"!O16\"),\"\")","v":""},{"$f":"IFERROR(INDIRECT($C$4&\"!P16\"),\"\")","v":""},{"$f":"IFERROR(INDIRECT($C$4&\"!Q16\"),\"\")","v":""},{"$f":"IFERROR(INDIRECT($C$4&\"!R16\"),\"\")","v":""},{"$f":"IFERROR(INDIRECT($C$4&\"!S16\"),\"\")","v":""},{"$f":"IFERROR(INDIRECT($C$4&\"!T16\"),\"\")","v":""},{"$f":"IFERROR(INDIRECT($C$4&\"!U16\"),\"\")","v":""},{"$f":"IFERROR(INDIRECT($C$4&\"!V16\"),\"\")","v":""},{"$f":"IFERROR(INDIRECT($C$4&\"!W16\"),\"\")","v":""},{"$f":"IFERROR(INDIRECT($C$4&\"!X16\"),\"\")","v":""},{"$f":"IFERROR(INDIRECT($C$4&\"!Y16\"),\"\")","v":""},null,3]
[]
[null,null,null,"共通","冷房負荷ゼロ点",null,"冷房が不要になると思われる外気温度を入力",null,null,null,null,"Tco",18,"℃"]
[null,null,null,null,"暖房負荷ゼロ点",null,"暖房が不要になると思われる外気温度を入力",null,null,null,null,"Two",12,"℃"]
[]
[null,null,null,"設備導入前",null,null,null,null,null,null,null,null,null,null,null,null,"前1","前2","前3","前4","前5","前6","前7","前8","前9","前10"]
[null,null,null,null,"定格冷房能力",null,"EHPの仕様を入力",null,null,null,null,null,null,null,null,"Φco",22,null,null,null,null,null,null,null,null,null,"kW"]
[null,null,null,null,"定格冷房消費電力",null,"EHPの仕様を入力",null,null,null,null,null,null,null,null,"Pco",6.6,null,null,null,null,null,null,null,null,null,"kW"]
[null,null,null,null,"定格冷房COP",null,"自動計算",null,null,null,null,null,null,null,null,"σco",{"$f":"IFERROR(Q$29/Q$30,\"\")","v":3.3333333333333335},"","","","","","","","","","σco＝Φco／Pco"]
[null,null,null,null,"定格暖房能力",null,"EHPの仕様を入力",null,null,null,null,null,null,null,null,"Φwo",25,null,null,null,null,null,null,null,null,null,"kW"]
[null,null,null,null,"定格暖房消費電力",null,"EHPの仕様を入力",null,null,null,null,null,null,null,null,"Pwo",6.4,null,null,null,null,null,null,null,null,null,"kW"]
[null,null,null,null,"定格暖房COP",null,"自動計算",null,null,null,null,null,null,null,null,"σwo",{"$f":"IFERROR(Q$32/Q$33,\"\")","v":3.90625},{"$f":"IFERROR(R$32/R$33,\"\")","v":""},"","","","","","","",{"$f":"IFERROR(Z$32/Z$33,\"\")","v":""},"σwo＝Φwo／Pwo"]
[null,null,null,null,"最大冷房負荷",null,"設計時の値を入力（不明の際は空白のまま）",null,null,null,null,null,null,null,null,"Qc",null,null,null,null,null,null,null,null,null,null,"kW"]
[null,null,null,null,"台数",null,"同じ容量のEHPの台数を入力",null,null,null,null,null,null,null,null,null,null,null,null,null,null,null,null,null,null,null,"台"]
[null,null,null,null,"機器選定余裕率",null,"自動計算",null,null,null,null,null,null,null,null,"fs=",{"$f":"IF(Q$35=\"\",0.8,IF(Q$35=0,0.8,IF(Q$29<Q$35,1,Q$35/Q$29)))","v":0.8},{"$f":"IF(R$35=\"\",0.8,IF(R$35=0,0.8,IF(R$29<R$35,1,R$35/R$29)))","v":0.8},{"$f":"IF(S$35=\"\",0.8,IF(S$35=0,0.8,IF(S$29<S$35,1,S$35/S$29)))","v":0.8},{"$f":"IF(T$35=\"\",0.8,IF(T$35=0,0.8,IF(T$29<T$35,1,T$35/T$29)))","v":0.8},{"$f":"IF(U$35=\"\",0.8,IF(U$35=0,0.8,IF(U$29<U$35,1,U$35/U$29)))","v":0.8},{"$f":"IF(V$35=\"\",0.8,IF(V$35=0,0.8,IF(V$29<V$35,1,V$35/V$29)))","v":0.8},0.8,0.8,0.8,0.8]
[]
[]
[]
[]
[null,null,null,"設備導入後",null,null,null,null,null,null,null,null,null,null,null,null,"後1","後2","後3","後4","後5","後6","後7","後8","後9","後10"]
[null,null,null,null,"定格冷房能力",null,"EHPの仕様を入力",null,null,null,null,null,null,null,null,"Φco",null,null,null,null,null,null,null,null,null,null,"kW"]
[null,null,null,null,"定格冷房消費電力",null,"EHPの仕様を入力",null,null,null,null,null,null,null,null,"Pco",null,null,null,null,null,null,null,null,null,null,"kW"]
[null,null,null,null,"定格冷房COP",null,"自動計算",null,null,null,null,null,null,null,null,"σco",{"$f":"IFERROR(Q$43/Q$44,\"\")","v":""},"","","","","","","","","","σco＝Φco／Pco"]
[null,null,null,null,"定格暖房能力",null,"EHPの仕様を入力",null,null,null,null,null,null,null,null,"Φwo",null,null,null,null,null,null,null,null,null,null,"kW"]
[null,null,null,null,"定格暖房消費電力",null,"EHPの仕様を入力",null,null,null,null,null,null,null,null,"Pwo",null,null,null,null,null,null,null,null,null,null,"kW"]
[null,null,null,null,"定格暖房COP",null,"自動計算",null,null,null,null,null,null,null,null,"σwo",{"$f":"IFERROR(Q$46/Q$47,\"\")","v":""},"","","","","","","","","","σwo＝Φwo／Pwo"]
[null,null,null,null,"最大冷房負荷",null,"設計時の値を入力（不明の際は空白のまま）",null,null,null,null,null,null,null,null,"Qc",null,null,null,null,null,null,null,null,null,null,"kW"]
[null,null,null,null,"台数",null,"同じ容量のEHPの台数を入力",null,null,null,null,null,null,null,null,null,null,null,null,null,null,null,null,null,null,null,"台"]
[null,null,null,null,"機器選定余裕率",null,"自動計算",null,null,null,null,null,null,null,null,"fs=",{"$f":"IF(Q$49=\"\",0.8,IF(Q$49=0,0.8,IF(Q$43<Q$49,1,Q$49/Q$43)))","v":0.8},{"$f":"IF(R$49=\"\",0.8,IF(R$49=0,0.8,IF(R$43<R$49,1,R$49/R$43)))","v":0.8},{"$f":"IF(S$49=\"\",0.8,IF(S$49=0,0.8,IF(S$43<S$49,1,S$49/S$43)))","v":0.8},0.8,0.8,0.8,0.8,0.8,0.8,{"$f":"IF(Z$49=\"\",0.8,IF(Z$49=0,0.8,IF(Z$43<Z$49,1,Z$49/Z$43)))","v":0.8}]
[]
[]
[]
[]
[null,null,"設備導入前電力使用量[kWh]"]
[null,null,null,"冷房(Ec)",null,"暖房(Ew)",null,"合計(Ecw)"]
[null,null,null,{"$f":"IFERROR(D74*F60+G74*I60+J74*L60+M74*O60+P74*R60+S74*U60+V74*X60+Y74*AA60+AB74*AD60+AE74*AG60,\"\")","v":0},null,{"$f":"IFERROR(E74*F60+H74*I60+K74*L60+N74*O60+Q74*R60+T74*U60+W74*X60+Z74*AA60+AC74*AD60+AF74*AG60,\"\")","v":0},null,{"$f":"IFERROR(SUM(D58:G58),\"\")","v":0}]
[]
[null,null,"1台当たり","前1",null,{"$f":"IF(Q36=\"\",1,Q36)","v":1},"前2",null,{"$f":"IF(R36=\"\",1,R36)","v":1},"前3",null,{"$f":"IF(S36=\"\",1,S36)","v":1},"前4",null,{"$f":"IF(T36=\"\",1,T36)","v":1},"前5",null,{"$f":"IF(U36=\"\",1,U36)","v":1},"前6",null,{"$f":"IF(V36=\"\",1,V36)","v":1},"前7",null,{"$f":"IF(W36=\"\",1,W36)","v":1},"前8",null,{"$f":"IF(X36=\"\",1,X36)","v":1},"前9",null,{"$f":"IF(Y36=\"\",1,Y36)","v":1},"前10",null,{"$f":"IF(Z36=\"\",1,Z36)","v":1},"1台当たり"]
[null,null,"月    期間","冷房","暖房","月合計","冷房","暖房","月合計","冷房","暖房","月合計","冷房","暖房","月合計","冷房","暖房","月合計","冷房","暖房","月合計","冷房","暖房","月合計","冷房","暖房","月合計","冷房","暖房","月合計","冷房","暖房","月合計","期間    月"]
[null,null,4,{"$f":"IF($C$7=\"---\",\"\",IFERROR($Q$29/$Q$31*$AU149*$Q$37,\"\"))","v":""},{"$f":"IFERROR(($Q$29*$C$7)/($Q$34)*$AU289*$Q$37,\"\")","v":""},{"$f":"IFERROR(SUM(D62:E62),\"\")","v":0},{"$f":"IF($C$7=\"---\",\"\",IFERROR($R$29/$R$31*$AV149*$R$37,\"\"))","v":""},{"$f":"IFERROR(($R$29*$C$7)/($R$34)*$AV289*$R$37,\"\")","v":""},{"$f":"IFERROR(SUM(G62:H62),\"\")","v":0},{"$f":"IF($C$7=\"---\",\"\",IFERROR($S$29/$S$31*$AW149*$S$37,\"\"))","v":""},{"$f":"IFERROR(($S$29*$C$7)/($S$34)*$AW289*$S$37,\"\")","v":""},{"$f":"IFERROR(SUM(J62:K62),\"\")","v":0},{"$f":"IF($C$7=\"---\",\"\",IFERROR($T$29/$T$31*$AX149*$T$37,\"\"))","v":""},{"$f":"IFERROR(($T$29*$C$7)/($T$34)*$AX289*$T$37,\"\")","v":""},{"$f":"IFERROR(SUM(M62:N62),\"\")","v":0},{"$f":"IF($C$7=\"---\",\"\",IFERROR($U$29/$U$31*$AY149*$U$37,\"\"))","v":""},{"$f":"IFERROR(($U$29*$C$7)/($U$34)*$AY289*$U$37,\"\")","v":""},{"$f":"IFERROR(SUM(P62:Q62),\"\")","v":0},{"$f":"IF($C$7=\"---\",\"\",IFERROR($V$29/$V$31*$AZ149*$V$37,\"\"))","v":""},{"$f":"IFERROR(($V$29*$C$7)/($V$34)*$AZ289*$V$37,\"\")","v":""},{"$f":"IFERROR(SUM(S62:T62),\"\")","v":0},{"$f":"IF($C$7=\"---\",\"\",IFERROR($W$29/$W$31*$BA149*$W$37,\"\"))","v":""},{"$f":"IFERROR(($W$29*$C$7)/($W$34)*$BA289*$W$37,\"\")","v":""},{"$f":"IFERROR(SUM(V62:W62),\"\")","v":0},{"$f":"IF($C$7=\"---\",\"\",IFERROR($X$29/$X$31*$BB149*$X$37,\"\"))","v":""},{"$f":"IFERROR(($X$29*$C$7)/($X$34)*$BB289*$X$37,\"\")","v":""},{"$f":"IFERROR(SUM(Y62:Z62),\"\")","v":0},{"$f":"IF($C$7=\"---\",\"\",IFERROR($Y$29/$Y$31*$BC149*$Y$37,\"\"))","v":""},{"$f":"IFERROR(($Y$29*$C$7)/($Y$34)*$BC289*$Y$37,\"\")","v":""},{"$f":"IFERROR(SUM(AB62:AC62),\"\")","v":0},{"$f":"IF($C$7=\"---\",\"\",IFERROR($Z$29/$Z$31*$BD149*$Z$37,\"\"))","v":""},{"$f":"IFERROR(($Z$29*$C$7)/($Z$34)*$BD289*$Z$37,\"\")","v":""},{"$f":"IFERROR(SUM(AE62:AF62),\"\")","v":0},4]
[null,null,5,{"$f":"IF($C$7=\"---\",\"\",IFERROR($Q$29/$Q$31*$AU150*$Q$37,\"\"))","v":""},{"$f":"IFERROR(($Q$29*$C$7)/($Q$34)*$AU290*$Q$37,\"\")","v":""},{"$f":"IFERROR(SUM(D63:E63),\"\")","v":0},{"$f":"IF($C$7=\"---\",\"\",IFERROR($R$29/$R$31*$AV150*$R$37,\"\"))","v":""},{"$f":"IFERROR(($R$29*$C$7)/($R$34)*$AV290*$R$37,\"\")","v":""},{"$f":"IFERROR(SUM(G63:H63),\"\")","v":0},{"$f":"IF($C$7=\"---\",\"\",IFERROR($S$29/$S$31*$AW150*$S$37,\"\"))","v":""},{"$f":"IFERROR(($S$29*$C$7)/($S$34)*$AW290*$S$37,\"\")","v":""},{"$f":"IFERROR(SUM(J63:K63),\"\")","v":0},{"$f":"IF($C$7=\"---\",\"\",IFERROR($T$29/$T$31*$AX150*$T$37,\"\"))","v":""},{"$f":"IFERROR(($T$29*$C$7)/($T$34)*$AX290*$T$37,\"\")","v":""},{"$f":"IFERROR(SUM(M63:N63),\"\")","v":0},{"$f":"IF($C$7=\"---\",\"\",IFERROR($U$29/$U$31*$AY150*$U$37,\"\"))","v":""},{"$f":"IFERROR(($U$29*$C$7)/($U$34)*$AY290*$U$37,\"\")","v":""},{"$f":"IFERROR(SUM(P63:Q63),\"\")","v":0},{"$f":"IF($C$7=\"---\",\"\",IFERROR($V$29/$V$31*$AZ150*$V$37,\"\"))","v":""},{"$f":"IFERROR(($V$29*$C$7)/($V$34)*$AZ290*$V$37,\"\")","v":""},{"$f":"IFERROR(SUM(S63:T63),\"\")","v":0},{"$f":"IF($C$7=\"---\",\"\",IFERROR($W$29/$W$31*$BA150*$W$37,\"\"))","v":""},{"$f":"IFERROR(($W$29*$C$7)/($W$34)*$BA290*$W$37,\"\")","v":""},{"$f":"IFERROR(SUM(V63:W63),\"\")","v":0},{"$f":"IF($C$7=\"---\",\"\",IFERROR($X$29/$X$31*$BB150*$X$37,\"\"))","v":""},{"$f":"IFERROR(($X$29*$C$7)/($X$34)*$BB290*$X$37,\"\")","v":""},{"$f":"IFERROR(SUM(Y63:Z63),\"\")","v":0},{"$f":"IF($C$7=\"---\",\"\",IFERROR($Y$29/$Y$31*$BC150*$Y$37,\"\"))","v":""},{"$f":"IFERROR(($Y$29*$C$7)/($Y$34)*$BC290*$Y$37,\"\")","v":""},{"$f":"IFERROR(SUM(AB63:AC63),\"\")","v":0},{"$f":"IF($C$7=\"---\",\"\",IFERROR($Z$29/$Z$31*$BD150*$Z$37,\"\"))","v":""},{"$f":"IFERROR(($Z$29*$C$7)/($Z$34)*$BD290*$Z$37,\"\")","v":""},{"$f":"IFERROR(SUM(AE63:AF63),\"\")","v":0},5]
[null,null,6,"","",{"$f":"IFERROR(SUM(D64:E64),\"\")","v":0},"","",{"$f":"IFERROR(SUM(G64:H64),\"\")","v":0},"","",{"$f":"IFERROR(SUM(J64:K64),\"\")","v":0},"","",{"$f":"IFERROR(SUM(M64:N64),\"\")","v":0},"","",{"$f":"IFERROR(SUM(P64:Q64),\"\")","v":0},"","",{"$f":"IFERROR(SUM(S64:T64),\"\")","v":0},"","",{"$f":"IFERROR(SUM(V64:W64),\"\")","v":0},"","",{"$f":"IFERROR(SUM(Y64:Z64),\"\")","v":0},"","",{"$f":"IFERROR(SUM(AB64:AC64),\"\")","v":0},"","",{"$f":"IFERROR(SUM(AE64:AF64),\"\")","v":0},6]
[null,null,7,"","",0,"","",0,"","",0,"","",{"$f":"IFERROR(SUM(M65:N65),\"\")","v":0},"","",{"$f":"IFERROR(SUM(P65:Q65),\"\")","v":0},"","",0,"","",0,"","",0,"","",0,"","",0,7]
[null,null,8,"","",0,"","",0,"","",0,"","",0,"","",0,"","",{"$f":"IFERROR(SUM(S66:T66),\"\")","v":0},"","",0,"","",0,"","",0,"","",0,8]
[null,null,9,"","",0,"","",0,"","",0,"","",0,"","",0,"","",0,"","",{"$f":"IFERROR(SUM(V67:W67),\"\")","v":0},"","",0,"","",0,"","",0,9]
[null,null,10,"","",0,"","",0,"","",0,"","",0,"","",0,"","",0,"","",0,"","",{"$f":"IFERROR(SUM(Y68:Z68),\"\")","v":0},"","",0,"","",0,10]
[null,null,11,"","",0,"","",0,"","",0,"","",0,"","",0,"","",0,"","",0,"","",0,"","",{"$f":"IFERROR(SUM(AB69:AC69),\"\")","v":0},"","",0,11]
[null,null,12,"","",{"$f":"IFERROR(SUM(D70:E70),\"\")","v":0},"","",{"$f":"IFERROR(SUM(G70:H70),\"\")","v":0},"","",{"$f":"IFERROR(SUM(J70:K70),\"\")","v":0},"","",{"$f":"IFERROR(SUM(M70:N70),\"\")","v":0},"","",{"$f":"IFERROR(SUM(P70:Q70),\"\")","v":0},"","",{"$f":"IFERROR(SUM(S70:T70),\"\")","v":0},"","",{"$f":"IFERROR(SUM(V70:W70),\"\")","v":0},"","",{"$f":"IFERROR(SUM(Y70:Z70),\"\")","v":0},"","",{"$f":"IFERROR(SUM(AB70:AC70),\"\")","v":0},"","",{"$f":"IFERROR(SUM(AE70:AF70),\"\")","v":0},12]
[null,null,1,"","",0,"","",0,"","",0,"","",0,"","",0,"","",0,"","",0,"","",0,"","",0,"","",{"$f":"IFERROR(SUM(AE71:AF71),\"\")","v":0},1]
[null,null,2,"","",0,"","",0,"","",0,"","",0,"","",0,"","",0,"","",0,"","",0,"","",0,"","",0,2]
[null,null,3,"","",0,"","",0,"","",0,"","",0,"","",0,"","",0,"","",0,"","",0,"","",0,"","",{"$f":"IFERROR(SUM(AE73:AF73),\"\")","v":0},3]
[null,null,"合計",{"$f":"IFERROR(SUM($D$62:$D$73),\"\")","v":0},{"$f":"IFERROR(SUM($E$62:$E$73),\"\")","v":0},{"$f":"IFERROR(SUM($F$62:$F$73),\"\")","v":0},{"$f":"IFERROR(SUM($G$62:$G$73),\"\")","v":0},{"$f":"IFERROR(SUM($H$62:$H$73),\"\")","v":0},{"$f":"IFERROR(SUM(I62:I73),\"\")","v":0},{"$f":"IFERROR(SUM($J$62:$J$73),\"\")","v":0},{"$f":"IFERROR(SUM($K$62:$K$73),\"\")","v":0},{"$f":"IFERROR(SUM(L62:L73),\"\")","v":0},{"$f":"IFERROR(SUM($M$62:$M$73),\"\")","v":0},{"$f":"IFERROR(SUM($N$62:$N$73),\"\")","v":0},{"$f":"IFERROR(SUM(O62:O73),\"\")","v":0},{"$f":"IFERROR(SUM($P$62:$P$73),\"\")","v":0},{"$f":"IFERROR(SUM($Q$62:$Q$73),\"\")","v":0},{"$f":"IFERROR(SUM(R62:R73),\"\")","v":0},{"$f":"IFERROR(SUM($S$62:$S$73),\"\")","v":0},{"$f":"IFERROR(SUM($T$62:$T$73),\"\")","v":0},{"$f":"IFERROR(SUM(U62:U73),\"\")","v":0},{"$f":"IFERROR(SUM($V$62:$V$73),\"\")","v":0},{"$f":"IFERROR(SUM($W$62:$W$73),\"\")","v":0},{"$f":"IFERROR(SUM(X62:X73),\"\")","v":0},{"$f":"IFERROR(SUM($Y$62:$Y$73),\"\")","v":0},{"$f":"IFERROR(SUM($Z$62:$Z$73),\"\")","v":0},{"$f":"IFERROR(SUM(AA62:AA73),\"\")","v":0},{"$f":"IFERROR(SUM($AB$62:$AB$73),\"\")","v":0},{"$f":"IFERROR(SUM($AC$62:$AC$73),\"\")","v":0},{"$f":"IFERROR(SUM(AD62:AD73),\"\")","v":0},{"$f":"IFERROR(SUM($AE$62:$AE$73),\"\")","v":0},{"$f":"IFERROR(SUM($AF$62:$AF$73),\"\")","v":0},{"$f":"IFERROR(SUM(AG62:AG73),\"\")","v":0},"合計"]
[]
[]
[null,null,"設備導入後電力使用量[kWh]"]
[null,null,null,"冷房(Ec)",null,"暖房(Ew)",null,"合計(Ecw)"]
[null,null,null,{"$f":"IFERROR(D95*F81+G95*I81+J95*L81+M95*O81+P95*R81+S95*U81+V95*X81+Y95*AA81+AB95*AD81+AE95*AG81,\"\")","v":0},null,{"$f":"IFERROR(E95*F81+H95*I81+K95*L81+N95*O81+Q95*R81+T95*U81+W95*X81+Z95*AA81+AC95*AD81+AF95*AG81,\"\")","v":0},null,{"$f":"IFERROR(SUM(D79:G79),\"\")","v":0}]
[]
[null,null,"1台当たり","後1",null,{"$f":"IF(Q50=\"\",1,Q50)","v":1},"後2",null,{"$f":"IF(R50=\"\",1,R50)","v":1},"後3",null,{"$f":"IF(S50=\"\",1,S50)","v":1},"後4",null,{"$f":"IF(T50=\"\",1,T50)","v":1},"後5",null,{"$f":"IF(U50=\"\",1,U50)","v":1},"後6",null,{"$f":"IF(V50=\"\",1,V50)","v":1},"後7",null,{"$f":"IF(W50=\"\",1,W50)","v":1},"後8",null,{"$f":"IF(X50=\"\",1,X50)","v":1},"後9",null,{"$f":"IF(Y50=\"\",1,Y50)","v":1},"後10",null,{"$f":"IF(Z50=\"\",1,Z50)","v":1},"1台当たり"]
[null,null,"月    期間","冷房","暖房","月合計","冷房","暖房","月合計","冷房","暖房","月合計","冷房","暖房","月合計","冷房","暖房","月合計","冷房","暖房","月合計","冷房","暖房","月合計","冷房","暖房","月合計","冷房","暖房","月合計","冷房","暖房","月合計","期間    月"]
[null,null,4,{"$f":"IF($C$7=\"---\",\"\",IFERROR($Q$43/$Q$45*$BF149*$Q$51,\"\"))","v":""},{"$f":"IFERROR(($Q$43*$C$7)/($Q$48)*$BF289*$Q$51,\"\")","v":""},{"$f":"IFERROR(SUM(D83:E83),\"\")","v":0},{"$f":"IF($C$7=\"---\",\"\",IFERROR($R$43/$R$45*$BG149*$R$51,\"\"))","v":""},{"$f":"IFERROR(($R$43*$C$7)/($R$48)*$BG289*$R$51,\"\")","v":""},{"$f":"IFERROR(SUM(G83:H83),\"\")","v":0},{"$f":"IF($C$7=\"---\",\"\",IFERROR($S$43/$S$45*$BH149*$S$51,\"\"))","v":""},{"$f":"IFERROR(($S$43*$C$7)/($S$48)*$BH289*$S$51,\"\")","v":""},{"$f":"IFERROR(SUM(J83:K83),\"\")","v":0},{"$f":"IF($C$7=\"---\",\"\",IFERROR($T$43/$T$45*$BI149*$T$51,\"\"))","v":""},{"$f":"IFERROR(($T$43*$C$7)/($T$48)*$BI289*$T$51,\"\")","v":""},{"$f":"IFERROR(SUM(M83:N83),\"\")","v":0},{"$f":"IF($C$7=\"---\",\"\",IFERROR($U$43/$U$45*$BJ149*$U$51,\"\"))","v":""},{"$f":"IFERROR(($U$43*$C$7)/($U$48)*$BJ289*$U$51,\"\")","v":""},{"$f":"IFERROR(SUM(P83:Q83),\"\")","v":0},{"$f":"IF($C$7=\"---\",\"\",IFERROR($V$43/$V$45*$BK149*$V$51,\"\"))","v":""},{"$f":"IFERROR(($V$43*$C$7)/($V$48)*$BK289*$V$51,\"\")","v":""},{"$f":"IFERROR(SUM(S83:T83),\"\")","v":0},{"$f":"IF($C$7=\"---\",\"\",IFERROR($W$43/$W$45*$BL149*$W$51,\"\"))","v":""},{"$f":"IFERROR(($W$43*$C$7)/($W$48)*$BL289*$W$51,\"\")","v":""},{"$f":"IFERROR(SUM(V83:W83),\"\")","v":0},{"$f":"IF($C$7=\"---\",\"\",IFERROR($X$43/$X$45*$BM149*$X$51,\"\"))","v":""},{"$f":"IFERROR(($X$43*$C$7)/($X$48)*$BM289*$X$51,\"\")","v":""},{"$f":"IFERROR(SUM(Y83:Z83),\"\")","v":0},{"$f":"IF($C$7=\"---\",\"\",IFERROR($Y$43/$Y$45*$BN149*$Y$51,\"\"))","v":""},{"$f":"IFERROR(($Y$43*$C$7)/($Y$48)*$BN289*$Y$51,\"\")","v":""},{"$f":"IFERROR(SUM(AB83:AC83),\"\")","v":0},{"$f":"IF($C$7=\"---\",\"\",IFERROR($Z$43/$Z$45*$BO149*$Z$51,\"\"))","v":""},{"$f":"IFERROR(($Z$43*$C$7)/($Z$48)*$BO289*$Z$51,\"\")","v":""},{"$f":"IFERROR(SUM(AE83:AF83),\"\")","v":0},4]
[null,null,5,{"$f":"IF($C$7=\"---\",\"\",IFERROR($Q$43/$Q$45*$BF150*$Q$51,\"\"))","v":""},{"$f":"IFERROR(($Q$43*$C$7)/($Q$48)*$BF290*$Q$51,\"\")","v":""},{"$f":"IFERROR(SUM(D84:E84),\"\")","v":0},{"$f":"IF($C$7=\"---\",\"\",IFERROR($R$43/$R$45*$BG150*$R$51,\"\"))","v":""},{"$f":"IFERROR(($R$43*$C$7)/($R$48)*$BG290*$R$51,\"\")","v":""},{"$f":"IFERROR(SUM(G84:H84),\"\")","v":0},{"$f":"IF($C$7=\"---\",\"\",IFERROR($S$43/$S$45*$BH150*$S$51,\"\"))","v":""},{"$f":"IFERROR(($S$43*$C$7)/($S$48)*$BH290*$S$51,\"\")","v":""},{"$f":"IFERROR(SUM(J84:K84),\"\")","v":0},{"$f":"IF($C$7=\"---\",\"\",IFERROR($T$43/$T$45*$BI150*$T$51,\"\"))","v":""},{"$f":"IFERROR(($T$43*$C$7)/($T$48)*$BI290*$T$51,\"\")","v":""},{"$f":"IFERROR(SUM(M84:N84),\"\")","v":0},{"$f":"IF($C$7=\"---\",\"\",IFERROR($U$43/$U$45*$BJ150*$U$51,\"\"))","v":""},{"$f":"IFERROR(($U$43*$C$7)/($U$48)*$BJ290*$U$51,\"\")","v":""},{"$f":"IFERROR(SUM(P84:Q84),\"\")","v":0},{"$f":"IF($C$7=\"---\",\"\",IFERROR($V$43/$V$45*$BK150*$V$51,\"\"))","v":""},{"$f":"IFERROR(($V$43*$C$7)/($V$48)*$BK290*$V$51,\"\")","v":""},{"$f":"IFERROR(SUM(S84:T84),\"\")","v":0},{"$f":"IF($C$7=\"---\",\"\",IFERROR($W$43/$W$45*$BL150*$W$51,\"\"))","v":""},{"$f":"IFERROR(($W$43*$C$7)/($W$48)*$BL290*$W$51,\"\")","v":""},{"$f":"IFERROR(SUM(V84:W84),\"\")","v":0},{"$f":"IF($C$7=\"---\",\"\",IFERROR($X$43/$X$45*$BM150*$X$51,\"\"))","v":""},{"$f":"IFERROR(($X$43*$C$7)/($X$48)*$BM290*$X$51,\"\")","v":""},{"$f":"IFERROR(SUM(Y84:Z84),\"\")","v":0},{"$f":"IF($C$7=\"---\",\"\",IFERROR($Y$43/$Y$45*$BN150*$Y$51,\"\"))","v":""},{"$f":"IFERROR(($Y$43*$C$7)/($Y$48)*$BN290*$Y$51,\"\")","v":""},{"$f":"IFERROR(SUM(AB84:AC84),\"\")","v":0},{"$f":"IF($C$7=\"---\",\"\",IFERROR($Z$43/$Z$45*$BO150*$Z$51,\"\"))","v":""},{"$f":"IFERROR(($Z$43*$C$7)/($Z$48)*$BO290*$Z$51,\"\")","v":""},{"$f":"IFERROR(SUM(AE84:AF84),\"\")","v":0},5]
[null,null,6,"","",{"$f":"IFERROR(SUM(D85:E85),\"\")","v":0},"","",{"$f":"IFERROR(SUM(G85:H85),\"\")","v":0},"","",{"$f":"IFERROR(SUM(J85:K85),\"\")","v":0},"","",{"$f":"IFERROR(SUM(M85:N85),\"\")","v":0},"","",{"$f":"IFERROR(SUM(P85:Q85),\"\")","v":0},"","",{"$f":"IFERROR(SUM(S85:T85),\"\")","v":0},"","",{"$f":"IFERROR(SUM(V85:W85),\"\")","v":0},"","",{"$f":"IFERROR(SUM(Y85:Z85),\"\")","v":0},"","",{"$f":"IFERROR(SUM(AB85:AC85),\"\")","v":0},"","",{"$f":"IFERROR(SUM(AE85:AF85),\"\")","v":0},6]
[null,null,7,"","",0,"","",0,"","",{"$f":"IFERROR(SUM(J86:K86),\"\")","v":0},"","",0,"","",0,"","",0,"","",0,"","",0,"","",0,"","",0,7]
[null,null,8,"","",0,"","",0,"","",{"$f":"IFERROR(SUM(J87:K87),\"\")","v":0},"","",{"$f":"IFERROR(SUM(M87:N87),\"\")","v":0},"","",0,"","",0,"","",0,"","",0,"","",0,"","",0,8]
[null,null,9,"","",0,"","",0,"","",0,"","",0,"","",{"$f":"IFERROR(SUM(P88:Q88),\"\")","v":0},"","",0,"","",0,"","",0,"","",0,"","",0,9]
[null,null,10,"","",0,"","",0,"","",0,"","",0,"","",0,"","",{"$f":"IFERROR(SUM(S89:T89),\"\")","v":0},"","",0,"","",0,"","",0,"","",0,10]
[null,null,11,"","",0,"","",0,"","",0,"","",0,"","",0,"","",0,"","",0,"","",{"$f":"IFERROR(SUM(Y90:Z90),\"\")","v":0},"","",0,"","",{"$f":"IFERROR(SUM(AE90:AF90),\"\")","v":0},11]
[null,null,12,"","",{"$f":"IFERROR(SUM(D91:E91),\"\")","v":0},"","",{"$f":"IFERROR(SUM(G91:H91),\"\")","v":0},"","",{"$f":"IFERROR(SUM(J91:K91),\"\")","v":0},"","",{"$f":"IFERROR(SUM(M91:N91),\"\")","v":0},"","",{"$f":"IFERROR(SUM(P91:Q91),\"\")","v":0},"","",{"$f":"IFERROR(SUM(S91:T91),\"\")","v":0},"","",{"$f":"IFERROR(SUM(V91:W91),\"\")","v":0},"","",{"$f":"IFERROR(SUM(Y91:Z91),\"\")","v":0},"","",{"$f":"IFERROR(SUM(AB91:AC91),\"\")","v":0},"","",{"$f":"IFERROR(SUM(AE91:AF91),\"\")","v":0},12]
[null,null,1,"","",0,"","",0,"","",0,"","",0,"","",0,"","",0,"","",0,"","",0,"","",{"$f":"IFERROR(SUM(AB92:AC92),\"\")","v":0},"","",0,1]
[null,null,2,"","",0,"","",0,"","",0,"","",0,"","",0,"","",0,"","",0,"","",0,"","",0,"","",0,2]
[null,null,3,"","",0,"","",0,"","",0,"","",0,"","",0,"","",0,"","",0,"","",0,"","",0,"","",0,3]
[null,null,"合計",{"$f":"IFERROR(SUM(D83:D94),\"\")","v":0},0,0,0,0,0,0,0,0,0,0,0,0,0,0,0,0,0,0,0,0,0,0,0,0,0,0,0,0,0,"合計"]
[]
[]
[null,null,"作業表1(青色のセルを「24」、オレンジ色のセルを「19」として抽出）"]
[null,null,null," 時刻"]
[null,null,"月",0,1,2,3,4,5,6,7,8,9,10,11,12,13,14,15,16,17,18,19,20,21,22,23,"月"]
[null,null,4,{"$f":"CELLCOLOR($D$12)","v":-4142},{"$f":"CELLCOLOR($E$12)","v":-4142},{"$f":"CELLCOLOR($F$12)","v":-4142},{"$f":"CELLCOLOR($G$12)","v":-4142},{"$f":"CELLCOLOR($H$12)","v":-4142},{"$f":"CELLCOLOR($I$12)","v":-4142},{"$f":"CELLCOLOR($J$12)","v":-4142},{"$f":"CELLCOLOR($K$12)","v":-4142},{"$f":"CELLCOLOR($L$12)","v":-4142},{"$f":"CELLCOLOR($M$12)","v":-4142},{"$f":"CELLCOLOR($N$12)","v":-4142},{"$f":"CELLCOLOR($O$12)","v":-4142},{"$f":"CELLCOLOR($P$12)","v":-4142},{"$f":"CELLCOLOR($Q$12)","v":-4142},{"$f":"CELLCOLOR($R$12)","v":-4142},{"$f":"CELLCOLOR($S$12)","v":-4142},{"$f":"CELLCOLOR($T$12)","v":-4142},{"$f":"CELLCOLOR($U$12)","v":-4142},{"$f":"CELLCOLOR($V$12)","v":-4142},{"$f":"CELLCOLOR($W$12)","v":-4142},{"$f":"CELLCOLOR($X$12)","v":-4142},{"$f":"CELLCOLOR($Y$12)","v":-4142},{"$f":"CELLCOLOR($Z$12)","v":-4142},{"$f":"CELLCOLOR($AA$12)","v":-4142},4]
[null,null,5,{"$f":"CELLCOLOR($D$13)","v":-4142},{"$f":"CELLCOLOR($E$13)","v":-4142},{"$f":"CELLCOLOR($F$13)","v":-4142},{"$f":"CELLCOLOR($G$13)","v":-4142},{"$f":"CELLCOLOR($H$13)","v":-4142},{"$f":"CELLCOLOR($I$13)","v":-4142},{"$f":"CELLCOLOR($J$13)","v":-4142},{"$f":"CELLCOLOR($K$13)","v":-4142},{"$f":"CELLCOLOR($L$13)","v":-4142},{"$f":"CELLCOLOR($M$13)","v":-4142},{"$f":"CELLCOLOR($N$13)","v":-4142},{"$f":"CELLCOLOR($O$13)","v":-4142},{"$f":"CELLCOLOR($P$13)","v":-4142},{"$f":"CELLCOLOR($Q$13)","v":-4142},{"$f":"CELLCOLOR($R$13)","v":-4142},{"$f":"CELLCOLOR($S$13)","v":-4142},{"$f":"CELLCOLOR($T$13)","v":-4142},{"$f":"CELLCOLOR($U$13)","v":-4142},{"$f":"CELLCOLOR($V$13)","v":-4142},{"$f":"CELLCOLOR($W$13)","v":-4142},{"$f":"CELLCOLOR($X$13)","v":-4142},{"$f":"CELLCOLOR($Y$13)","v":-4142},{"$f":"CELLCOLOR($Z$13)","v":-4142},{"$f":"CELLCOLOR($AA$13)","v":-4142},5]
[null,null,6,{"$f":"CELLCOLOR($D$14)","v":-4142},{"$f":"CELLCOLOR($E$14)","v":-4142},{"$f":"CELLCOLOR($F$14)","v":-4142},{"$f":"CELLCOLOR($G$14)","v":-4142},{"$f":"CELLCOLOR($H$14)","v":-4142},{"$f":"CELLCOLOR($I$14)","v":-4142},{"$f":"CELLCOLOR($J$14)","v":-4142},{"$f":"CELLCOLOR($K$14)","v":-4142},{"$f":"CELLCOLOR($L$14)","v":-4142},{"$f":"CELLCOLOR($M$14)","v":-4142},{"$f":"CELLCOLOR($N$14)","v":-4142},{"$f":"CELLCOLOR($O$14)","v":-4142},{"$f":"CELLCOLOR($P$14)","v":-4142},{"$f":"CELLCOLOR($Q$14)","v":-4142},{"$f":"CELLCOLOR($R$14)","v":-4142},{"$f":"CELLCOLOR($S$14)","v":-4142},{"$f":"CELLCOLOR($T$14)","v":-4142},{"$f":"CELLCOLOR($U$14)","v":-4142},{"$f":"CELLCOLOR($V$14)","v":-4142},{"$f":"CELLCOLOR($W$14)","v":-4142},{"$f":"CELLCOLOR($X$14)","v":-4142},{"$f":"CELLCOLOR($Y$14)","v":-4142},{"$f":"CELLCOLOR($Z$14)","v":-4142},{"$f":"CELLCOLOR($AA$14)","v":-4142},6]
[null,null,7,{"$f":"CELLCOLOR($D$15)","v":-4142},{"$f":"CELLCOLOR($E$15)","v":-4142},{"$f":"CELLCOLOR($F$15)","v":-4142},{"$f":"CELLCOLOR($G$15)","v":-4142},{"$f":"CELLCOLOR($H$15)","v":-4142},{"$f":"CELLCOLOR($I$15)","v":-4142},{"$f":"CELLCOLOR($J$15)","v":-4142},{"$f":"CELLCOLOR($K$15)","v":-4142},{"$f":"CELLCOLOR($L$15)","v":-4142},{"$f":"CELLCOLOR($M$15)","v":-4142},{"$f":"CELLCOLOR($N$15)","v":-4142},{"$f":"CELLCOLOR($O$15)","v":-4142},{"$f":"CELLCOLOR($P$15)","v":-4142},{"$f":"CELLCOLOR($Q$15)","v":-4142},{"$f":"CELLCOLOR($R$15)","v":-4142},{"$f":"CELLCOLOR($S$15)","v":-4142},{"$f":"CELLCOLOR($T$15)","v":-4142},{"$f":"CELLCOLOR($U$15)","v":-4142},{"$f":"CELLCOLOR($V$15)","v":-4142},{"$f":"CELLCOLOR($W$15)","v":-4142},{"$f":"CELLCOLOR($X$15)","v":-4142},{"$f":"CELLCOLOR($Y$15)","v":-4142},{"$f":"CELLCOLOR($Z$15)","v":-4142},{"$f":"CELLCOLOR($AA$15)","v":-4142},7]
[null,null,8,{"$f":"CELLCOLOR($D$16)","v":-4142},{"$f":"CELLCOLOR($E$16)","v":-4142},{"$f":"CELLCOLOR($F$16)","v":-4142},{"$f":"CELLCOLOR($G$16)","v":-4142},{"$f":"CELLCOLOR($H$16)","v":-4142},{"$f":"CELLCOLOR($I$16)","v":-4142},{"$f":"CELLCOLOR($J$16)","v":-4142},{"$f":"CELLCOLOR($K$16)","v":-4142},{"$f":"CELLCOLOR($L$16)","v":-4142},{"$f":"CELLCOLOR($M$16)","v":-4142},{"$f":"CELLCOLOR($N$16)","v":-4142},{"$f":"CELLCOLOR($O$16)","v":-4142},{"$f":"CELLCOLOR($P$16)","v":-4142},{"$f":"CELLCOLOR($Q$16)","v":-4142},{"$f":"CELLCOLOR($R$16)","v":-4142},{"$f":"CELLCOLOR($S$16)","v":-4142},{"$f":"CELLCOLOR($T$16)","v":-4142},{"$f":"CELLCOLOR($U$16)","v":-4142},{"$f":"CELLCOLOR($V$16)","v":-4142},{"$f":"CELLCOLOR($W$16)","v":-4142},{"$f":"CELLCOLOR($X$16)","v":-4142},{"$f":"CELLCOLOR($Y$16)","v":-4142},{"$f":"CELLCOLOR($Z$16)","v":-4142},{"$f":"CELLCOLOR($AA$16)","v":-4142},8]
[null,null,9,{"$f":"CELLCOLOR($D$17)","v":-4142},{"$f":"CELLCOLOR($E$17)","v":-4142},{"$f":"CELLCOLOR($F$17)","v":-4142},{"$f":"CELLCOLOR($G$17)","v":-4142},{"$f":"CELLCOLOR($H$17)","v":-4142},{"$f":"CELLCOLOR($I$17)","v":-4142},{"$f":"CELLCOLOR($J$17)","v":-4142},{"$f":"CELLCOLOR($K$17)","v":-4142},{"$f":"CELLCOLOR($L$17)","v":-4142},{"$f":"CELLCOLOR($M$17)","v":-4142},{"$f":"CELLCOLOR($N$17)","v":-4142},{"$f":"CELLCOLOR($O$17)","v":-4142},{"$f":"CELLCOLOR($P$17)","v":-4142},{"$f":"CELLCOLOR($Q$17)","v":-4142},{"$f":"CELLCOLOR($R$17)","v":-4142},{"$f":"CELLCOLOR($S$17)","v":-4142},{"$f":"CELLCOLOR($T$17)","v":-4142},{"$f":"CELLCOLOR($U$17)","v":-4142},{"$f":"CELLCOLOR($V$17)","v":-4142},{"$f":"CELLCOLOR($W$17)","v":-4142},{"$f":"CELLCOLOR($X$17)","v":-4142},{"$f":"CELLCOLOR($Y$17)","v":-4142},{"$f":"CELLCOLOR($Z$17)","v":-4142},{"$f":"CELLCOLOR($AA$17)","v":-4142},9]
[null,null,10,{"$f":"CELLCOLOR($D$18)","v":-4142},{"$f":"CELLCOLOR($E$18)","v":-4142},{"$f":"CELLCOLOR($F$18)","v":-4142},{"$f":"CELLCOLOR($G$18)","v":-4142},{"$f":"CELLCOLOR($H$18)","v":-4142},{"$f":"CELLCOLOR($I$18)","v":-4142},{"$f":"CELLCOLOR($J$18)","v":-4142},{"$f":"CELLCOLOR($K$18)","v":-4142},{"$f":"CELLCOLOR($L$18)","v":-4142},{"$f":"CELLCOLOR($M$18)","v":-4142},{"$f":"CELLCOLOR($N$18)","v":-4142},{"$f":"CELLCOLOR($O$18)","v":-4142},{"$f":"CELLCOLOR($P$18)","v":-4142},{"$f":"CELLCOLOR($Q$18)","v":-4142},{"$f":"CELLCOLOR($R$18)","v":-4142},{"$f":"CELLCOLOR($S$18)","v":-4142},{"$f":"CELLCOLOR($T$18)","v":-4142},{"$f":"CELLCOLOR($U$18)","v":-4142},{"$f":"CELLCOLOR($V$18)","v":-4142},{"$f":"CELLCOLOR($W$18)","v":-4142},{"$f":"CELLCOLOR($X$18)","v":-4142},{"$f":"CELLCOLOR($Y$18)","v":-4142},{"$f":"CELLCOLOR($Z$18)","v":-4142},{"$f":"CELLCOLOR($AA$18)","v":-4142},10]
[null,null,11,{"$f":"CELLCOLOR($D$19)","v":-4142},{"$f":"CELLCOLOR($E$19)","v":-4142},{"$f":"CELLCOLOR($F$19)","v":-4142},{"$f":"CELLCOLOR($G$19)","v":-4142},{"$f":"CELLCOLOR($H$19)","v":-4142},{"$f":"CELLCOLOR($I$19)","v":-4142},{"$f":"CELLCOLOR($J$19)","v":-4142},{"$f":"CELLCOLOR($K$19)","v":-4142},{"$f":"CELLCOLOR($L$19)","v":-4142},{"$f":"CELLCOLOR($M$19)","v":-4142},{"$f":"CELLCOLOR($N$19)","v":-4142},{"$f":"CELLCOLOR($O$19)","v":-4142},{"$f":"CELLCOLOR($P$19)","v":-4142},{"$f":"CELLCOLOR($Q$19)","v":-4142},{"$f":"CELLCOLOR($R$19)","v":-4142},{"$f":"CELLCOLOR($S$19)","v":-4142},{"$f":"CELLCOLOR($T$19)","v":-4142},{"$f":"CELLCOLOR($U$19)","v":-4142},{"$f":"CELLCOLOR($V$19)","v":-4142},{"$f":"CELLCOLOR($W$19)","v":-4142},{"$f":"CELLCOLOR($X$19)","v":-4142},{"$f":"CELLCOLOR($Y$19)","v":-4142},{"$f":"CELLCOLOR($Z$19)","v":-4142},{"$f":"CELLCOLOR($AA$19)","v":-4142},11]
[null,null,12,{"$f":"CELLCOLOR($D$20)","v":-4142},{"$f":"CELLCOLOR($E$20)","v":-4142},{"$f":"CELLCOLOR($F$20)","v":-4142},{"$f":"CELLCOLOR($G$20)","v":-4142},{"$f":"CELLCOLOR($H$20)","v":-4142},{"$f":"CELLCOLOR($I$20)","v":-4142},{"$f":"CELLCOLOR($J$20)","v":-4142},{"$f":"CELLCOLOR($K$20)","v":-4142},{"$f":"CELLCOLOR($L$20)","v":-4142},{"$f":"CELLCOLOR($M$20)","v":-4142},{"$f":"CELLCOLOR($N$20)","v":-4142},{"$f":"CELLCOLOR($O$20)","v":-4142},{"$f":"CELLCOLOR($P$20)","v":-4142},{"$f":"CELLCOLOR($Q$20)","v":-4142},{"$f":"CELLCOLOR($R$20)","v":-4142},{"$f":"CELLCOLOR($S$20)","v":-4142},{"$f":"CELLCOLOR($T$20)","v":-4142},{"$f":"CELLCOLOR($U$20)","v":-4142},{"$f":"CELLCOLOR($V$20)","v":-4142},{"$f":"CELLCOLOR($W$20)","v":-4142},{"$f":"CELLCOLOR($X$20)","v":-4142},{"$f":"CELLCOLOR($Y$20)","v":-4142},{"$f":"CELLCOLOR($Z$20)","v":-4142},{"$f":"CELLCOLOR($AA$20)","v":-4142},12]
[null,null,1,{"$f":"CELLCOLOR($D$21)","v":-4142},{"$f":"CELLCOLOR($E$21)","v":-4142},{"$f":"CELLCOLOR($F$21)","v":-4142},{"$f":"CELLCOLOR($G$21)","v":-4142},{"$f":"CELLCOLOR($H$21)","v":-4142},{"$f":"CELLCOLOR($I$21)","v":-4142},{"$f":"CELLCOLOR($J$21)","v":-4142},{"$f":"CELLCOLOR($K$21)","v":-4142},{"$f":"CELLCOLOR($L$21)","v":-4142},{"$f":"CELLCOLOR($M$21)","v":-4142},{"$f":"CELLCOLOR($N$21)","v":-4142},{"$f":"CELLCOLOR($O$21)","v":-4142},{"$f":"CELLCOLOR($P$21)","v":-4142},{"$f":"CELLCOLOR($Q$21)","v":-4142},{"$f":"CELLCOLOR($R$21)","v":-4142},{"$f":"CELLCOLOR($S$21)","v":-4142},{"$f":"CELLCOLOR($T$21)","v":-4142},{"$f":"CELLCOLOR($U$21)","v":-4142},{"$f":"CELLCOLOR($V$21)","v":-4142},{"$f":"CELLCOLOR($W$21)","v":-4142},{"$f":"CELLCOLOR($X$21)","v":-4142},{"$f":"CELLCOLOR($Y$21)","v":-4142},{"$f":"CELLCOLOR($Z$21)","v":-4142},{"$f":"CELLCOLOR($AA$21)","v":-4142},1]
[null,null,2,{"$f":"CELLCOLOR($D$22)","v":-4142},{"$f":"CELLCOLOR($E$22)","v":-4142},{"$f":"CELLCOLOR($F$22)","v":-4142},{"$f":"CELLCOLOR($G$22)","v":-4142},{"$f":"CELLCOLOR($H$22)","v":-4142},{"$f":"CELLCOLOR($I$22)","v":-4142},{"$f":"CELLCOLOR($J$22)","v":-4142},{"$f":"CELLCOLOR($K$22)","v":-4142},{"$f":"CELLCOLOR($L$22)","v":-4142},{"$f":"CELLCOLOR($M$22)","v":-4142},{"$f":"CELLCOLOR($N$22)","v":-4142},{"$f":"CELLCOLOR($O$22)","v":-4142},{"$f":"CELLCOLOR($P$22)","v":-4142},{"$f":"CELLCOLOR($Q$22)","v":-4142},{"$f":"CELLCOLOR($R$22)","v":-4142},{"$f":"CELLCOLOR($S$22)","v":-4142},{"$f":"CELLCOLOR($T$22)","v":-4142},{"$f":"CELLCOLOR($U$22)","v":-4142},{"$f":"CELLCOLOR($V$22)","v":-4142},{"$f":"CELLCOLOR($W$22)","v":-4142},{"$f":"CELLCOLOR($X$22)","v":-4142},{"$f":"CELLCOLOR($Y$22)","v":-4142},{"$f":"CELLCOLOR($Z$22)","v":-4142},{"$f":"CELLCOLOR($AA$22)","v":-4142},2]
[null,null,3,{"$f":"CELLCOLOR($D$23)","v":-4142},{"$f":"CELLCOLOR($E$23)","v":-4142},{"$f":"CELLCOLOR($F$23)","v":-4142},{"$f":"CELLCOLOR($G$23)","v":-4142},{"$f":"CELLCOLOR($H$23)","v":-4142},{"$f":"CELLCOLOR($I$23)","v":-4142},{"$f":"CELLCOLOR($J$23)","v":-4142},{"$f":"CELLCOLOR($K$23)","v":-4142},{"$f":"CELLCOLOR($L$23)","v":-4142},{"$f":"CELLCOLOR($M$23)","v":-4142},{"$f":"CELLCOLOR($N$23)","v":-4142},{"$f":"CELLCOLOR($O$23)","v":-4142},{"$f":"CELLCOLOR($P$23)","v":-4142},{"$f":"CELLCOLOR($Q$23)","v":-4142},{"$f":"CELLCOLOR($R$23)","v":-4142},{"$f":"CELLCOLOR($S$23)","v":-4142},{"$f":"CELLCOLOR($T$23)","v":-4142},{"$f":"CELLCOLOR($U$23)","v":-4142},{"$f":"CELLCOLOR($V$23)","v":-4142},{"$f":"CELLCOLOR($W$23)","v":-4142},{"$f":"CELLCOLOR($X$23)","v":-4142},{"$f":"CELLCOLOR($Y$23)","v":-4142},{"$f":"CELLCOLOR($Z$23)","v":-4142},{"$f":"CELLCOLOR($AA$23)","v":-4142},3]
[]
[null,null,"作業表2-1(冷房)",null,"●月▲時の平均気温(四捨五入で表示）"]
[null,null,null," 時刻"]
[null,null,"月",0,1,2,3,4,5,6,7,8,9,10,11,12,13,14,15,16,17,18,19,20,21,22,23,"月"]
[null,null,4,{"$f":"IF($D$101=24,ROUND($D$12,0),\"\")&\"\"","v":""},{"$f":"IF($E$101=24,ROUND($E$12,0),\"\")&\"\"","v":""},{"$f":"IF($F$101=24,ROUND($F$12,0),\"\")&\"\"","v":""},{"$f":"IF($G$101=24,ROUND($G$12,0),\"\")&\"\"","v":""},{"$f":"IF($H$101=24,ROUND($H$12,0),\"\")&\"\"","v":""},{"$f":"IF($I$101=24,ROUND($I$12,0),\"\")&\"\"","v":""},{"$f":"IF($J$101=24,ROUND($J$12,0),\"\")&\"\"","v":""},{"$f":"IF($K$101=24,ROUND($K$12,0),\"\")&\"\"","v":""},{"$f":"IF($L$101=24,ROUND($L$12,0),\"\")&\"\"","v":""},{"$f":"IF($M$101=24,ROUND($M$12,0),\"\")&\"\"","v":""},{"$f":"IF($N$101=24,ROUND($N$12,0),\"\")&\"\"","v":""},{"$f":"IF($O$101=24,ROUND($O$12,0),\"\")&\"\"","v":""},{"$f":"IF($P$101=24,ROUND($P$12,0),\"\")&\"\"","v":""},{"$f":"IF($Q$101=24,ROUND($Q$12,0),\"\")&\"\"","v":""},{"$f":"IF($R$101=24,ROUND($R$12,0),\"\")&\"\"","v":""},{"$f":"IF($S$101=24,ROUND($S$12,0),\"\")&\"\"","v":""},{"$f":"IF($T$101=24,ROUND($T$12,0),\"\")&\"\"","v":""},{"$f":"IF($U$101=24,ROUND($U$12,0),\"\")&\"\"","v":""},{"$f":"IF($V$101=24,ROUND($V$12,0),\"\")&\"\"","v":""},{"$f":"IF($W$101=24,ROUND($W$12,0),\"\")&\"\"","v":""},{"$f":"IF($X$101=24,ROUND($X$12,0),\"\")&\"\"","v":""},{"$f":"IF($Y$101=24,ROUND($Y$12,0),\"\")&\"\"","v":""},{"$f":"IF($Z$101=24,ROUND($Z$12,0),\"\")&\"\"","v":""},{"$f":"IF($AA$101=24,ROUND($AA$12,0),\"\")&\"\"","v":""},4]
[null,null,5,{"$f":"IF($D$102=24,ROUND($D$13,0),\"\")&\"\"","v":""},{"$f":"IF($E$102=24,ROUND($E$13,0),\"\")&\"\"","v":""},{"$f":"IF($F$102=24,ROUND($F$13,0),\"\")&\"\"","v":""},{"$f":"IF($G$102=24,ROUND($G$13,0),\"\")&\"\"","v":""},{"$f":"IF($H$102=24,ROUND($H$13,0),\"\")&\"\"","v":""},{"$f":"IF($I$102=24,ROUND($I$13,0),\"\")&\"\"","v":""},{"$f":"IF($J$102=24,ROUND($J$13,0),\"\")&\"\"","v":""},{"$f":"IF($K$102=24,ROUND($K$13,0),\"\")&\"\"","v":""},{"$f":"IF($L$102=24,ROUND($L$13,0),\"\")&\"\"","v":""},{"$f":"IF($M$102=24,ROUND($M$13,0),\"\")&\"\"","v":""},{"$f":"IF($N$102=24,ROUND($N$13,0),\"\")&\"\"","v":""},{"$f":"IF($O$102=24,ROUND($O$13,0),\"\")&\"\"","v":""},{"$f":"IF($P$102=24,ROUND($P$13,0),\"\")&\"\"","v":""},{"$f":"IF($Q$102=24,ROUND($Q$13,0),\"\")&\"\"","v":""},{"$f":"IF($R$102=24,ROUND($R$13,0),\"\")&\"\"","v":""},{"$f":"IF($S$102=24,ROUND($S$13,0),\"\")&\"\"","v":""},{"$f":"IF($T$102=24,ROUND($T$13,0),\"\")&\"\"","v":""},{"$f":"IF($U$102=24,ROUND($U$13,0),\"\")&\"\"","v":""},{"$f":"IF($V$102=24,ROUND($V$13,0),\"\")&\"\"","v":""},{"$f":"IF($W$102=24,ROUND($W$13,0),\"\")&\"\"","v":""},{"$f":"IF($X$102=24,ROUND($X$13,0),\"\")&\"\"","v":""},{"$f":"IF($Y$102=24,ROUND($Y$13,0),\"\")&\"\"","v":""},{"$f":"IF($Z$102=24,ROUND($Z$13,0),\"\")&\"\"","v":""},{"$f":"IF($AA$102=24,ROUND($AA$13,0),\"\")&\"\"","v":""},5]
[null,null,6,{"$f":"IF($D$103=24,ROUND($D$14,0),\"\")&\"\"","v":""},{"$f":"IF($E$103=24,ROUND($E$14,0),\"\")&\"\"","v":""},{"$f":"IF($F$103=24,ROUND($F$14,0),\"\")&\"\"","v":""},{"$f":"IF($G$103=24,ROUND($G$14,0),\"\")&\"\"","v":""},{"$f":"IF($H$103=24,ROUND($H$14,0),\"\")&\"\"","v":""},{"$f":"IF($I$103=24,ROUND($I$14,0),\"\")&\"\"","v":""},{"$f":"IF($J$103=24,ROUND($J$14,0),\"\")&\"\"","v":""},{"$f":"IF($K$103=24,ROUND($K$14,0),\"\")&\"\"","v":""},{"$f":"IF($L$103=24,ROUND($L$14,0),\"\")&\"\"","v":""},{"$f":"IF($M$103=24,ROUND($M$14,0),\"\")&\"\"","v":""},{"$f":"IF($N$103=24,ROUND($N$14,0),\"\")&\"\"","v":""},{"$f":"IF($O$103=24,ROUND($O$14,0),\"\")&\"\"","v":""},{"$f":"IF($P$103=24,ROUND($P$14,0),\"\")&\"\"","v":""},{"$f":"IF($Q$103=24,ROUND($Q$14,0),\"\")&\"\"","v":""},{"$f":"IF($R$103=24,ROUND($R$14,0),\"\")&\"\"","v":""},{"$f":"IF($S$103=24,ROUND($S$14,0),\"\")&\"\"","v":""},{"$f":"IF($T$103=24,ROUND($T$14,0),\"\")&\"\"","v":""},{"$f":"IF($U$103=24,ROUND($U$14,0),\"\")&\"\"","v":""},{"$f":"IF($V$103=24,ROUND($V$14,0),\"\")&\"\"","v":""},{"$f":"IF($W$103=24,ROUND($W$14,0),\"\")&\"\"","v":""},{"$f":"IF($X$103=24,ROUND($X$14,0),\"\")&\"\"","v":""},{"$f":"IF($Y$103=24,ROUND($Y$14,0),\"\")&\"\"","v":""},{"$f":"IF($Z$103=24,ROUND($Z$14,0),\"\")&\"\"","v":""},{"$f":"IF($AA$103=24,ROUND($AA$14,0),\"\")&\"\"","v":""},6]
[null,null,7,{"$f":"IF($D$104=24,ROUND($D$15,0),\"\")&\"\"","v":""},{"$f":"IF($E$104=24,ROUND($E$15,0),\"\")&\"\"","v":""},{"$f":"IF($F$104=24,ROUND($F$15,0),\"\")&\"\"","v":""},{"$f":"IF($G$104=24,ROUND($G$15,0),\"\")&\"\"","v":""},{"$f":"IF($H$104=24,ROUND($H$15,0),\"\")&\"\"","v":""},{"$f":"IF($I$104=24,ROUND($I$15,0),\"\")&\"\"","v":""},{"$f":"IF($J$104=24,ROUND($J$15,0),\"\")&\"\"","v":""},{"$f":"IF($K$104=24,ROUND($K$15,0),\"\")&\"\"","v":""},{"$f":"IF($L$104=24,ROUND($L$15,0),\"\")&\"\"","v":""},{"$f":"IF($M$104=24,ROUND($M$15,0),\"\")&\"\"","v":""},{"$f":"IF($N$104=24,ROUND($N$15,0),\"\")&\"\"","v":""},{"$f":"IF($O$104=24,ROUND($O$15,0),\"\")&\"\"","v":""},{"$f":"IF($P$104=24,ROUND($P$15,0),\"\")&\"\"","v":""},{"$f":"IF($Q$104=24,ROUND($Q$15,0),\"\")&\"\"","v":""},{"$f":"IF($R$104=24,ROUND($R$15,0),\"\")&\"\"","v":""},{"$f":"IF($S$104=24,ROUND($S$15,0),\"\")&\"\"","v":""},{"$f":"IF($T$104=24,ROUND($T$15,0),\"\")&\"\"","v":""},{"$f":"IF($U$104=24,ROUND($U$15,0),\"\")&\"\"","v":""},{"$f":"IF($V$104=24,ROUND($V$15,0),\"\")&\"\"","v":""},{"$f":"IF($W$104=24,ROUND($W$15,0),\"\")&\"\"","v":""},{"$f":"IF($X$104=24,ROUND($X$15,0),\"\")&\"\"","v":""},{"$f":"IF($Y$104=24,ROUND($Y$15,0),\"\")&\"\"","v":""},{"$f":"IF($Z$104=24,ROUND($Z$15,0),\"\")&\"\"","v":""},{"$f":"IF($AA$104=24,ROUND($AA$15,0),\"\")&\"\"","v":""},7]
[null,null,8,{"$f":"IF($D$105=24,ROUND($D$16,0),\"\")&\"\"","v":""},{"$f":"IF($E$105=24,ROUND($E$16,0),\"\")&\"\"","v":""},{"$f":"IF($F$105=24,ROUND($F$16,0),\"\")&\"\"","v":""},{"$f":"IF($G$105=24,ROUND($G$16,0),\"\")&\"\"","v":""},{"$f":"IF($H$105=24,ROUND($H$16,0),\"\")&\"\"","v":""},{"$f":"IF($I$105=24,ROUND($I$16,0),\"\")&\"\"","v":""},{"$f":"IF($J$105=24,ROUND($J$16,0),\"\")&\"\"","v":""},{"$f":"IF($K$105=24,ROUND($K$16,0),\"\")&\"\"","v":""},{"$f":"IF($L$105=24,ROUND($L$16,0),\"\")&\"\"","v":""},{"$f":"IF($M$105=24,ROUND($M$16,0),\"\")&\"\"","v":""},{"$f":"IF($N$105=24,ROUND($N$16,0),\"\")&\"\"","v":""},{"$f":"IF($O$105=24,ROUND($O$16,0),\"\")&\"\"","v":""},{"$f":"IF($P$105=24,ROUND($P$16,0),\"\")&\"\"","v":""},{"$f":"IF($Q$105=24,ROUND($Q$16,0),\"\")&\"\"","v":""},{"$f":"IF($R$105=24,ROUND($R$16,0),\"\")&\"\"","v":""},{"$f":"IF($S$105=24,ROUND($S$16,0),\"\")&\"\"","v":""},{"$f":"IF($T$105=24,ROUND($T$16,0),\"\")&\"\"","v":""},{"$f":"IF($U$105=24,ROUND($U$16,0),\"\")&\"\"","v":""},{"$f":"IF($V$105=24,ROUND($V$16,0),\"\")&\"\"","v":""},{"$f":"IF($W$105=24,ROUND($W$16,0),\"\")&\"\"","v":""},{"$f":"IF($X$105=24,ROUND($X$16,0),\"\")&\"\"","v":""},{"$f":"IF($Y$105=24,ROUND($Y$16,0),\"\")&\"\"","v":""},{"$f":"IF($Z$105=24,ROUND($Z$16,0),\"\")&\"\"","v":""},{"$f":"IF($AA$105=24,ROUND($AA$16,0),\"\")&\"\"","v":""},8]
[null,null,9,{"$f":"IF($D$106=24,ROUND($D$17,0),\"\")&\"\"","v":""},{"$f":"IF($E$106=24,ROUND($E$17,0),\"\")&\"\"","v":""},{"$f":"IF($F$106=24,ROUND($F$17,0),\"\")&\"\"","v":""},{"$f":"IF($G$106=24,ROUND($G$17,0),\"\")&\"\"","v":""},{"$f":"IF($H$106=24,ROUND($H$17,0),\"\")&\"\"","v":""},{"$f":"IF($I$106=24,ROUND($I$17,0),\"\")&\"\"","v":""},{"$f":"IF($J$106=24,ROUND($J$17,0),\"\")&\"\"","v":""},{"$f":"IF($K$106=24,ROUND($K$17,0),\"\")&\"\"","v":""},{"$f":"IF($L$106=24,ROUND($L$17,0),\"\")&\"\"","v":""},{"$f":"IF($M$106=24,ROUND($M$17,0),\"\")&\"\"","v":""},{"$f":"IF($N$106=24,ROUND($N$17,0),\"\")&\"\"","v":""},{"$f":"IF($O$106=24,ROUND($O$17,0),\"\")&\"\"","v":""},{"$f":"IF($P$106=24,ROUND($P$17,0),\"\")&\"\"","v":""},{"$f":"IF($Q$106=24,ROUND($Q$17,0),\"\")&\"\"","v":""},{"$f":"IF($R$106=24,ROUND($R$17,0),\"\")&\"\"","v":""},{"$f":"IF($S$106=24,ROUND($S$17,0),\"\")&\"\"","v":""},{"$f":"IF($T$106=24,ROUND($T$17,0),\"\")&\"\"","v":""},{"$f":"IF($U$106=24,ROUND($U$17,0),\"\")&\"\"","v":""},{"$f":"IF($V$106=24,ROUND($V$17,0),\"\")&\"\"","v":""},{"$f":"IF($W$106=24,ROUND($W$17,0),\"\")&\"\"","v":""},{"$f":"IF($X$106=24,ROUND($X$17,0),\"\")&\"\"","v":""},{"$f":"IF($Y$106=24,ROUND($Y$17,0),\"\")&\"\"","v":""},{"$f":"IF($Z$106=24,ROUND($Z$17,0),\"\")&\"\"","v":""},{"$f":"IF($AA$106=24,ROUND($AA$17,0),\"\")&\"\"","v":""},9]
[null,null,10,{"$f":"IF($D$107=24,ROUND($D$18,0),\"\")&\"\"","v":""},{"$f":"IF($E$107=24,ROUND($E$18,0),\"\")&\"\"","v":""},{"$f":"IF($F$107=24,ROUND($F$18,0),\"\")&\"\"","v":""},{"$f":"IF($G$107=24,ROUND($G$18,0),\"\")&\"\"","v":""},{"$f":"IF($H$107=24,ROUND($H$18,0),\"\")&\"\"","v":""},{"$f":"IF($I$107=24,ROUND($I$18,0),\"\")&\"\"","v":""},{"$f":"IF($J$107=24,ROUND($J$18,0),\"\")&\"\"","v":""},{"$f":"IF($K$107=24,ROUND($K$18,0),\"\")&\"\"","v":""},{"$f":"IF($L$107=24,ROUND($L$18,0),\"\")&\"\"","v":""},{"$f":"IF($M$107=24,ROUND($M$18,0),\"\")&\"\"","v":""},{"$f":"IF($N$107=24,ROUND($N$18,0),\"\")&\"\"","v":""},{"$f":"IF($O$107=24,ROUND($O$18,0),\"\")&\"\"","v":""},{"$f":"IF($P$107=24,ROUND($P$18,0),\"\")&\"\"","v":""},{"$f":"IF($Q$107=24,ROUND($Q$18,0),\"\")&\"\"","v":""},{"$f":"IF($R$107=24,ROUND($R$18,0),\"\")&\"\"","v":""},{"$f":"IF($S$107=24,ROUND($S$18,0),\"\")&\"\"","v":""},{"$f":"IF($T$107=24,ROUND($T$18,0),\"\")&\"\"","v":""},{"$f":"IF($U$107=24,ROUND($U$18,0),\"\")&\"\"","v":""},{"$f":"IF($V$107=24,ROUND($V$18,0),\"\")&\"\"","v":""},{"$f":"IF($W$107=24,ROUND($W$18,0),\"\")&\"\"","v":""},{"$f":"IF($X$107=24,ROUND($X$18,0),\"\")&\"\"","v":""},{"$f":"IF($Y$107=24,ROUND($Y$18,0),\"\")&\"\"","v":""},{"$f":"IF($Z$107=24,ROUND($Z$18,0),\"\")&\"\"","v":""},{"$f":"IF($AA$107=24,ROUND($AA$18,0),\"\")&\"\"","v":""},10]
[null,null,11,{"$f":"IF($D$108=24,ROUND($D$19,0),\"\")&\"\"","v":""},{"$f":"IF($E$108=24,ROUND($E$19,0),\"\")&\"\"","v":""},{"$f":"IF($F$108=24,ROUND($F$19,0),\"\")&\"\"","v":""},{"$f":"IF($G$108=24,ROUND($G$19,0),\"\")&\"\"","v":""},{"$f":"IF($H$108=24,ROUND($H$19,0),\"\")&\"\"","v":""},{"$f":"IF($I$108=24,ROUND($I$19,0),\"\")&\"\"","v":""},{"$f":"IF($J$108=24,ROUND($J$19,0),\"\")&\"\"","v":""},{"$f":"IF($K$108=24,ROUND($K$19,0),\"\")&\"\"","v":""},{"$f":"IF($L$108=24,ROUND($L$19,0),\"\")&\"\"","v":""},{"$f":"IF($M$108=24,ROUND($M$19,0),\"\")&\"\"","v":""},{"$f":"IF($N$108=24,ROUND($N$19,0),\"\")&\"\"","v":""},{"$f":"IF($O$108=24,ROUND($O$19,0),\"\")&\"\"","v":""},{"$f":"IF($P$108=24,ROUND($P$19,0),\"\")&\"\"","v":""},{"$f":"IF($Q$108=24,ROUND($Q$19,0),\"\")&\"\"","v":""},{"$f":"IF($R$108=24,ROUND($R$19,0),\"\")&\"\"","v":""},{"$f":"IF($S$108=24,ROUND($S$19,0),\"\")&\"\"","v":""},{"$f":"IF($T$108=24,ROUND($T$19,0),\"\")&\"\"","v":""},{"$f":"IF($U$108=24,ROUND($U$19,0),\"\")&\"\"","v":""},{"$f":"IF($V$108=24,ROUND($V$19,0),\"\")&\"\"","v":""},{"$f":"IF($W$108=24,ROUND($W$19,0),\"\")&\"\"","v":""},{"$f":"IF($X$108=24,ROUND($X$19,0),\"\")&\"\"","v":""},{"$f":"IF($Y$108=24,ROUND($Y$19,0),\"\")&\"\"","v":""},{"$f":"IF($Z$108=24,ROUND($Z$19,0),\"\")&\"\"","v":""},{"$f":"IF($AA$108=24,ROUND($AA$19,0),\"\")&\"\"","v":""},11]
[null,null,12,{"$f":"IF($D$109=24,ROUND($D$20,0),\"\")&\"\"","v":""},{"$f":"IF($E$109=24,ROUND($E$20,0),\"\")&\"\"","v":""},{"$f":"IF($F$109=24,ROUND($F$20,0),\"\")&\"\"","v":""},{"$f":"IF($G$109=24,ROUND($G$20,0),\"\")&\"\"","v":""},{"$f":"IF($H$109=24,ROUND($H$20,0),\"\")&\"\"","v":""},{"$f":"IF($I$109=24,ROUND($I$20,0),\"\")&\"\"","v":""},{"$f":"IF($J$109=24,ROUND($J$20,0),\"\")&\"\"","v":""},{"$f":"IF($K$109=24,ROUND($K$20,0),\"\")&\"\"","v":""},{"$f":"IF($L$109=24,ROUND($L$20,0),\"\")&\"\"","v":""},{"$f":"IF($M$109=24,ROUND($M$20,0),\"\")&\"\"","v":""},{"$f":"IF($N$109=24,ROUND($N$20,0),\"\")&\"\"","v":""},{"$f":"IF($O$109=24,ROUND($O$20,0),\"\")&\"\"","v":""},{"$f":"IF($P$109=24,ROUND($P$20,0),\"\")&\"\"","v":""},{"$f":"IF($Q$109=24,ROUND($Q$20,0),\"\")&\"\"","v":""},{"$f":"IF($R$109=24,ROUND($R$20,0),\"\")&\"\"","v":""},{"$f":"IF($S$109=24,ROUND($S$20,0),\"\")&\"\"","v":""},{"$f":"IF($T$109=24,ROUND($T$20,0),\"\")&\"\"","v":""},{"$f":"IF($U$109=24,ROUND($U$20,0),\"\")&\"\"","v":""},{"$f":"IF($V$109=24,ROUND($V$20,0),\"\")&\"\"","v":""},{"$f":"IF($W$109=24,ROUND($W$20,0),\"\")&\"\"","v":""},{"$f":"IF($X$109=24,ROUND($X$20,0),\"\")&\"\"","v":""},{"$f":"IF($Y$109=24,ROUND($Y$20,0),\"\")&\"\"","v":""},{"$f":"IF($Z$109=24,ROUND($Z$20,0),\"\")&\"\"","v":""},{"$f":"IF($AA$109=24,ROUND($AA$20,0),\"\")&\"\"","v":""},12]
[null,null,1,{"$f":"IF($D$110=24,ROUND($D$21,0),\"\")&\"\"","v":""},{"$f":"IF($E$110=24,ROUND($E$21,0),\"\")&\"\"","v":""},{"$f":"IF($F$110=24,ROUND($F$21,0),\"\")&\"\"","v":""},{"$f":"IF($G$110=24,ROUND($G$21,0),\"\")&\"\"","v":""},{"$f":"IF($H$110=24,ROUND($H$21,0),\"\")&\"\"","v":""},{"$f":"IF($I$110=24,ROUND($I$21,0),\"\")&\"\"","v":""},{"$f":"IF($J$110=24,ROUND($J$21,0),\"\")&\"\"","v":""},{"$f":"IF($K$110=24,ROUND($K$21,0),\"\")&\"\"","v":""},{"$f":"IF($L$110=24,ROUND($L$21,0),\"\")&\"\"","v":""},{"$f":"IF($M$110=24,ROUND($M$21,0),\"\")&\"\"","v":""},{"$f":"IF($N$110=24,ROUND($N$21,0),\"\")&\"\"","v":""},{"$f":"IF($O$110=24,ROUND($O$21,0),\"\")&\"\"","v":""},{"$f":"IF($P$110=24,ROUND($P$21,0),\"\")&\"\"","v":""},{"$f":"IF($Q$110=24,ROUND($Q$21,0),\"\")&\"\"","v":""},{"$f":"IF($R$110=24,ROUND($R$21,0),\"\")&\"\"","v":""},{"$f":"IF($S$110=24,ROUND($S$21,0),\"\")&\"\"","v":""},{"$f":"IF($T$110=24,ROUND($T$21,0),\"\")&\"\"","v":""},{"$f":"IF($U$110=24,ROUND($U$21,0),\"\")&\"\"","v":""},{"$f":"IF($V$110=24,ROUND($V$21,0),\"\")&\"\"","v":""},{"$f":"IF($W$110=24,ROUND($W$21,0),\"\")&\"\"","v":""},{"$f":"IF($X$110=24,ROUND($X$21,0),\"\")&\"\"","v":""},{"$f":"IF($Y$110=24,ROUND($Y$21,0),\"\")&\"\"","v":""},{"$f":"IF($Z$110=24,ROUND($Z$21,0),\"\")&\"\"","v":""},{"$f":"IF($AA$110=24,ROUND($AA$21,0),\"\")&\"\"","v":""},1]
[null,null,2,{"$f":"IF($D$111=24,ROUND($D$22,0),\"\")&\"\"","v":""},{"$f":"IF($E$111=24,ROUND($E$22,0),\"\")&\"\"","v":""},{"$f":"IF($F$111=24,ROUND($F$22,0),\"\")&\"\"","v":""},{"$f":"IF($G$111=24,ROUND($G$22,0),\"\")&\"\"","v":""},{"$f":"IF($H$111=24,ROUND($H$22,0),\"\")&\"\"","v":""},{"$f":"IF($I$111=24,ROUND($I$22,0),\"\")&\"\"","v":""},{"$f":"IF($J$111=24,ROUND($J$22,0),\"\")&\"\"","v":""},{"$f":"IF($K$111=24,ROUND($K$22,0),\"\")&\"\"","v":""},{"$f":"IF($L$111=24,ROUND($L$22,0),\"\")&\"\"","v":""},{"$f":"IF($M$111=24,ROUND($M$22,0),\"\")&\"\"","v":""},{"$f":"IF($N$111=24,ROUND($N$22,0),\"\")&\"\"","v":""},{"$f":"IF($O$111=24,ROUND($O$22,0),\"\")&\"\"","v":""},{"$f":"IF($P$111=24,ROUND($P$22,0),\"\")&\"\"","v":""},{"$f":"IF($Q$111=24,ROUND($Q$22,0),\"\")&\"\"","v":""},{"$f":"IF($R$111=24,ROUND($R$22,0),\"\")&\"\"","v":""},{"$f":"IF($S$111=24,ROUND($S$22,0),\"\")&\"\"","v":""},{"$f":"IF($T$111=24,ROUND($T$22,0),\"\")&\"\"","v":""},{"$f":"IF($U$111=24,ROUND($U$22,0),\"\")&\"\"","v":""},{"$f":"IF($V$111=24,ROUND($V$22,0),\"\")&\"\"","v":""},{"$f":"IF($W$111=24,ROUND($W$22,0),\"\")&\"\"","v":""},{"$f":"IF($X$111=24,ROUND($X$22,0),\"\")&\"\"","v":""},{"$f":"IF($Y$111=24,ROUND($Y$22,0),\"\")&\"\"","v":""},{"$f":"IF($Z$111=24,ROUND($Z$22,0),\"\")&\"\"","v":""},{"$f":"IF($AA$111=24,ROUND($AA$22,0),\"\")&\"\"","v":""},2]
[null,null,3,{"$f":"IF($D$112=24,ROUND($D$23,0),\"\")&\"\"","v":""},{"$f":"IF($E$112=24,ROUND($E$23,0),\"\")&\"\"","v":""},{"$f":"IF($F$112=24,ROUND($F$23,0),\"\")&\"\"","v":""},{"$f":"IF($G$112=24,ROUND($G$23,0),\"\")&\"\"","v":""},{"$f":"IF($H$112=24,ROUND($H$23,0),\"\")&\"\"","v":""},{"$f":"IF($I$112=24,ROUND($I$23,0),\"\")&\"\"","v":""},{"$f":"IF($J$112=24,ROUND($J$23,0),\"\")&\"\"","v":""},{"$f":"IF($K$112=24,ROUND($K$23,0),\"\")&\"\"","v":""},{"$f":"IF($L$112=24,ROUND($L$23,0),\"\")&\"\"","v":""},{"$f":"IF($M$112=24,ROUND($M$23,0),\"\")&\"\"","v":""},{"$f":"IF($N$112=24,ROUND($N$23,0),\"\")&\"\"","v":""},{"$f":"IF($O$112=24,ROUND($O$23,0),\"\")&\"\"","v":""},{"$f":"IF($P$112=24,ROUND($P$23,0),\"\")&\"\"","v":""},{"$f":"IF($Q$112=24,ROUND($Q$23,0),\"\")&\"\"","v":""},{"$f":"IF($R$112=24,ROUND($R$23,0),\"\")&\"\"","v":""},{"$f":"IF($S$112=24,ROUND($S$23,0),\"\")&\"\"","v":""},{"$f":"IF($T$112=24,ROUND($T$23,0),\"\")&\"\"","v":""},{"$f":"IF($U$112=24,ROUND($U$23,0),\"\")&\"\"","v":""},{"$f":"IF($V$112=24,ROUND($V$23,0),\"\")&\"\"","v":""},{"$f":"IF($W$112=24,ROUND($W$23,0),\"\")&\"\"","v":""},{"$f":"IF($X$112=24,ROUND($X$23,0),\"\")&\"\"","v":""},{"$f":"IF($Y$112=24,ROUND($Y$23,0),\"\")&\"\"","v":""},{"$f":"IF($Z$112=24,ROUND($Z$23,0),\"\")&\"\"","v":""},{"$f":"IF($AA$112=24,ROUND($AA$23,0),\"\")&\"\"","v":""},3]
[]
[null,null,"作業表2-2(暖房)",null,"●月▲時の平均気温(四捨五入で表示）"]
[null,null,null," 時刻"]
[null,null,"月",0,1,2,3,4,5,6,7,8,9,10,11,12,13,14,15,16,17,18,19,20,21,22,23,"月"]
[null,null,4,{"$f":"IF($D$101=19,ROUND($D$12,0),\"\")&\"\"","v":""},{"$f":"IF($E$101=19,ROUND($E$12,0),\"\")&\"\"","v":""},{"$f":"IF($F$101=19,ROUND($F$12,0),\"\")&\"\"","v":""},{"$f":"IF($G$101=19,ROUND($G$12,0),\"\")&\"\"","v":""},{"$f":"IF($H$101=19,ROUND($H$12,0),\"\")&\"\"","v":""},{"$f":"IF($I$101=19,ROUND($I$12,0),\"\")&\"\"","v":""},{"$f":"IF($J$101=19,ROUND($J$12,0),\"\")&\"\"","v":""},{"$f":"IF($K$101=19,ROUND($K$12,0),\"\")&\"\"","v":""},{"$f":"IF($L$101=19,ROUND($L$12,0),\"\")&\"\"","v":""},{"$f":"IF($M$101=19,ROUND($M$12,0),\"\")&\"\"","v":""},{"$f":"IF($N$101=19,ROUND($N$12,0),\"\")&\"\"","v":""},{"$f":"IF($O$101=19,ROUND($O$12,0),\"\")&\"\"","v":""},{"$f":"IF($P$101=19,ROUND($P$12,0),\"\")&\"\"","v":""},{"$f":"IF($Q$101=19,ROUND($Q$12,0),\"\")&\"\"","v":""},{"$f":"IF($R$101=19,ROUND($R$12,0),\"\")&\"\"","v":""},{"$f":"IF($S$101=19,ROUND($S$12,0),\"\")&\"\"","v":""},{"$f":"IF($T$101=19,ROUND($T$12,0),\"\")&\"\"","v":""},{"$f":"IF($U$101=19,ROUND($U$12,0),\"\")&\"\"","v":""},{"$f":"IF($V$101=19,ROUND($V$12,0),\"\")&\"\"","v":""},{"$f":"IF($W$101=19,ROUND($W$12,0),\"\")&\"\"","v":""},{"$f":"IF($X$101=19,ROUND($X$12,0),\"\")&\"\"","v":""},{"$f":"IF($Y$101=19,ROUND($Y$12,0),\"\")&\"\"","v":""},{"$f":"IF($Z$101=19,ROUND($Z$12,0),\"\")&\"\"","v":""},{"$f":"IF($AA$101=19,ROUND($AA$12,0),\"\")&\"\"","v":""},4]
[null,null,5,{"$f":"IF($D$102=19,ROUND($D$13,0),\"\")&\"\"","v":""},{"$f":"IF($E$102=19,ROUND($E$13,0),\"\")&\"\"","v":""},{"$f":"IF($F$102=19,ROUND($F$13,0),\"\")&\"\"","v":""},{"$f":"IF($G$102=19,ROUND($G$13,0),\"\")&\"\"","v":""},{"$f":"IF($H$102=19,ROUND($H$13,0),\"\")&\"\"","v":""},{"$f":"IF($I$102=19,ROUND($I$13,0),\"\")&\"\"","v":""},{"$f":"IF($J$102=19,ROUND($J$13,0),\"\")&\"\"","v":""},{"$f":"IF($K$102=19,ROUND($K$13,0),\"\")&\"\"","v":""},{"$f":"IF($L$102=19,ROUND($L$13,0),\"\")&\"\"","v":""},{"$f":"IF($M$102=19,ROUND($M$13,0),\"\")&\"\"","v":""},{"$f":"IF($N$102=19,ROUND($N$13,0),\"\")&\"\"","v":""},{"$f":"IF($O$102=19,ROUND($O$13,0),\"\")&\"\"","v":""},{"$f":"IF($P$102=19,ROUND($P$13,0),\"\")&\"\"","v":""},{"$f":"IF($Q$102=19,ROUND($Q$13,0),\"\")&\"\"","v":""},{"$f":"IF($R$102=19,ROUND($R$13,0),\"\")&\"\"","v":""},{"$f":"IF($S$102=19,ROUND($S$13,0),\"\")&\"\"","v":""},{"$f":"IF($T$102=19,ROUND($T$13,0),\"\")&\"\"","v":""},{"$f":"IF($U$102=19,ROUND($U$13,0),\"\")&\"\"","v":""},{"$f":"IF($V$102=19,ROUND($V$13,0),\"\")&\"\"","v":""},{"$f":"IF($W$102=19,ROUND($W$13,0),\"\")&\"\"","v":""},{"$f":"IF($X$102=19,ROUND($X$13,0),\"\")&\"\"","v":""},{"$f":"IF($Y$102=19,ROUND($Y$13,0),\"\")&\"\"","v":""},{"$f":"IF($Z$102=19,ROUND($Z$13,0),\"\")&\"\"","v":""},{"$f":"IF($AA$102=19,ROUND($AA$13,0),\"\")&\"\"","v":""},5]
[null,null,6,{"$f":"IF($D$103=19,ROUND($D$14,0),\"\")&\"\"","v":""},{"$f":"IF($E$103=19,ROUND($E$14,0),\"\")&\"\"","v":""},{"$f":"IF($F$103=19,ROUND($F$14,0),\"\")&\"\"","v":""},{"$f":"IF($G$103=19,ROUND($G$14,0),\"\")&\"\"","v":""},{"$f":"IF($H$103=19,ROUND($H$14,0),\"\")&\"\"","v":""},{"$f":"IF($I$103=19,ROUND($I$14,0),\"\")&\"\"","v":""},{"$f":"IF($J$103=19,ROUND($J$14,0),\"\")&\"\"","v":""},{"$f":"IF($K$103=19,ROUND($K$14,0),\"\")&\"\"","v":""},{"$f":"IF($L$103=19,ROUND($L$14,0),\"\")&\"\"","v":""},{"$f":"IF($M$103=19,ROUND($M$14,0),\"\")&\"\"","v":""},{"$f":"IF($N$103=19,ROUND($N$14,0),\"\")&\"\"","v":""},{"$f":"IF($O$103=19,ROUND($O$14,0),\"\")&\"\"","v":""},{"$f":"IF($P$103=19,ROUND($P$14,0),\"\")&\"\"","v":""},{"$f":"IF($Q$103=19,ROUND($Q$14,0),\"\")&\"\"","v":""},{"$f":"IF($R$103=19,ROUND($R$14,0),\"\")&\"\"","v":""},{"$f":"IF($S$103=19,ROUND($S$14,0),\"\")&\"\"","v":""},{"$f":"IF($T$103=19,ROUND($T$14,0),\"\")&\"\"","v":""},{"$f":"IF($U$103=19,ROUND($U$14,0),\"\")&\"\"","v":""},{"$f":"IF($V$103=19,ROUND($V$14,0),\"\")&\"\"","v":""},{"$f":"IF($W$103=19,ROUND($W$14,0),\"\")&\"\"","v":""},{"$f":"IF($X$103=19,ROUND($X$14,0),\"\")&\"\"","v":""},{"$f":"IF($Y$103=19,ROUND($Y$14,0),\"\")&\"\"","v":""},{"$f":"IF($Z$103=19,ROUND($Z$14,0),\"\")&\"\"","v":""},{"$f":"IF($AA$103=19,ROUND($AA$14,0),\"\")&\"\"","v":""},6]
[null,null,7,{"$f":"IF($D$104=19,ROUND($D$15,0),\"\")&\"\"","v":""},{"$f":"IF($E$104=19,ROUND($E$15,0),\"\")&\"\"","v":""},{"$f":"IF($F$104=19,ROUND($F$15,0),\"\")&\"\"","v":""},{"$f":"IF($G$104=19,ROUND($G$15,0),\"\")&\"\"","v":""},{"$f":"IF($H$104=19,ROUND($H$15,0),\"\")&\"\"","v":""},{"$f":"IF($I$104=19,ROUND($I$15,0),\"\")&\"\"","v":""},{"$f":"IF($J$104=19,ROUND($J$15,0),\"\")&\"\"","v":""},{"$f":"IF($K$104=19,ROUND($K$15,0),\"\")&\"\"","v":""},{"$f":"IF($L$104=19,ROUND($L$15,0),\"\")&\"\"","v":""},{"$f":"IF($M$104=19,ROUND($M$15,0),\"\")&\"\"","v":""},{"$f":"IF($N$104=19,ROUND($N$15,0),\"\")&\"\"","v":""},{"$f":"IF($O$104=19,ROUND($O$15,0),\"\")&\"\"","v":""},{"$f":"IF($P$104=19,ROUND($P$15,0),\"\")&\"\"","v":""},{"$f":"IF($Q$104=19,ROUND($Q$15,0),\"\")&\"\"","v":""},{"$f":"IF($R$104=19,ROUND($R$15,0),\"\")&\"\"","v":""},{"$f":"IF($S$104=19,ROUND($S$15,0),\"\")&\"\"","v":""},{"$f":"IF($T$104=19,ROUND($T$15,0),\"\")&\"\"","v":""},{"$f":"IF($U$104=19,ROUND($U$15,0),\"\")&\"\"","v":""},{"$f":"IF($V$104=19,ROUND($V$15,0),\"\")&\"\"","v":""},{"$f":"IF($W$104=19,ROUND($W$15,0),\"\")&\"\"","v":""},{"$f":"IF($X$104=19,ROUND($X$15,0),\"\")&\"\"","v":""},{"$f":"IF($Y$104=19,ROUND($Y$15,0),\"\")&\"\"","v":""},{"$f":"IF($Z$104=19,ROUND($Z$15,0),\"\")&\"\"","v":""},{"$f":"IF($AA$104=19,ROUND($AA$15,0),\"\")&\"\"","v":""},7]
[null,null,8,{"$f":"IF($D$105=19,ROUND($D$16,0),\"\")&\"\"","v":""},{"$f":"IF($E$105=19,ROUND($E$16,0),\"\")&\"\"","v":""},{"$f":"IF($F$105=19,ROUND($F$16,0),\"\")&\"\"","v":""},{"$f":"IF($G$105=19,ROUND($G$16,0),\"\")&\"\"","v":""},{"$f":"IF($H$105=19,ROUND($H$16,0),\"\")&\"\"","v":""},{"$f":"IF($I$105=19,ROUND($I$16,0),\"\")&\"\"","v":""},{"$f":"IF($J$105=19,ROUND($J$16,0),\"\")&\"\"","v":""},{"$f":"IF($K$105=19,ROUND($K$16,0),\"\")&\"\"","v":""},{"$f":"IF($L$105=19,ROUND($L$16,0),\"\")&\"\"","v":""},{"$f":"IF($M$105=19,ROUND($M$16,0),\"\")&\"\"","v":""},{"$f":"IF($N$105=19,ROUND($N$16,0),\"\")&\"\"","v":""},{"$f":"IF($O$105=19,ROUND($O$16,0),\"\")&\"\"","v":""},{"$f":"IF($P$105=19,ROUND($P$16,0),\"\")&\"\"","v":""},{"$f":"IF($Q$105=19,ROUND($Q$16,0),\"\")&\"\"","v":""},{"$f":"IF($R$105=19,ROUND($R$16,0),\"\")&\"\"","v":""},{"$f":"IF($S$105=19,ROUND($S$16,0),\"\")&\"\"","v":""},{"$f":"IF($T$105=19,ROUND($T$16,0),\"\")&\"\"","v":""},{"$f":"IF($U$105=19,ROUND($U$16,0),\"\")&\"\"","v":""},{"$f":"IF($V$105=19,ROUND($V$16,0),\"\")&\"\"","v":""},{"$f":"IF($W$105=19,ROUND($W$16,0),\"\")&\"\"","v":""},{"$f":"IF($X$105=19,ROUND($X$16,0),\"\")&\"\"","v":""},{"$f":"IF($Y$105=19,ROUND($Y$16,0),\"\")&\"\"","v":""},{"$f":"IF($Z$105=19,ROUND($Z$16,0),\"\")&\"\"","v":""},{"$f":"IF($AA$105=19,ROUND($AA$16,0),\"\")&\"\"","v":""},8]
[null,null,9,{"$f":"IF($D$106=19,ROUND($D$17,0),\"\")&\"\"","v":""},{"$f":"IF($E$106=19,ROUND($E$17,0),\"\")&\"\"","v":""},{"$f":"IF($F$106=19,ROUND($F$17,0),\"\")&\"\"","v":""},{"$f":"IF($G$106=19,ROUND($G$17,0),\"\")&\"\"","v":""},{"$f":"IF($H$106=19,ROUND($H$17,0),\"\")&\"\"","v":""},{"$f":"IF($I$106=19,ROUND($I$17,0),\"\")&\"\"","v":""},{"$f":"IF($J$106=19,ROUND($J$17,0),\"\")&\"\"","v":""},{"$f":"IF($K$106=19,ROUND($K$17,0),\"\")&\"\"","v":""},{"$f":"IF($L$106=19,ROUND($L$17,0),\"\")&\"\"","v":""},{"$f":"IF($M$106=19,ROUND($M$17,0),\"\")&\"\"","v":""},{"$f":"IF($N$106=19,ROUND($N$17,0),\"\")&\"\"","v":""},{"$f":"IF($O$106=19,ROUND($O$17,0),\"\")&\"\"","v":""},{"$f":"IF($P$106=19,ROUND($P$17,0),\"\")&\"\"","v":""},{"$f":"IF($Q$106=19,ROUND($Q$17,0),\"\")&\"\"","v":""},{"$f":"IF($R$106=19,ROUND($R$17,0),\"\")&\"\"","v":""},{"$f":"IF($S$106=19,ROUND($S$17,0),\"\")&\"\"","v":""},{"$f":"IF($T$106=19,ROUND($T$17,0),\"\")&\"\"","v":""},{"$f":"IF($U$106=19,ROUND($U$17,0),\"\")&\"\"","v":""},{"$f":"IF($V$106=19,ROUND($V$17,0),\"\")&\"\"","v":""},{"$f":"IF($W$106=19,ROUND($W$17,0),\"\")&\"\"","v":""},{"$f":"IF($X$106=19,ROUND($X$17,0),\"\")&\"\"","v":""},{"$f":"IF($Y$106=19,ROUND($Y$17,0),\"\")&\"\"","v":""},{"$f":"IF($Z$106=19,ROUND($Z$17,0),\"\")&\"\"","v":""},{"$f":"IF($AA$106=19,ROUND($AA$17,0),\"\")&\"\"","v":""},9]
[null,null,10,{"$f":"IF($D$107=19,ROUND($D$18,0),\"\")&\"\"","v":""},{"$f":"IF($E$107=19,ROUND($E$18,0),\"\")&\"\"","v":""},{"$f":"IF($F$107=19,ROUND($F$18,0),\"\")&\"\"","v":""},{"$f":"IF($G$107=19,ROUND($G$18,0),\"\")&\"\"","v":""},{"$f":"IF($H$107=19,ROUND($H$18,0),\"\")&\"\"","v":""},{"$f":"IF($I$107=19,ROUND($I$18,0),\"\")&\"\"","v":""},{"$f":"IF($J$107=19,ROUND($J$18,0),\"\")&\"\"","v":""},{"$f":"IF($K$107=19,ROUND($K$18,0),\"\")&\"\"","v":""},{"$f":"IF($L$107=19,ROUND($L$18,0),\"\")&\"\"","v":""},{"$f":"IF($M$107=19,ROUND($M$18,0),\"\")&\"\"","v":""},{"$f":"IF($N$107=19,ROUND($N$18,0),\"\")&\"\"","v":""},{"$f":"IF($O$107=19,ROUND($O$18,0),\"\")&\"\"","v":""},{"$f":"IF($P$107=19,ROUND($P$18,0),\"\")&\"\"","v":""},{"$f":"IF($Q$107=19,ROUND($Q$18,0),\"\")&\"\"","v":""},{"$f":"IF($R$107=19,ROUND($R$18,0),\"\")&\"\"","v":""},{"$f":"IF($S$107=19,ROUND($S$18,0),\"\")&\"\"","v":""},{"$f":"IF($T$107=19,ROUND($T$18,0),\"\")&\"\"","v":""},{"$f":"IF($U$107=19,ROUND($U$18,0),\"\")&\"\"","v":""},{"$f":"IF($V$107=19,ROUND($V$18,0),\"\")&\"\"","v":""},{"$f":"IF($W$107=19,ROUND($W$18,0),\"\")&\"\"","v":""},{"$f":"IF($X$107=19,ROUND($X$18,0),\"\")&\"\"","v":""},{"$f":"IF($Y$107=19,ROUND($Y$18,0),\"\")&\"\"","v":""},{"$f":"IF($Z$107=19,ROUND($Z$18,0),\"\")&\"\"","v":""},{"$f":"IF($AA$107=19,ROUND($AA$18,0),\"\")&\"\"","v":""},10]
[null,null,11,{"$f":"IF($D$108=19,ROUND($D$19,0),\"\")&\"\"","v":""},{"$f":"IF($E$108=19,ROUND($E$19,0),\"\")&\"\"","v":""},{"$f":"IF($F$108=19,ROUND($F$19,0),\"\")&\"\"","v":""},{"$f":"IF($G$108=19,ROUND($G$19,0),\"\")&\"\"","v":""},{"$f":"IF($H$108=19,ROUND($H$19,0),\"\")&\"\"","v":""},{"$f":"IF($I$108=19,ROUND($I$19,0),\"\")&\"\"","v":""},{"$f":"IF($J$108=19,ROUND($J$19,0),\"\")&\"\"","v":""},{"$f":"IF($K$108=19,ROUND($K$19,0),\"\")&\"\"","v":""},{"$f":"IF($L$108=19,ROUND($L$19,0),\"\")&\"\"","v":""},{"$f":"IF($M$108=19,ROUND($M$19,0),\"\")&\"\"","v":""},{"$f":"IF($N$108=19,ROUND($N$19,0),\"\")&\"\"","v":""},{"$f":"IF($O$108=19,ROUND($O$19,0),\"\")&\"\"","v":""},{"$f":"IF($P$108=19,ROUND($P$19,0),\"\")&\"\"","v":""},{"$f":"IF($Q$108=19,ROUND($Q$19,0),\"\")&\"\"","v":""},{"$f":"IF($R$108=19,ROUND($R$19,0),\"\")&\"\"","v":""},{"$f":"IF($S$108=19,ROUND($S$19,0),\"\")&\"\"","v":""},{"$f":"IF($T$108=19,ROUND($T$19,0),\"\")&\"\"","v":""},{"$f":"IF($U$108=19,ROUND($U$19,0),\"\")&\"\"","v":""},{"$f":"IF($V$108=19,ROUND($V$19,0),\"\")&\"\"","v":""},{"$f":"IF($W$108=19,ROUND($W$19,0),\"\")&\"\"","v":""},{"$f":"IF($X$108=19,ROUND($X$19,0),\"\")&\"\"","v":""},{"$f":"IF($Y$108=19,ROUND($Y$19,0),\"\")&\"\"","v":""},{"$f":"IF($Z$108=19,ROUND($Z$19,0),\"\")&\"\"","v":""},{"$f":"IF($AA$108=19,ROUND($AA$19,0),\"\")&\"\"","v":""},11]
[null,null,12,{"$f":"IF($D$109=19,ROUND($D$20,0),\"\")&\"\"","v":""},{"$f":"IF($E$109=19,ROUND($E$20,0),\"\")&\"\"","v":""},{"$f":"IF($F$109=19,ROUND($F$20,0),\"\")&\"\"","v":""},{"$f":"IF($G$109=19,ROUND($G$20,0),\"\")&\"\"","v":""},{"$f":"IF($H$109=19,ROUND($H$20,0),\"\")&\"\"","v":""},{"$f":"IF($I$109=19,ROUND($I$20,0),\"\")&\"\"","v":""},{"$f":"IF($J$109=19,ROUND($J$20,0),\"\")&\"\"","v":""},{"$f":"IF($K$109=19,ROUND($K$20,0),\"\")&\"\"","v":""},{"$f":"IF($L$109=19,ROUND($L$20,0),\"\")&\"\"","v":""},{"$f":"IF($M$109=19,ROUND($M$20,0),\"\")&\"\"","v":""},{"$f":"IF($N$109=19,ROUND($N$20,0),\"\")&\"\"","v":""},{"$f":"IF($O$109=19,ROUND($O$20,0),\"\")&\"\"","v":""},{"$f":"IF($P$109=19,ROUND($P$20,0),\"\")&\"\"","v":""},{"$f":"IF($Q$109=19,ROUND($Q$20,0),\"\")&\"\"","v":""},{"$f":"IF($R$109=19,ROUND($R$20,0),\"\")&\"\"","v":""},{"$f":"IF($S$109=19,ROUND($S$20,0),\"\")&\"\"","v":""},{"$f":"IF($T$109=19,ROUND($T$20,0),\"\")&\"\"","v":""},{"$f":"IF($U$109=19,ROUND($U$20,0),\"\")&\"\"","v":""},{"$f":"IF($V$109=19,ROUND($V$20,0),\"\")&\"\"","v":""},{"$f":"IF($W$109=19,ROUND($W$20,0),\"\")&\"\"","v":""},{"$f":"IF($X$109=19,ROUND($X$20,0),\"\")&\"\"","v":""},{"$f":"IF($Y$109=19,ROUND($Y$20,0),\"\")&\"\"","v":""},{"$f":"IF($Z$109=19,ROUND($Z$20,0),\"\")&\"\"","v":""},{"$f":"IF($AA$109=19,ROUND($AA$20,0),\"\")&\"\"","v":""},12]
[null,null,1,{"$f":"IF($D$110=19,ROUND($D$21,0),\"\")&\"\"","v":""},{"$f":"IF($E$110=19,ROUND($E$21,0),\"\")&\"\"","v":""},{"$f":"IF($F$110=19,ROUND($F$21,0),\"\")&\"\"","v":""},{"$f":"IF($G$110=19,ROUND($G$21,0),\"\")&\"\"","v":""},{"$f":"IF($H$110=19,ROUND($H$21,0),\"\")&\"\"","v":""},{"$f":"IF($I$110=19,ROUND($I$21,0),\"\")&\"\"","v":""},{"$f":"IF($J$110=19,ROUND($J$21,0),\"\")&\"\"","v":""},{"$f":"IF($K$110=19,ROUND($K$21,0),\"\")&\"\"","v":""},{"$f":"IF($L$110=19,ROUND($L$21,0),\"\")&\"\"","v":""},{"$f":"IF($M$110=19,ROUND($M$21,0),\"\")&\"\"","v":""},{"$f":"IF($N$110=19,ROUND($N$21,0),\"\")&\"\"","v":""},{"$f":"IF($O$110=19,ROUND($O$21,0),\"\")&\"\"","v":""},{"$f":"IF($P$110=19,ROUND($P$21,0),\"\")&\"\"","v":""},{"$f":"IF($Q$110=19,ROUND($Q$21,0),\"\")&\"\"","v":""},{"$f":"IF($R$110=19,ROUND($R$21,0),\"\")&\"\"","v":""},{"$f":"IF($S$110=19,ROUND($S$21,0),\"\")&\"\"","v":""},{"$f":"IF($T$110=19,ROUND($T$21,0),\"\")&\"\"","v":""},{"$f":"IF($U$110=19,ROUND($U$21,0),\"\")&\"\"","v":""},{"$f":"IF($V$110=19,ROUND($V$21,0),\"\")&\"\"","v":""},{"$f":"IF($W$110=19,ROUND($W$21,0),\"\")&\"\"","v":""},{"$f":"IF($X$110=19,ROUND($X$21,0),\"\")&\"\"","v":""},{"$f":"IF($Y$110=19,ROUND($Y$21,0),\"\")&\"\"","v":""},{"$f":"IF($Z$110=19,ROUND($Z$21,0),\"\")&\"\"","v":""},{"$f":"IF($AA$110=19,ROUND($AA$21,0),\"\")&\"\"","v":""},1]
[null,null,2,{"$f":"IF($D$111=19,ROUND($D$22,0),\"\")&\"\"","v":""},{"$f":"IF($E$111=19,ROUND($E$22,0),\"\")&\"\"","v":""},{"$f":"IF($F$111=19,ROUND($F$22,0),\"\")&\"\"","v":""},{"$f":"IF($G$111=19,ROUND($G$22,0),\"\")&\"\"","v":""},{"$f":"IF($H$111=19,ROUND($H$22,0),\"\")&\"\"","v":""},{"$f":"IF($I$111=19,ROUND($I$22,0),\"\")&\"\"","v":""},{"$f":"IF($J$111=19,ROUND($J$22,0),\"\")&\"\"","v":""},{"$f":"IF($K$111=19,ROUND($K$22,0),\"\")&\"\"","v":""},{"$f":"IF($L$111=19,ROUND($L$22,0),\"\")&\"\"","v":""},{"$f":"IF($M$111=19,ROUND($M$22,0),\"\")&\"\"","v":""},{"$f":"IF($N$111=19,ROUND($N$22,0),\"\")&\"\"","v":""},{"$f":"IF($O$111=19,ROUND($O$22,0),\"\")&\"\"","v":""},{"$f":"IF($P$111=19,ROUND($P$22,0),\"\")&\"\"","v":""},{"$f":"IF($Q$111=19,ROUND($Q$22,0),\"\")&\"\"","v":""},{"$f":"IF($R$111=19,ROUND($R$22,0),\"\")&\"\"","v":""},{"$f":"IF($S$111=19,ROUND($S$22,0),\"\")&\"\"","v":""},{"$f":"IF($T$111=19,ROUND($T$22,0),\"\")&\"\"","v":""},{"$f":"IF($U$111=19,ROUND($U$22,0),\"\")&\"\"","v":""},{"$f":"IF($V$111=19,ROUND($V$22,0),\"\")&\"\"","v":""},{"$f":"IF($W$111=19,ROUND($W$22,0),\"\")&\"\"","v":""},{"$f":"IF($X$111=19,ROUND($X$22,0),\"\")&\"\"","v":""},{"$f":"IF($Y$111=19,ROUND($Y$22,0),\"\")&\"\"","v":""},{"$f":"IF($Z$111=19,ROUND($Z$22,0),\"\")&\"\"","v":""},{"$f":"IF($AA$111=19,ROUND($AA$22,0),\"\")&\"\"","v":""},2]
[null,null,3,{"$f":"IF($D$112=19,ROUND($D$23,0),\"\")&\"\"","v":""},{"$f":"IF($E$112=19,ROUND($E$23,0),\"\")&\"\"","v":""},{"$f":"IF($F$112=19,ROUND($F$23,0),\"\")&\"\"","v":""},{"$f":"IF($G$112=19,ROUND($G$23,0),\"\")&\"\"","v":""},{"$f":"IF($H$112=19,ROUND($H$23,0),\"\")&\"\"","v":""},{"$f":"IF($I$112=19,ROUND($I$23,0),\"\")&\"\"","v":""},{"$f":"IF($J$112=19,ROUND($J$23,0),\"\")&\"\"","v":""},{"$f":"IF($K$112=19,ROUND($K$23,0),\"\")&\"\"","v":""},{"$f":"IF($L$112=19,ROUND($L$23,0),\"\")&\"\"","v":""},{"$f":"IF($M$112=19,ROUND($M$23,0),\"\")&\"\"","v":""},{"$f":"IF($N$112=19,ROUND($N$23,0),\"\")&\"\"","v":""},{"$f":"IF($O$112=19,ROUND($O$23,0),\"\")&\"\"","v":""},{"$f":"IF($P$112=19,ROUND($P$23,0),\"\")&\"\"","v":""},{"$f":"IF($Q$112=19,ROUND($Q$23,0),\"\")&\"\"","v":""},{"$f":"IF($R$112=19,ROUND($R$23,0),\"\")&\"\"","v":""},{"$f":"IF($S$112=19,ROUND($S$23,0),\"\")&\"\"","v":""},{"$f":"IF($T$112=19,ROUND($T$23,0),\"\")&\"\"","v":""},{"$f":"IF($U$112=19,ROUND($U$23,0),\"\")&\"\"","v":""},{"$f":"IF($V$112=19,ROUND($V$23,0),\"\")&\"\"","v":""},{"$f":"IF($W$112=19,ROUND($W$23,0),\"\")&\"\"","v":""},{"$f":"IF($X$112=19,ROUND($X$23,0),\"\")&\"\"","v":""},{"$f":"IF($Y$112=19,ROUND($Y$23,0),\"\")&\"\"","v":""},{"$f":"IF($Z$112=19,ROUND($Z$23,0),\"\")&\"\"","v":""},{"$f":"IF($AA$112=19,ROUND($AA$23,0),\"\")&\"\"","v":""},3]
[]
[null,null,"冷房期間中　温度(T)が発生する時間[hour]"]
[null,null,null," 温度(T)",null,null,null,null,null,null,null,null,null,null,null,null,null,null,null,null,null,null,null,null,null,null,null,null,null,null,null,null,null,null,null,null,null,null,null,null,null,null,null,null,null,null,"月単位"]
[null,null,"月",-6,-5,-4,-3,-2,-1,0,1,2,3,4,5,6,7,8,9,10,11,12,13,14,15,16,17,18,19,20,21,22,23,24,25,26,27,28,29,30,31,32,33,34,35,"月","前1","前2","前3","前4","前5","前6","前7","前8","前9","前10",null,"後1","後2","後3","後4","後5","後6","後7","後8","後9","後10"]
[null,null,4,{"$f":"COUNTIF($D$117:$AA$117,$D$148)*$AB$12","v":0},{"$f":"COUNTIF($D$117:$AA$117,$E$148)*$AB$12","v":0},{"$f":"COUNTIF($D$117:$AA$117,$F$148)*$AB$12","v":0},{"$f":"COUNTIF($D$117:$AA$117,$G$148)*$AB$12","v":0},{"$f":"COUNTIF($D$117:$AA$117,$H$148)*$AB$12","v":0},{"$f":"COUNTIF($D$117:$AA$117,$I$148)*$AB$12","v":0},{"$f":"COUNTIF($D$117:$AA$117,$J$148)*$AB$12","v":0},{"$f":"COUNTIF($D$117:$AA$117,$K$148)*$AB$12","v":0},{"$f":"COUNTIF($D$117:$AA$117,$L$148)*$AB$12","v":0},{"$f":"COUNTIF($D$117:$AA$117,$M$148)*$AB$12","v":0},{"$f":"COUNTIF($D$117:$AA$117,$N$148)*$AB$12","v":0},{"$f":"COUNTIF($D$117:$AA$117,$O$148)*$AB$12","v":0},{"$f":"COUNTIF($D$117:$AA$117,$P$148)*$AB$12","v":0},{"$f":"COUNTIF($D$117:$AA$117,$Q$148)*$AB$12","v":0},{"$f":"COUNTIF($D$117:$AA$117,$R$148)*$AB$12","v":0},{"$f":"COUNTIF($D$117:$AA$117,$S$148)*$AB$12","v":0},{"$f":"COUNTIF($D$117:$AA$117,$T$148)*$AB$12","v":0},{"$f":"COUNTIF($D$117:$AA$117,$U$148)*$AB$12","v":0},{"$f":"COUNTIF($D$117:$AA$117,$V$148)*$AB$12","v":0},{"$f":"COUNTIF($D$117:$AA$117,$W$148)*$AB$12","v":0},{"$f":"COUNTIF($D$117:$AA$117,$X$148)*$AB$12","v":0},{"$f":"COUNTIF($D$117:$AA$117,$Y$148)*$AB$12","v":0},{"$f":"COUNTIF($D$117:$AA$117,$Z$148)*$AB$12","v":0},{"$f":"COUNTIF($D$117:$AA$117,$AA$148)*$AB$12","v":0},{"$f":"COUNTIF($D$117:$AA$117,$AB$148)*$AB$12","v":0},{"$f":"COUNTIF($D$117:$AA$117,$AC$148)*$AB$12","v":0},{"$f":"COUNTIF($D$117:$AA$117,$AD$148)*$AB$12","v":0},{"$f":"COUNTIF($D$117:$AA$117,$AE$148)*$AB$12","v":0},{"$f":"COUNTIF($D$117:$AA$117,$AF$148)*$AB$12","v":0},{"$f":"COUNTIF($D$117:$AA$117,$AG$148)*$AB$12","v":0},{"$f":"COUNTIF($D$117:$AA$117,$AH$148)*$AB$12","v":0},{"$f":"COUNTIF($D$117:$AA$117,$AI$148)*$AB$12","v":0},{"$f":"COUNTIF($D$117:$AA$117,$AJ$148)*$AB$12","v":0},{"$f":"COUNTIF($D$117:$AA$117,$AK$148)*$AB$12","v":0},{"$f":"COUNTIF($D$117:$AA$117,$AL$148)*$AB$12","v":0},{"$f":"COUNTIF($D$117:$AA$117,$AM$148)*$AB$12","v":0},{"$f":"COUNTIF($D$117:$AA$117,$AN$148)*$AB$12","v":0},{"$f":"COUNTIF($D$117:$AA$117,$AO$148)*$AB$12","v":0},{"$f":"COUNTIF($D$117:$AA$117,$AP$148)*$AB$12","v":0},{"$f":"COUNTIF($D$117:$AA$117,$AQ$148)*$AB$12","v":0},{"$f":"COUNTIF($D$117:$AA$117,$AR$148)*$AB$12","v":0},{"$f":"COUNTIF($D$117:$AA$117,$AS$148)*$AB$12","v":0},4,{"$f":"IFERROR(SUMPRODUCT($D149:$AS149,$D$164:$AS$164),\"\")","v":0},{"$f":"IFERROR(SUMPRODUCT($D149:$AS149,$D$170:$AS$170),\"\")","v":""},{"$f":"IFERROR(SUMPRODUCT($D149:$AS149,$D$176:$AS$176),\"\")","v":""},{"$f":"IFERROR(SUMPRODUCT($D149:$AS149,$D$182:$AS$182),\"\")","v":""},{"$f":"IFERROR(SUMPRODUCT($D149:$AS149,$D$188:$AS$188),\"\")","v":""},{"$f":"IFERROR(SUMPRODUCT($D149:$AS149,$D$194:$AS$194),\"\")","v":""},{"$f":"IFERROR(SUMPRODUCT($D149:$AS149,$D$200:$AS$200),\"\")","v":""},{"$f":"IFERROR(SUMPRODUCT($D149:$AS149,$D$206:$AS$206),\"\")","v":""},{"$f":"IFERROR(SUMPRODUCT($D149:$AS149,$D$212:$AS$212),\"\")","v":""},{"$f":"IFERROR(SUMPRODUCT($D149:$AS149,$D$218:$AS$218),\"\")","v":""},null,{"$f":"IFERROR(SUMPRODUCT($D149:$AS149,$D$225:$AS$225),\"\")","v":""},{"$f":"IFERROR(SUMPRODUCT($D149:$AS149,$D$231:$AS$231),\"\")","v":""},{"$f":"IFERROR(SUMPRODUCT($D149:$AS149,$D$237:$AS$237),\"\")","v":""},{"$f":"IFERROR(SUMPRODUCT($D149:$AS149,$D$243:$AS$243),\"\")","v":""},{"$f":"IFERROR(SUMPRODUCT($D149:$AS149,$D$249:$AS$249),\"\")","v":""},{"$f":"IFERROR(SUMPRODUCT($D149:$AS149,$D$255:$AS$255),\"\")","v":""},{"$f":"IFERROR(SUMPRODUCT($D149:$AS149,$D$261:$AS$261),\"\")","v":""},{"$f":"IFERROR(SUMPRODUCT($D149:$AS149,$D$267:$AS$267),\"\")","v":""},{"$f":"IFERROR(SUMPRODUCT($D149:$AS149,$D$273:$AS$273),\"\")","v":""},{"$f":"IFERROR(SUMPRODUCT($D149:$AS149,$D$279:$AS$279),\"\")","v":""}]
[null,null,5,{"$f":"COUNTIF($D$118:$AA$118,$D$148)*$AB$13","v":0},{"$f":"COUNTIF($D$118:$AA$118,$E$148)*$AB$13","v":0},{"$f":"COUNTIF($D$118:$AA$118,$F$148)*$AB$13","v":0},{"$f":"COUNTIF($D$118:$AA$118,$G$148)*$AB$13","v":0},{"$f":"COUNTIF($D$118:$AA$118,$H$148)*$AB$13","v":0},{"$f":"COUNTIF($D$118:$AA$118,$I$148)*$AB$13","v":0},{"$f":"COUNTIF($D$118:$AA$118,$J$148)*$AB$13","v":0},{"$f":"COUNTIF($D$118:$AA$118,$K$148)*$AB$13","v":0},{"$f":"COUNTIF($D$118:$AA$118,$L$148)*$AB$13","v":0},{"$f":"COUNTIF($D$118:$AA$118,$M$148)*$AB$13","v":0},{"$f":"COUNTIF($D$118:$AA$118,$N$148)*$AB$13","v":0},{"$f":"COUNTIF($D$118:$AA$118,$O$148)*$AB$13","v":0},{"$f":"COUNTIF($D$118:$AA$118,$P$148)*$AB$13","v":0},{"$f":"COUNTIF($D$118:$AA$118,$Q$148)*$AB$13","v":0},{"$f":"COUNTIF($D$118:$AA$118,$R$148)*$AB$13","v":0},{"$f":"COUNTIF($D$118:$AA$118,$S$148)*$AB$13","v":0},{"$f":"COUNTIF($D$118:$AA$118,$T$148)*$AB$13","v":0},{"$f":"COUNTIF($D$118:$AA$118,$U$148)*$AB$13","v":0},{"$f":"COUNTIF($D$118:$AA$118,$V$148)*$AB$13","v":0},{"$f":"COUNTIF($D$118:$AA$118,$W$148)*$AB$13","v":0},{"$f":"COUNTIF($D$118:$AA$118,$X$148)*$AB$13","v":0},{"$f":"COUNTIF($D$118:$AA$118,$Y$148)*$AB$13","v":0},{"$f":"COUNTIF($D$118:$AA$118,$Z$148)*$AB$13","v":0},{"$f":"COUNTIF($D$118:$AA$118,$AA$148)*$AB$13","v":0},{"$f":"COUNTIF($D$118:$AA$118,$AB$148)*$AB$13","v":0},{"$f":"COUNTIF($D$118:$AA$118,$AC$148)*$AB$13","v":0},{"$f":"COUNTIF($D$118:$AA$118,$AD$148)*$AB$13","v":0},{"$f":"COUNTIF($D$118:$AA$118,$AE$148)*$AB$13","v":0},{"$f":"COUNTIF($D$118:$AA$118,$AF$148)*$AB$13","v":0},{"$f":"COUNTIF($D$118:$AA$118,$AG$148)*$AB$13","v":0},{"$f":"COUNTIF($D$118:$AA$118,$AH$148)*$AB$13","v":0},{"$f":"COUNTIF($D$118:$AA$118,$AI$148)*$AB$13","v":0},{"$f":"COUNTIF($D$118:$AA$118,$AJ$148)*$AB$13","v":0},{"$f":"COUNTIF($D$118:$AA$118,$AK$148)*$AB$13","v":0},{"$f":"COUNTIF($D$118:$AA$118,$AL$148)*$AB$13","v":0},{"$f":"COUNTIF($D$118:$AA$118,$AM$148)*$AB$13","v":0},{"$f":"COUNTIF($D$118:$AA$118,$AN$148)*$AB$13","v":0},{"$f":"COUNTIF($D$118:$AA$118,$AO$148)*$AB$13","v":0},{"$f":"COUNTIF($D$118:$AA$118,$AP$148)*$AB$13","v":0},{"$f":"COUNTIF($D$118:$AA$118,$AQ$148)*$AB$13","v":0},{"$f":"COUNTIF($D$118:$AA$118,$AR$148)*$AB$13","v":0},{"$f":"COUNTIF($D$118:$AA$118,$AS$148)*$AB$13","v":0},5,{"$f":"IFERROR(SUMPRODUCT($D150:$AS150,$D$164:$AS$164),\"\")","v":0},{"$f":"IFERROR(SUMPRODUCT($D150:$AS150,$D$170:$AS$170),\"\")","v":""},{"$f":"IFERROR(SUMPRODUCT($D150:$AS150,$D$176:$AS$176),\"\")","v":""},{"$f":"IFERROR(SUMPRODUCT($D150:$AS150,$D$182:$AS$182),\"\")","v":""},{"$f":"IFERROR(SUMPRODUCT($D150:$AS150,$D$188:$AS$188),\"\")","v":""},{"$f":"IFERROR(SUMPRODUCT($D150:$AS150,$D$194:$AS$194),\"\")","v":""},{"$f":"IFERROR(SUMPRODUCT($D150:$AS150,$D$200:$AS$200),\"\")","v":""},{"$f":"IFERROR(SUMPRODUCT($D150:$AS150,$D$206:$AS$206),\"\")","v":""},{"$f":"IFERROR(SUMPRODUCT($D150:$AS150,$D$212:$AS$212),\"\")","v":""},{"$f":"IFERROR(SUMPRODUCT($D150:$AS150,$D$218:$AS$218),\"\")","v":""},null,{"$f":"IFERROR(SUMPRODUCT($D150:$AS150,$D$225:$AS$225),\"\")","v":""},{"$f":"IFERROR(SUMPRODUCT($D150:$AS150,$D$231:$AS$231),\"\")","v":""},{"$f":"IFERROR(SUMPRODUCT($D150:$AS150,$D$237:$AS$237),\"\")","v":""},{"$f":"IFERROR(SUMPRODUCT($D150:$AS150,$D$243:$AS$243),\"\")","v":""},{"$f":"IFERROR(SUMPRODUCT($D150:$AS150,$D$249:$AS$249),\"\")","v":""},{"$f":"IFERROR(SUMPRODUCT($D150:$AS150,$D$255:$AS$255),\"\")","v":""},{"$f":"IFERROR(SUMPRODUCT($D150:$AS150,$D$261:$AS$261),\"\")","v":""},{"$f":"IFERROR(SUMPRODUCT($D150:$AS150,$D$267:$AS$267),\"\")","v":""},{"$f":"IFERROR(SUMPRODUCT($D150:$AS150,$D$273:$AS$273),\"\")","v":""},{"$f":"IFERROR(SUMPRODUCT($D150:$AS150,$D$279:$AS$279),\"\")","v":""}]
[null,null,6,{"$f":"COUNTIF($D$119:$AA$119,$D$148)*$AB$14","v":0},{"$f":"COUNTIF($D$119:$AA$119,$E$148)*$AB$14","v":0},{"$f":"COUNTIF($D$119:$AA$119,$F$148)*$AB$14","v":0},{"$f":"COUNTIF($D$119:$AA$119,$G$148)*$AB$14","v":0},{"$f":"COUNTIF($D$119:$AA$119,$H$148)*$AB$14","v":0},{"$f":"COUNTIF($D$119:$AA$119,$I$148)*$AB$14","v":0},{"$f":"COUNTIF($D$119:$AA$119,$J$148)*$AB$14","v":0},{"$f":"COUNTIF($D$119:$AA$119,$K$148)*$AB$14","v":0},{"$f":"COUNTIF($D$119:$AA$119,$L$148)*$AB$14","v":0},{"$f":"COUNTIF($D$119:$AA$119,$M$148)*$AB$14","v":0},{"$f":"COUNTIF($D$119:$AA$119,$N$148)*$AB$14","v":0},{"$f":"COUNTIF($D$119:$AA$119,$O$148)*$AB$14","v":0},{"$f":"COUNTIF($D$119:$AA$119,$P$148)*$AB$14","v":0},{"$f":"COUNTIF($D$119:$AA$119,$Q$148)*$AB$14","v":0},{"$f":"COUNTIF($D$119:$AA$119,$R$148)*$AB$14","v":0},{"$f":"COUNTIF($D$119:$AA$119,$S$148)*$AB$14","v":0},{"$f":"COUNTIF($D$119:$AA$119,$T$148)*$AB$14","v":0},{"$f":"COUNTIF($D$119:$AA$119,$U$148)*$AB$14","v":0},{"$f":"COUNTIF($D$119:$AA$119,$V$148)*$AB$14","v":0},{"$f":"COUNTIF($D$119:$AA$119,$W$148)*$AB$14","v":0},{"$f":"COUNTIF($D$119:$AA$119,$X$148)*$AB$14","v":0},{"$f":"COUNTIF($D$119:$AA$119,$Y$148)*$AB$14","v":0},{"$f":"COUNTIF($D$119:$AA$119,$Z$148)*$AB$14","v":0},{"$f":"COUNTIF($D$119:$AA$119,$AA$148)*$AB$14","v":0},{"$f":"COUNTIF($D$119:$AA$119,$AB$148)*$AB$14","v":0},{"$f":"COUNTIF($D$119:$AA$119,$AC$148)*$AB$14","v":0},{"$f":"COUNTIF($D$119:$AA$119,$AD$148)*$AB$14","v":0},{"$f":"COUNTIF($D$119:$AA$119,$AE$148)*$AB$14","v":0},{"$f":"COUNTIF($D$119:$AA$119,$AF$148)*$AB$14","v":0},{"$f":"COUNTIF($D$119:$AA$119,$AG$148)*$AB$14","v":0},{"$f":"COUNTIF($D$119:$AA$119,$AH$148)*$AB$14","v":0},{"$f":"COUNTIF($D$119:$AA$119,$AI$148)*$AB$14","v":0},{"$f":"COUNTIF($D$119:$AA$119,$AJ$148)*$AB$14","v":0},{"$f":"COUNTIF($D$119:$AA$119,$AK$148)*$AB$14","v":0},{"$f":"COUNTIF($D$119:$AA$119,$AL$148)*$AB$14","v":0},{"$f":"COUNTIF($D$119:$AA$119,$AM$148)*$AB$14","v":0},{"$f":"COUNTIF($D$119:$AA$119,$AN$148)*$AB$14","v":0},{"$f":"COUNTIF($D$119:$AA$119,$AO$148)*$AB$14","v":0},{"$f":"COUNTIF($D$119:$AA$119,$AP$148)*$AB$14","v":0},{"$f":"COUNTIF($D$119:$AA$119,$AQ$148)*$AB$14","v":0},{"$f":"COUNTIF($D$119:$AA$119,$AR$148)*$AB$14","v":0},{"$f":"COUNTIF($D$119:$AA$119,$AS$148)*$AB$14","v":0},6,0,"","","","","","","","","",null,"","","","","","","","","",""]
[null,null,7,{"$f":"COUNTIF($D$120:$AA$120,$D$148)*$AB$15","v":0},{"$f":"COUNTIF($D$120:$AA$120,$E$148)*$AB$15","v":0},{"$f":"COUNTIF($D$120:$AA$120,$F$148)*$AB$15","v":0},{"$f":"COUNTIF($D$120:$AA$120,$G$148)*$AB$15","v":0},{"$f":"COUNTIF($D$120:$AA$120,$H$148)*$AB$15","v":0},{"$f":"COUNTIF($D$120:$AA$120,$I$148)*$AB$15","v":0},{"$f":"COUNTIF($D$120:$AA$120,$J$148)*$AB$15","v":0},{"$f":"COUNTIF($D$120:$AA$120,$K$148)*$AB$15","v":0},{"$f":"COUNTIF($D$120:$AA$120,$L$148)*$AB$15","v":0},{"$f":"COUNTIF($D$120:$AA$120,$M$148)*$AB$15","v":0},{"$f":"COUNTIF($D$120:$AA$120,$N$148)*$AB$15","v":0},{"$f":"COUNTIF($D$120:$AA$120,$O$148)*$AB$15","v":0},{"$f":"COUNTIF($D$120:$AA$120,$P$148)*$AB$15","v":0},{"$f":"COUNTIF($D$120:$AA$120,$Q$148)*$AB$15","v":0},{"$f":"COUNTIF($D$120:$AA$120,$R$148)*$AB$15","v":0},{"$f":"COUNTIF($D$120:$AA$120,$S$148)*$AB$15","v":0},{"$f":"COUNTIF($D$120:$AA$120,$T$148)*$AB$15","v":0},{"$f":"COUNTIF($D$120:$AA$120,$U$148)*$AB$15","v":0},{"$f":"COUNTIF($D$120:$AA$120,$V$148)*$AB$15","v":0},{"$f":"COUNTIF($D$120:$AA$120,$W$148)*$AB$15","v":0},{"$f":"COUNTIF($D$120:$AA$120,$X$148)*$AB$15","v":0},{"$f":"COUNTIF($D$120:$AA$120,$Y$148)*$AB$15","v":0},{"$f":"COUNTIF($D$120:$AA$120,$Z$148)*$AB$15","v":0},{"$f":"COUNTIF($D$120:$AA$120,$AA$148)*$AB$15","v":0},{"$f":"COUNTIF($D$120:$AA$120,$AB$148)*$AB$15","v":0},{"$f":"COUNTIF($D$120:$AA$120,$AC$148)*$AB$15","v":0},{"$f":"COUNTIF($D$120:$AA$120,$AD$148)*$AB$15","v":0},{"$f":"COUNTIF($D$120:$AA$120,$AE$148)*$AB$15","v":0},{"$f":"COUNTIF($D$120:$AA$120,$AF$148)*$AB$15","v":0},{"$f":"COUNTIF($D$120:$AA$120,$AG$148)*$AB$15","v":0},{"$f":"COUNTIF($D$120:$AA$120,$AH$148)*$AB$15","v":0},{"$f":"COUNTIF($D$120:$AA$120,$AI$148)*$AB$15","v":0},{"$f":"COUNTIF($D$120:$AA$120,$AJ$148)*$AB$15","v":0},{"$f":"COUNTIF($D$120:$AA$120,$AK$148)*$AB$15","v":0},{"$f":"COUNTIF($D$120:$AA$120,$AL$148)*$AB$15","v":0},{"$f":"COUNTIF($D$120:$AA$120,$AM$148)*$AB$15","v":0},{"$f":"COUNTIF($D$120:$AA$120,$AN$148)*$AB$15","v":0},{"$f":"COUNTIF($D$120:$AA$120,$AO$148)*$AB$15","v":0},{"$f":"COUNTIF($D$120:$AA$120,$AP$148)*$AB$15","v":0},{"$f":"COUNTIF($D$120:$AA$120,$AQ$148)*$AB$15","v":0},{"$f":"COUNTIF($D$120:$AA$120,$AR$148)*$AB$15","v":0},{"$f":"COUNTIF($D$120:$AA$120,$AS$148)*$AB$15","v":0},7,0,"","","","","","","","","",null,"","","","","","","","","",""]
[null,null,8,{"$f":"COUNTIF($D$121:$AA$121,$D$148)*$AB$16","v":0},{"$f":"COUNTIF($D$121:$AA$121,$E$148)*$AB$16","v":0},{"$f":"COUNTIF($D$121:$AA$121,$F$148)*$AB$16","v":0},{"$f":"COUNTIF($D$121:$AA$121,$G$148)*$AB$16","v":0},{"$f":"COUNTIF($D$121:$AA$121,$H$148)*$AB$16","v":0},{"$f":"COUNTIF($D$121:$AA$121,$I$148)*$AB$16","v":0},{"$f":"COUNTIF($D$121:$AA$121,$J$148)*$AB$16","v":0},{"$f":"COUNTIF($D$121:$AA$121,$K$148)*$AB$16","v":0},{"$f":"COUNTIF($D$121:$AA$121,$L$148)*$AB$16","v":0},{"$f":"COUNTIF($D$121:$AA$121,$M$148)*$AB$16","v":0},{"$f":"COUNTIF($D$121:$AA$121,$N$148)*$AB$16","v":0},{"$f":"COUNTIF($D$121:$AA$121,$O$148)*$AB$16","v":0},{"$f":"COUNTIF($D$121:$AA$121,$P$148)*$AB$16","v":0},{"$f":"COUNTIF($D$121:$AA$121,$Q$148)*$AB$16","v":0},{"$f":"COUNTIF($D$121:$AA$121,$R$148)*$AB$16","v":0},{"$f":"COUNTIF($D$121:$AA$121,$S$148)*$AB$16","v":0},{"$f":"COUNTIF($D$121:$AA$121,$T$148)*$AB$16","v":0},{"$f":"COUNTIF($D$121:$AA$121,$U$148)*$AB$16","v":0},{"$f":"COUNTIF($D$121:$AA$121,$V$148)*$AB$16","v":0},{"$f":"COUNTIF($D$121:$AA$121,$W$148)*$AB$16","v":0},{"$f":"COUNTIF($D$121:$AA$121,$X$148)*$AB$16","v":0},{"$f":"COUNTIF($D$121:$AA$121,$Y$148)*$AB$16","v":0},{"$f":"COUNTIF($D$121:$AA$121,$Z$148)*$AB$16","v":0},{"$f":"COUNTIF($D$121:$AA$121,$AA$148)*$AB$16","v":0},{"$f":"COUNTIF($D$121:$AA$121,$AB$148)*$AB$16","v":0},{"$f":"COUNTIF($D$121:$AA$121,$AC$148)*$AB$16","v":0},{"$f":"COUNTIF($D$121:$AA$121,$AD$148)*$AB$16","v":0},{"$f":"COUNTIF($D$121:$AA$121,$AE$148)*$AB$16","v":0},{"$f":"COUNTIF($D$121:$AA$121,$AF$148)*$AB$16","v":0},{"$f":"COUNTIF($D$121:$AA$121,$AG$148)*$AB$16","v":0},{"$f":"COUNTIF($D$121:$AA$121,$AH$148)*$AB$16","v":0},{"$f":"COUNTIF($D$121:$AA$121,$AI$148)*$AB$16","v":0},{"$f":"COUNTIF($D$121:$AA$121,$AJ$148)*$AB$16","v":0},{"$f":"COUNTIF($D$121:$AA$121,$AK$148)*$AB$16","v":0},{"$f":"COUNTIF($D$121:$AA$121,$AL$148)*$AB$16","v":0},{"$f":"COUNTIF($D$121:$AA$121,$AM$148)*$AB$16","v":0},{"$f":"COUNTIF($D$121:$AA$121,$AN$148)*$AB$16","v":0},{"$f":"COUNTIF($D$121:$AA$121,$AO$148)*$AB$16","v":0},{"$f":"COUNTIF($D$121:$AA$121,$AP$148)*$AB$16","v":0},{"$f":"COUNTIF($D$121:$AA$121,$AQ$148)*$AB$16","v":0},{"$f":"COUNTIF($D$121:$AA$121,$AR$148)*$AB$16","v":0},{"$f":"COUNTIF($D$121:$AA$121,$AS$148)*$AB$16","v":0},8,0,"","","","","","","","","",null,"","","","","","","","","",""]
[null,null,9,{"$f":"COUNTIF($D$122:$AA$122,$D$148)*$AB$17","v":0},{"$f":"COUNTIF($D$122:$AA$122,$E$148)*$AB$17","v":0},{"$f":"COUNTIF($D$122:$AA$122,$F$148)*$AB$17","v":0},{"$f":"COUNTIF($D$122:$AA$122,$G$148)*$AB$17","v":0},{"$f":"COUNTIF($D$122:$AA$122,$H$148)*$AB$17","v":0},{"$f":"COUNTIF($D$122:$AA$122,$I$148)*$AB$17","v":0},{"$f":"COUNTIF($D$122:$AA$122,$J$148)*$AB$17","v":0},{"$f":"COUNTIF($D$122:$AA$122,$K$148)*$AB$17","v":0},{"$f":"COUNTIF($D$122:$AA$122,$L$148)*$AB$17","v":0},{"$f":"COUNTIF($D$122:$AA$122,$M$148)*$AB$17","v":0},{"$f":"COUNTIF($D$122:$AA$122,$N$148)*$AB$17","v":0},{"$f":"COUNTIF($D$122:$AA$122,$O$148)*$AB$17","v":0},{"$f":"COUNTIF($D$122:$AA$122,$P$148)*$AB$17","v":0},{"$f":"COUNTIF($D$122:$AA$122,$Q$148)*$AB$17","v":0},{"$f":"COUNTIF($D$122:$AA$122,$R$148)*$AB$17","v":0},{"$f":"COUNTIF($D$122:$AA$122,$S$148)*$AB$17","v":0},{"$f":"COUNTIF($D$122:$AA$122,$T$148)*$AB$17","v":0},{"$f":"COUNTIF($D$122:$AA$122,$U$148)*$AB$17","v":0},{"$f":"COUNTIF($D$122:$AA$122,$V$148)*$AB$17","v":0},{"$f":"COUNTIF($D$122:$AA$122,$W$148)*$AB$17","v":0},{"$f":"COUNTIF($D$122:$AA$122,$X$148)*$AB$17","v":0},{"$f":"COUNTIF($D$122:$AA$122,$Y$148)*$AB$17","v":0},{"$f":"COUNTIF($D$122:$AA$122,$Z$148)*$AB$17","v":0},{"$f":"COUNTIF($D$122:$AA$122,$AA$148)*$AB$17","v":0},{"$f":"COUNTIF($D$122:$AA$122,$AB$148)*$AB$17","v":0},{"$f":"COUNTIF($D$122:$AA$122,$AC$148)*$AB$17","v":0},{"$f":"COUNTIF($D$122:$AA$122,$AD$148)*$AB$17","v":0},{"$f":"COUNTIF($D$122:$AA$122,$AE$148)*$AB$17","v":0},{"$f":"COUNTIF($D$122:$AA$122,$AF$148)*$AB$17","v":0},{"$f":"COUNTIF($D$122:$AA$122,$AG$148)*$AB$17","v":0},{"$f":"COUNTIF($D$122:$AA$122,$AH$148)*$AB$17","v":0},{"$f":"COUNTIF($D$122:$AA$122,$AI$148)*$AB$17","v":0},{"$f":"COUNTIF($D$122:$AA$122,$AJ$148)*$AB$17","v":0},{"$f":"COUNTIF($D$122:$AA$122,$AK$148)*$AB$17","v":0},{"$f":"COUNTIF($D$122:$AA$122,$AL$148)*$AB$17","v":0},{"$f":"COUNTIF($D$122:$AA$122,$AM$148)*$AB$17","v":0},{"$f":"COUNTIF($D$122:$AA$122,$AN$148)*$AB$17","v":0},{"$f":"COUNTIF($D$122:$AA$122,$AO$148)*$AB$17","v":0},{"$f":"COUNTIF($D$122:$AA$122,$AP$148)*$AB$17","v":0},{"$f":"COUNTIF($D$122:$AA$122,$AQ$148)*$AB$17","v":0},{"$f":"COUNTIF($D$122:$AA$122,$AR$148)*$AB$17","v":0},{"$f":"COUNTIF($D$122:$AA$122,$AS$148)*$AB$17","v":0},9,0,"","","","","","","","","",null,"","","","","","","","","",""]
[null,null,10,{"$f":"COUNTIF($D$123:$AA$123,$D$148)*$AB$18","v":0},{"$f":"COUNTIF($D$123:$AA$123,$E$148)*$AB$18","v":0},{"$f":"COUNTIF($D$123:$AA$123,$F$148)*$AB$18","v":0},{"$f":"COUNTIF($D$123:$AA$123,$G$148)*$AB$18","v":0},{"$f":"COUNTIF($D$123:$AA$123,$H$148)*$AB$18","v":0},{"$f":"COUNTIF($D$123:$AA$123,$I$148)*$AB$18","v":0},{"$f":"COUNTIF($D$123:$AA$123,$J$148)*$AB$18","v":0},{"$f":"COUNTIF($D$123:$AA$123,$K$148)*$AB$18","v":0},{"$f":"COUNTIF($D$123:$AA$123,$L$148)*$AB$18","v":0},{"$f":"COUNTIF($D$123:$AA$123,$M$148)*$AB$18","v":0},{"$f":"COUNTIF($D$123:$AA$123,$N$148)*$AB$18","v":0},{"$f":"COUNTIF($D$123:$AA$123,$O$148)*$AB$18","v":0},{"$f":"COUNTIF($D$123:$AA$123,$P$148)*$AB$18","v":0},{"$f":"COUNTIF($D$123:$AA$123,$Q$148)*$AB$18","v":0},{"$f":"COUNTIF($D$123:$AA$123,$R$148)*$AB$18","v":0},{"$f":"COUNTIF($D$123:$AA$123,$S$148)*$AB$18","v":0},{"$f":"COUNTIF($D$123:$AA$123,$T$148)*$AB$18","v":0},{"$f":"COUNTIF($D$123:$AA$123,$U$148)*$AB$18","v":0},{"$f":"COUNTIF($D$123:$AA$123,$V$148)*$AB$18","v":0},{"$f":"COUNTIF($D$123:$AA$123,$W$148)*$AB$18","v":0},{"$f":"COUNTIF($D$123:$AA$123,$X$148)*$AB$18","v":0},{"$f":"COUNTIF($D$123:$AA$123,$Y$148)*$AB$18","v":0},{"$f":"COUNTIF($D$123:$AA$123,$Z$148)*$AB$18","v":0},{"$f":"COUNTIF($D$123:$AA$123,$AA$148)*$AB$18","v":0},{"$f":"COUNTIF($D$123:$AA$123,$AB$148)*$AB$18","v":0},{"$f":"COUNTIF($D$123:$AA$123,$AC$148)*$AB$18","v":0},{"$f":"COUNTIF($D$123:$AA$123,$AD$148)*$AB$18","v":0},{"$f":"COUNTIF($D$123:$AA$123,$AE$148)*$AB$18","v":0},{"$f":"COUNTIF($D$123:$AA$123,$AF$148)*$AB$18","v":0},{"$f":"COUNTIF($D$123:$AA$123,$AG$148)*$AB$18","v":0},{"$f":"COUNTIF($D$123:$AA$123,$AH$148)*$AB$18","v":0},{"$f":"COUNTIF($D$123:$AA$123,$AI$148)*$AB$18","v":0},{"$f":"COUNTIF($D$123:$AA$123,$AJ$148)*$AB$18","v":0},{"$f":"COUNTIF($D$123:$AA$123,$AK$148)*$AB$18","v":0},{"$f":"COUNTIF($D$123:$AA$123,$AL$148)*$AB$18","v":0},{"$f":"COUNTIF($D$123:$AA$123,$AM$148)*$AB$18","v":0},{"$f":"COUNTIF($D$123:$AA$123,$AN$148)*$AB$18","v":0},{"$f":"COUNTIF($D$123:$AA$123,$AO$148)*$AB$18","v":0},{"$f":"COUNTIF($D$123:$AA$123,$AP$148)*$AB$18","v":0},{"$f":"COUNTIF($D$123:$AA$123,$AQ$148)*$AB$18","v":0},{"$f":"COUNTIF($D$123:$AA$123,$AR$148)*$AB$18","v":0},{"$f":"COUNTIF($D$123:$AA$123,$AS$148)*$AB$18","v":0},10,0,"","","","","","","","","",null,"","","","","","","","","",""]
[null,null,11,{"$f":"COUNTIF($D$124:$AA$124,$D$148)*$AB$19","v":0},{"$f":"COUNTIF($D$124:$AA$124,$E$148)*$AB$19","v":0},{"$f":"COUNTIF($D$124:$AA$124,$F$148)*$AB$19","v":0},{"$f":"COUNTIF($D$124:$AA$124,$G$148)*$AB$19","v":0},{"$f":"COUNTIF($D$124:$AA$124,$H$148)*$AB$19","v":0},{"$f":"COUNTIF($D$124:$AA$124,$I$148)*$AB$19","v":0},{"$f":"COUNTIF($D$124:$AA$124,$J$148)*$AB$19","v":0},{"$f":"COUNTIF($D$124:$AA$124,$K$148)*$AB$19","v":0},{"$f":"COUNTIF($D$124:$AA$124,$L$148)*$AB$19","v":0},{"$f":"COUNTIF($D$124:$AA$124,$M$148)*$AB$19","v":0},{"$f":"COUNTIF($D$124:$AA$124,$N$148)*$AB$19","v":0},{"$f":"COUNTIF($D$124:$AA$124,$O$148)*$AB$19","v":0},{"$f":"COUNTIF($D$124:$AA$124,$P$148)*$AB$19","v":0},{"$f":"COUNTIF($D$124:$AA$124,$Q$148)*$AB$19","v":0},{"$f":"COUNTIF($D$124:$AA$124,$R$148)*$AB$19","v":0},{"$f":"COUNTIF($D$124:$AA$124,$S$148)*$AB$19","v":0},{"$f":"COUNTIF($D$124:$AA$124,$T$148)*$AB$19","v":0},{"$f":"COUNTIF($D$124:$AA$124,$U$148)*$AB$19","v":0},{"$f":"COUNTIF($D$124:$AA$124,$V$148)*$AB$19","v":0},{"$f":"COUNTIF($D$124:$AA$124,$W$148)*$AB$19","v":0},{"$f":"COUNTIF($D$124:$AA$124,$X$148)*$AB$19","v":0},{"$f":"COUNTIF($D$124:$AA$124,$Y$148)*$AB$19","v":0},{"$f":"COUNTIF($D$124:$AA$124,$Z$148)*$AB$19","v":0},{"$f":"COUNTIF($D$124:$AA$124,$AA$148)*$AB$19","v":0},{"$f":"COUNTIF($D$124:$AA$124,$AB$148)*$AB$19","v":0},{"$f":"COUNTIF($D$124:$AA$124,$AC$148)*$AB$19","v":0},{"$f":"COUNTIF($D$124:$AA$124,$AD$148)*$AB$19","v":0},{"$f":"COUNTIF($D$124:$AA$124,$AE$148)*$AB$19","v":0},{"$f":"COUNTIF($D$124:$AA$124,$AF$148)*$AB$19","v":0},{"$f":"COUNTIF($D$124:$AA$124,$AG$148)*$AB$19","v":0},{"$f":"COUNTIF($D$124:$AA$124,$AH$148)*$AB$19","v":0},{"$f":"COUNTIF($D$124:$AA$124,$AI$148)*$AB$19","v":0},{"$f":"COUNTIF($D$124:$AA$124,$AJ$148)*$AB$19","v":0},{"$f":"COUNTIF($D$124:$AA$124,$AK$148)*$AB$19","v":0},{"$f":"COUNTIF($D$124:$AA$124,$AL$148)*$AB$19","v":0},{"$f":"COUNTIF($D$124:$AA$124,$AM$148)*$AB$19","v":0},{"$f":"COUNTIF($D$124:$AA$124,$AN$148)*$AB$19","v":0},{"$f":"COUNTIF($D$124:$AA$124,$AO$148)*$AB$19","v":0},{"$f":"COUNTIF($D$124:$AA$124,$AP$148)*$AB$19","v":0},{"$f":"COUNTIF($D$124:$AA$124,$AQ$148)*$AB$19","v":0},{"$f":"COUNTIF($D$124:$AA$124,$AR$148)*$AB$19","v":0},{"$f":"COUNTIF($D$124:$AA$124,$AS$148)*$AB$19","v":0},11,0,"","","","","","","","","",null,"","","","","","","","","",""]
[null,null,12,{"$f":"COUNTIF($D$125:$AA$125,$D$148)*$AB$20","v":0},{"$f":"COUNTIF($D$125:$AA$125,$E$148)*$AB$20","v":0},{"$f":"COUNTIF($D$125:$AA$125,$F$148)*$AB$20","v":0},{"$f":"COUNTIF($D$125:$AA$125,$G$148)*$AB$20","v":0},{"$f":"COUNTIF($D$125:$AA$125,$H$148)*$AB$20","v":0},{"$f":"COUNTIF($D$125:$AA$125,$I$148)*$AB$20","v":0},{"$f":"COUNTIF($D$125:$AA$125,$J$148)*$AB$20","v":0},{"$f":"COUNTIF($D$125:$AA$125,$K$148)*$AB$20","v":0},{"$f":"COUNTIF($D$125:$AA$125,$L$148)*$AB$20","v":0},{"$f":"COUNTIF($D$125:$AA$125,$M$148)*$AB$20","v":0},{"$f":"COUNTIF($D$125:$AA$125,$N$148)*$AB$20","v":0},{"$f":"COUNTIF($D$125:$AA$125,$O$148)*$AB$20","v":0},{"$f":"COUNTIF($D$125:$AA$125,$P$148)*$AB$20","v":0},{"$f":"COUNTIF($D$125:$AA$125,$Q$148)*$AB$20","v":0},{"$f":"COUNTIF($D$125:$AA$125,$R$148)*$AB$20","v":0},{"$f":"COUNTIF($D$125:$AA$125,$S$148)*$AB$20","v":0},{"$f":"COUNTIF($D$125:$AA$125,$T$148)*$AB$20","v":0},{"$f":"COUNTIF($D$125:$AA$125,$U$148)*$AB$20","v":0},{"$f":"COUNTIF($D$125:$AA$125,$V$148)*$AB$20","v":0},{"$f":"COUNTIF($D$125:$AA$125,$W$148)*$AB$20","v":0},{"$f":"COUNTIF($D$125:$AA$125,$X$148)*$AB$20","v":0},{"$f":"COUNTIF($D$125:$AA$125,$Y$148)*$AB$20","v":0},{"$f":"COUNTIF($D$125:$AA$125,$Z$148)*$AB$20","v":0},{"$f":"COUNTIF($D$125:$AA$125,$AA$148)*$AB$20","v":0},{"$f":"COUNTIF($D$125:$AA$125,$AB$148)*$AB$20","v":0},{"$f":"COUNTIF($D$125:$AA$125,$AC$148)*$AB$20","v":0},{"$f":"COUNTIF($D$125:$AA$125,$AD$148)*$AB$20","v":0},{"$f":"COUNTIF($D$125:$AA$125,$AE$148)*$AB$20","v":0},{"$f":"COUNTIF($D$125:$AA$125,$AF$148)*$AB$20","v":0},{"$f":"COUNTIF($D$125:$AA$125,$AG$148)*$AB$20","v":0},{"$f":"COUNTIF($D$125:$AA$125,$AH$148)*$AB$20","v":0},{"$f":"COUNTIF($D$125:$AA$125,$AI$148)*$AB$20","v":0},{"$f":"COUNTIF($D$125:$AA$125,$AJ$148)*$AB$20","v":0},{"$f":"COUNTIF($D$125:$AA$125,$AK$148)*$AB$20","v":0},{"$f":"COUNTIF($D$125:$AA$125,$AL$148)*$AB$20","v":0},{"$f":"COUNTIF($D$125:$AA$125,$AM$148)*$AB$20","v":0},{"$f":"COUNTIF($D$125:$AA$125,$AN$148)*$AB$20","v":0},{"$f":"COUNTIF($D$125:$AA$125,$AO$148)*$AB$20","v":0},{"$f":"COUNTIF($D$125:$AA$125,$AP$148)*$AB$20","v":0},{"$f":"COUNTIF($D$125:$AA$125,$AQ$148)*$AB$20","v":0},{"$f":"COUNTIF($D$125:$AA$125,$AR$148)*$AB$20","v":0},{"$f":"COUNTIF($D$125:$AA$125,$AS$148)*$AB$20","v":0},12,0,"","","","","","","","","",null,"","","","","","","","","",""]
[null,null,1,{"$f":"COUNTIF($D$126:$AA$126,$D$148)*$AB$21","v":0},{"$f":"COUNTIF($D$126:$AA$126,$E$148)*$AB$21","v":0},{"$f":"COUNTIF($D$126:$AA$126,$F$148)*$AB$21","v":0},{"$f":"COUNTIF($D$126:$AA$126,$G$148)*$AB$21","v":0},{"$f":"COUNTIF($D$126:$AA$126,$H$148)*$AB$21","v":0},{"$f":"COUNTIF($D$126:$AA$126,$I$148)*$AB$21","v":0},{"$f":"COUNTIF($D$126:$AA$126,$J$148)*$AB$21","v":0},{"$f":"COUNTIF($D$126:$AA$126,$K$148)*$AB$21","v":0},{"$f":"COUNTIF($D$126:$AA$126,$L$148)*$AB$21","v":0},{"$f":"COUNTIF($D$126:$AA$126,$M$148)*$AB$21","v":0},{"$f":"COUNTIF($D$126:$AA$126,$N$148)*$AB$21","v":0},{"$f":"COUNTIF($D$126:$AA$126,$O$148)*$AB$21","v":0},{"$f":"COUNTIF($D$126:$AA$126,$P$148)*$AB$21","v":0},{"$f":"COUNTIF($D$126:$AA$126,$Q$148)*$AB$21","v":0},{"$f":"COUNTIF($D$126:$AA$126,$R$148)*$AB$21","v":0},{"$f":"COUNTIF($D$126:$AA$126,$S$148)*$AB$21","v":0},{"$f":"COUNTIF($D$126:$AA$126,$T$148)*$AB$21","v":0},{"$f":"COUNTIF($D$126:$AA$126,$U$148)*$AB$21","v":0},{"$f":"COUNTIF($D$126:$AA$126,$V$148)*$AB$21","v":0},{"$f":"COUNTIF($D$126:$AA$126,$W$148)*$AB$21","v":0},{"$f":"COUNTIF($D$126:$AA$126,$X$148)*$AB$21","v":0},{"$f":"COUNTIF($D$126:$AA$126,$Y$148)*$AB$21","v":0},{"$f":"COUNTIF($D$126:$AA$126,$Z$148)*$AB$21","v":0},{"$f":"COUNTIF($D$126:$AA$126,$AA$148)*$AB$21","v":0},{"$f":"COUNTIF($D$126:$AA$126,$AB$148)*$AB$21","v":0},{"$f":"COUNTIF($D$126:$AA$126,$AC$148)*$AB$21","v":0},{"$f":"COUNTIF($D$126:$AA$126,$AD$148)*$AB$21","v":0},{"$f":"COUNTIF($D$126:$AA$126,$AE$148)*$AB$21","v":0},{"$f":"COUNTIF($D$126:$AA$126,$AF$148)*$AB$21","v":0},{"$f":"COUNTIF($D$126:$AA$126,$AG$148)*$AB$21","v":0},{"$f":"COUNTIF($D$126:$AA$126,$AH$148)*$AB$21","v":0},{"$f":"COUNTIF($D$126:$AA$126,$AI$148)*$AB$21","v":0},{"$f":"COUNTIF($D$126:$AA$126,$AJ$148)*$AB$21","v":0},{"$f":"COUNTIF($D$126:$AA$126,$AK$148)*$AB$21","v":0},{"$f":"COUNTIF($D$126:$AA$126,$AL$148)*$AB$21","v":0},{"$f":"COUNTIF($D$126:$AA$126,$AM$148)*$AB$21","v":0},{"$f":"COUNTIF($D$126:$AA$126,$AN$148)*$AB$21","v":0},{"$f":"COUNTIF($D$126:$AA$126,$AO$148)*$AB$21","v":0},{"$f":"COUNTIF($D$126:$AA$126,$AP$148)*$AB$21","v":0},{"$f":"COUNTIF($D$126:$AA$126,$AQ$148)*$AB$21","v":0},{"$f":"COUNTIF($D$126:$AA$126,$AR$148)*$AB$21","v":0},{"$f":"COUNTIF($D$126:$AA$126,$AS$148)*$AB$21","v":0},1,0,"","","","","","","","","",null,"","","","","","","","","",""]
[null,null,2,{"$f":"COUNTIF($D$127:$AA$127,$D$148)*$AB$22","v":0},{"$f":"COUNTIF($D$127:$AA$127,$E$148)*$AB$22","v":0},{"$f":"COUNTIF($D$127:$AA$127,$F$148)*$AB$22","v":0},{"$f":"COUNTIF($D$127:$AA$127,$G$148)*$AB$22","v":0},{"$f":"COUNTIF($D$127:$AA$127,$H$148)*$AB$22","v":0},{"$f":"COUNTIF($D$127:$AA$127,$I$148)*$AB$22","v":0},{"$f":"COUNTIF($D$127:$AA$127,$J$148)*$AB$22","v":0},{"$f":"COUNTIF($D$127:$AA$127,$K$148)*$AB$22","v":0},{"$f":"COUNTIF($D$127:$AA$127,$L$148)*$AB$22","v":0},{"$f":"COUNTIF($D$127:$AA$127,$M$148)*$AB$22","v":0},{"$f":"COUNTIF($D$127:$AA$127,$N$148)*$AB$22","v":0},{"$f":"COUNTIF($D$127:$AA$127,$O$148)*$AB$22","v":0},{"$f":"COUNTIF($D$127:$AA$127,$P$148)*$AB$22","v":0},{"$f":"COUNTIF($D$127:$AA$127,$Q$148)*$AB$22","v":0},{"$f":"COUNTIF($D$127:$AA$127,$R$148)*$AB$22","v":0},{"$f":"COUNTIF($D$127:$AA$127,$S$148)*$AB$22","v":0},{"$f":"COUNTIF($D$127:$AA$127,$T$148)*$AB$22","v":0},{"$f":"COUNTIF($D$127:$AA$127,$U$148)*$AB$22","v":0},{"$f":"COUNTIF($D$127:$AA$127,$V$148)*$AB$22","v":0},{"$f":"COUNTIF($D$127:$AA$127,$W$148)*$AB$22","v":0},{"$f":"COUNTIF($D$127:$AA$127,$X$148)*$AB$22","v":0},{"$f":"COUNTIF($D$127:$AA$127,$Y$148)*$AB$22","v":0},{"$f":"COUNTIF($D$127:$AA$127,$Z$148)*$AB$22","v":0},{"$f":"COUNTIF($D$127:$AA$127,$AA$148)*$AB$22","v":0},{"$f":"COUNTIF($D$127:$AA$127,$AB$148)*$AB$22","v":0},{"$f":"COUNTIF($D$127:$AA$127,$AC$148)*$AB$22","v":0},{"$f":"COUNTIF($D$127:$AA$127,$AD$148)*$AB$22","v":0},{"$f":"COUNTIF($D$127:$AA$127,$AE$148)*$AB$22","v":0},{"$f":"COUNTIF($D$127:$AA$127,$AF$148)*$AB$22","v":0},{"$f":"COUNTIF($D$127:$AA$127,$AG$148)*$AB$22","v":0},{"$f":"COUNTIF($D$127:$AA$127,$AH$148)*$AB$22","v":0},{"$f":"COUNTIF($D$127:$AA$127,$AI$148)*$AB$22","v":0},{"$f":"COUNTIF($D$127:$AA$127,$AJ$148)*$AB$22","v":0},{"$f":"COUNTIF($D$127:$AA$127,$AK$148)*$AB$22","v":0},{"$f":"COUNTIF($D$127:$AA$127,$AL$148)*$AB$22","v":0},{"$f":"COUNTIF($D$127:$AA$127,$AM$148)*$AB$22","v":0},{"$f":"COUNTIF($D$127:$AA$127,$AN$148)*$AB$22","v":0},{"$f":"COUNTIF($D$127:$AA$127,$AO$148)*$AB$22","v":0},{"$f":"COUNTIF($D$127:$AA$127,$AP$148)*$AB$22","v":0},{"$f":"COUNTIF($D$127:$AA$127,$AQ$148)*$AB$22","v":0},{"$f":"COUNTIF($D$127:$AA$127,$AR$148)*$AB$22","v":0},{"$f":"COUNTIF($D$127:$AA$127,$AS$148)*$AB$22","v":0},2,0,"","","","","","","","","",null,"","","","","","","","","",""]
[null,null,3,{"$f":"COUNTIF($D$128:$AA$128,$D$148)*$AB$23","v":0},{"$f":"COUNTIF($D$128:$AA$128,$E$148)*$AB$23","v":0},{"$f":"COUNTIF($D$128:$AA$128,$F$148)*$AB$23","v":0},{"$f":"COUNTIF($D$128:$AA$128,$G$148)*$AB$23","v":0},{"$f":"COUNTIF($D$128:$AA$128,$H$148)*$AB$23","v":0},{"$f":"COUNTIF($D$128:$AA$128,$I$148)*$AB$23","v":0},{"$f":"COUNTIF($D$128:$AA$128,$J$148)*$AB$23","v":0},{"$f":"COUNTIF($D$128:$AA$128,$K$148)*$AB$23","v":0},{"$f":"COUNTIF($D$128:$AA$128,$L$148)*$AB$23","v":0},{"$f":"COUNTIF($D$128:$AA$128,$M$148)*$AB$23","v":0},{"$f":"COUNTIF($D$128:$AA$128,$N$148)*$AB$23","v":0},{"$f":"COUNTIF($D$128:$AA$128,$O$148)*$AB$23","v":0},{"$f":"COUNTIF($D$128:$AA$128,$P$148)*$AB$23","v":0},{"$f":"COUNTIF($D$128:$AA$128,$Q$148)*$AB$23","v":0},{"$f":"COUNTIF($D$128:$AA$128,$R$148)*$AB$23","v":0},{"$f":"COUNTIF($D$128:$AA$128,$S$148)*$AB$23","v":0},{"$f":"COUNTIF($D$128:$AA$128,$T$148)*$AB$23","v":0},{"$f":"COUNTIF($D$128:$AA$128,$U$148)*$AB$23","v":0},{"$f":"COUNTIF($D$128:$AA$128,$V$148)*$AB$23","v":0},{"$f":"COUNTIF($D$128:$AA$128,$W$148)*$AB$23","v":0},{"$f":"COUNTIF($D$128:$AA$128,$X$148)*$AB$23","v":0},{"$f":"COUNTIF($D$128:$AA$128,$Y$148)*$AB$23","v":0},{"$f":"COUNTIF($D$128:$AA$128,$Z$148)*$AB$23","v":0},{"$f":"COUNTIF($D$128:$AA$128,$AA$148)*$AB$23","v":0},{"$f":"COUNTIF($D$128:$AA$128,$AB$148)*$AB$23","v":0},{"$f":"COUNTIF($D$128:$AA$128,$AC$148)*$AB$23","v":0},{"$f":"COUNTIF($D$128:$AA$128,$AD$148)*$AB$23","v":0},{"$f":"COUNTIF($D$128:$AA$128,$AE$148)*$AB$23","v":0},{"$f":"COUNTIF($D$128:$AA$128,$AF$148)*$AB$23","v":0},{"$f":"COUNTIF($D$128:$AA$128,$AG$148)*$AB$23","v":0},{"$f":"COUNTIF($D$128:$AA$128,$AH$148)*$AB$23","v":0},{"$f":"COUNTIF($D$128:$AA$128,$AI$148)*$AB$23","v":0},{"$f":"COUNTIF($D$128:$AA$128,$AJ$148)*$AB$23","v":0},{"$f":"COUNTIF($D$128:$AA$128,$AK$148)*$AB$23","v":0},{"$f":"COUNTIF($D$128:$AA$128,$AL$148)*$AB$23","v":0},{"$f":"COUNTIF($D$128:$AA$128,$AM$148)*$AB$23","v":0},{"$f":"COUNTIF($D$128:$AA$128,$AN$148)*$AB$23","v":0},{"$f":"COUNTIF($D$128:$AA$128,$AO$148)*$AB$23","v":0},{"$f":"COUNTIF($D$128:$AA$128,$AP$148)*$AB$23","v":0},{"$f":"COUNTIF($D$128:$AA$128,$AQ$148)*$AB$23","v":0},{"$f":"COUNTIF($D$128:$AA$128,$AR$148)*$AB$23","v":0},{"$f":"COUNTIF($D$128:$AA$128,$AS$148)*$AB$23","v":0},3,0,"","","","","","","","","",null,"","","","","","","","","",""]
[null,null,"冷房運転時間",{"$f":"SUM($D$149:$D$160)","v":0},{"$f":"SUM($E$149:$E$160)","v":0},{"$f":"SUM($F$149:$F$160)","v":0},{"$f":"SUM($G$149:$G$160)","v":0},{"$f":"SUM($H$149:$H$160)","v":0},{"$f":"SUM($I$149:$I$160)","v":0},{"$f":"SUM($J$149:$J$160)","v":0},{"$f":"SUM($K$149:$K$160)","v":0},{"$f":"SUM($L$149:$L$160)","v":0},{"$f":"SUM($M$149:$M$160)","v":0},{"$f":"SUM($N$149:$N$160)","v":0},{"$f":"SUM($O$149:$O$160)","v":0},{"$f":"SUM($P$149:$P$160)","v":0},{"$f":"SUM($Q$149:$Q$160)","v":0},{"$f":"SUM($R$149:$R$160)","v":0},{"$f":"SUM($S$149:$S$160)","v":0},{"$f":"SUM($T$149:$T$160)","v":0},{"$f":"SUM($U$149:$U$160)","v":0},{"$f":"SUM($V$149:$V$160)","v":0},{"$f":"SUM($W$149:$W$160)","v":0},{"$f":"SUM($X$149:$X$160)","v":0},{"$f":"SUM($Y$149:$Y$160)","v":0},{"$f":"SUM($Z$149:$Z$160)","v":0},{"$f":"SUM($AA$149:$AA$160)","v":0},{"$f":"SUM($AB$149:$AB$160)","v":0},{"$f":"SUM($AC$149:$AC$160)","v":0},{"$f":"SUM($AD$149:$AD$160)","v":0},{"$f":"SUM($AE$149:$AE$160)","v":0},{"$f":"SUM($AF$149:$AF$160)","v":0},{"$f":"SUM($AG$149:$AG$160)","v":0},{"$f":"SUM($AH$149:$AH$160)","v":0},{"$f":"SUM($AI$149:$AI$160)","v":0},{"$f":"SUM($AJ$149:$AJ$160)","v":0},{"$f":"SUM($AK$149:$AK$160)","v":0},{"$f":"SUM($AL$149:$AL$160)","v":0},{"$f":"SUM($AM$149:$AM$160)","v":0},{"$f":"SUM($AN$149:$AN$160)","v":0},{"$f":"SUM($AO$149:$AO$160)","v":0},{"$f":"SUM($AP$149:$AP$160)","v":0},{"$f":"SUM($AQ$149:$AQ$160)","v":0},{"$f":"SUM($AR$149:$AR$160)","v":0},{"$f":"SUM($AS$149:$AS$160)","v":0},"冷房運転時間",{"$f":"SUM(AU149:AU160)","v":0},{"$f":"SUM(AV149:AV160)","v":0},{"$f":"SUM(AW149:AW160)","v":0},0,0,0,0,0,0,0,null,{"$f":"SUM(BF149:BF160)","v":0},{"$f":"SUM(BG149:BG160)","v":0},0,0,0,0,0,0,0,0]
[null,null,"冷房空調負荷率",{"$f":"IF((1/(35-$M$25))*(D$148-35)+1<0,0,IF((1/(35-$M$25))*(D$148-35)+1>1,1,(1/(35-$M$25))*(D$148-35)+1))","v":0},0,0,0,0,0,0,0,0,0,0,0,0,0,0,0,0,0,0,0,0,0,0,0,0,5.8823529411764719E-2,0.11764705882352944,0.17647058823529416,0.23529411764705888,0.29411764705882359,0.3529411764705882,0.41176470588235292,0.47058823529411764,0.52941176470588236,0.58823529411764708,0.6470588235294118,0.70588235294117641,0.76470588235294112,0.82352941176470584,0.88235294117647056,0.94117647058823528,1,"冷房空調負荷率","αc"]
[]
[null,"前1","冷房時消費電力比",{"$f":"$D$162/$D$168","v":0},{"$f":"$E$162/$E$168","v":0},{"$f":"$F$162/$F$168","v":0},{"$f":"$G$162/$G$168","v":0},{"$f":"$H$162/$H$168","v":0},{"$f":"$I$162/$I$168","v":0},{"$f":"$J$162/$J$168","v":0},{"$f":"$K$162/$K$168","v":0},{"$f":"$L$162/$L$168","v":0},{"$f":"$M$162/$M$168","v":0},{"$f":"$N$162/$N$168","v":0},{"$f":"$O$162/$O$168","v":0},{"$f":"$P$162/$P$168","v":0},{"$f":"$Q$162/$Q$168","v":0},{"$f":"$R$162/$R$168","v":0},{"$f":"$S$162/$S$168","v":0},{"$f":"$T$162/$T$168","v":0},{"$f":"$U$162/$U$168","v":0},{"$f":"$V$162/$V$168","v":0},{"$f":"$W$162/$W$168","v":0},{"$f":"$X$162/$X$168","v":0},{"$f":"$Y$162/$Y$168","v":0},{"$f":"$Z$162/$Z$168","v":0},{"$f":"$AA$162/$AA$168","v":0},{"$f":"$AB$162/$AB$168","v":0},{"$f":"$AC$162/$AC$168","v":3.7610619469026565E-2},{"$f":"$AD$162/$AD$168","v":7.7444814403748966E-2},{"$f":"$AE$162/$AE$168","v":0.11957515416451978},{"$f":"$AF$162/$AF$168","v":0.16407740070746205},{"$f":"$AG$162/$AG$168","v":0.21103068610459791},{"$f":"$AH$162/$AH$168","v":0.26051770204211377},{"$f":"$AI$162/$AI$168","v":0.31262490225041278},{"$f":"$AJ$162/$AJ$168","v":0.36744271890737473},{"$f":"$AK$162/$AK$168","v":0.4250657941532115},{"$f":"$AL$162/$AL$168","v":0.48559322796254156},{"$f":"$AM$162/$AM$168","v":0.54912884373805237},{"$f":"$AN$162/$AN$168","v":0.61578147312174669},{"$f":"$AO$162/$AO$168","v":0.68566526166585851},{"$f":"$AP$162/$AP$168","v":0.75889999716786083},{"$f":"$AQ$162/$AQ$168","v":0.83561146265461006},{"$f":"$AR$162/$AR$168","v":0.9159318162018798},{"$f":"$AS$162/$AS$168","v":1},"冷房時消費電力比","εc"]
[null,null,"冷房能力",{"$f":"($Q$29-1.077*$Q$29)/6*($D$148-35)+$Q$29","v":33.575666666666663},{"$f":"($Q$29-1.077*$Q$29)/6*($E$148-35)+$Q$29","v":33.293333333333322},{"$f":"($Q$29-1.077*$Q$29)/6*($F$148-35)+$Q$29","v":33.010999999999996},{"$f":"($Q$29-1.077*$Q$29)/6*($G$148-35)+$Q$29","v":32.728666666666662},{"$f":"($Q$29-1.077*$Q$29)/6*($H$148-35)+$Q$29","v":32.446333333333328},{"$f":"($Q$29-1.077*$Q$29)/6*($I$148-35)+$Q$29","v":32.163999999999994},{"$f":"($Q$29-1.077*$Q$29)/6*($J$148-35)+$Q$29","v":31.881666666666661},{"$f":"($Q$29-1.077*$Q$29)/6*($K$148-35)+$Q$29","v":31.599333333333327},{"$f":"($Q$29-1.077*$Q$29)/6*($L$148-35)+$Q$29","v":31.316999999999993},{"$f":"($Q$29-1.077*$Q$29)/6*($M$148-35)+$Q$29","v":31.034666666666659},{"$f":"($Q$29-1.077*$Q$29)/6*($N$148-35)+$Q$29","v":30.752333333333326},{"$f":"($Q$29-1.077*$Q$29)/6*($O$148-35)+$Q$29","v":30.469999999999995},{"$f":"($Q$29-1.077*$Q$29)/6*($P$148-35)+$Q$29","v":30.187666666666662},{"$f":"($Q$29-1.077*$Q$29)/6*($Q$148-35)+$Q$29","v":29.905333333333328},{"$f":"($Q$29-1.077*$Q$29)/6*($R$148-35)+$Q$29","v":29.622999999999994},{"$f":"($Q$29-1.077*$Q$29)/6*($S$148-35)+$Q$29","v":29.340666666666664},{"$f":"($Q$29-1.077*$Q$29)/6*($T$148-35)+$Q$29","v":29.05833333333333},{"$f":"($Q$29-1.077*$Q$29)/6*($U$148-35)+$Q$29","v":28.775999999999996},{"$f":"($Q$29-1.077*$Q$29)/6*($V$148-35)+$Q$29","v":28.493666666666662},{"$f":"($Q$29-1.077*$Q$29)/6*($W$148-35)+$Q$29","v":28.211333333333329},{"$f":"($Q$29-1.077*$Q$29)/6*($X$148-35)+$Q$29","v":27.928999999999995},{"$f":"($Q$29-1.077*$Q$29)/6*($Y$148-35)+$Q$29","v":27.646666666666661},{"$f":"($Q$29-1.077*$Q$29)/6*($Z$148-35)+$Q$29","v":27.364333333333331},{"$f":"($Q$29-1.077*$Q$29)/6*($AA$148-35)+$Q$29","v":27.081999999999997},{"$f":"($Q$29-1.077*$Q$29)/6*($AB$148-35)+$Q$29","v":26.799666666666663},{"$f":"($Q$29-1.077*$Q$29)/6*($AC$148-35)+$Q$29","v":26.51733333333333},{"$f":"($Q$29-1.077*$Q$29)/6*($AD$148-35)+$Q$29","v":26.234999999999999},{"$f":"($Q$29-1.077*$Q$29)/6*($AE$148-35)+$Q$29","v":25.952666666666666},{"$f":"($Q$29-1.077*$Q$29)/6*($AF$148-35)+$Q$29","v":25.670333333333332},{"$f":"($Q$29-1.077*$Q$29)/6*($AG$148-35)+$Q$29","v":25.387999999999998},{"$f":"($Q$29-1.077*$Q$29)/6*($AH$148-35)+$Q$29","v":25.105666666666664},{"$f":"($Q$29-1.077*$Q$29)/6*($AI$148-35)+$Q$29","v":24.823333333333331},{"$f":"($Q$29-1.077*$Q$29)/6*($AJ$148-35)+$Q$29","v":24.540999999999997},{"$f":"($Q$29-1.077*$Q$29)/6*($AK$148-35)+$Q$29","v":24.258666666666667},{"$f":"($Q$29-1.077*$Q$29)/6*($AL$148-35)+$Q$29","v":23.976333333333333},{"$f":"($Q$29-1.077*$Q$29)/6*($AM$148-35)+$Q$29","v":23.693999999999999},{"$f":"($Q$29-1.077*$Q$29)/6*($AN$148-35)+$Q$29","v":23.411666666666665},{"$f":"($Q$29-1.077*$Q$29)/6*($AO$148-35)+$Q$29","v":23.129333333333332},{"$f":"($Q$29-1.077*$Q$29)/6*($AP$148-35)+$Q$29","v":22.847000000000001},{"$f":"($Q$29-1.077*$Q$29)/6*($AQ$148-35)+$Q$29","v":22.564666666666668},{"$f":"($Q$29-1.077*$Q$29)/6*($AR$148-35)+$Q$29","v":22.282333333333334},{"$f":"($Q$29-1.077*$Q$29)/6*($AS$148-35)+$Q$29","v":22},"冷房能力","Φc"]
[null,null,"冷房消費電力",{"$f":"($Q$30-0.914*$Q$30)/6*($D$148-35)+$Q$30","v":2.7214000000000018},{"$f":"($Q$30-0.914*$Q$30)/6*($E$148-35)+$Q$30","v":2.8160000000000016},{"$f":"($Q$30-0.914*$Q$30)/6*($F$148-35)+$Q$30","v":2.9106000000000019},{"$f":"($Q$30-0.914*$Q$30)/6*($G$148-35)+$Q$30","v":3.0052000000000016},{"$f":"($Q$30-0.914*$Q$30)/6*($H$148-35)+$Q$30","v":3.0998000000000014},{"$f":"($Q$30-0.914*$Q$30)/6*($I$148-35)+$Q$30","v":3.1944000000000017},{"$f":"($Q$30-0.914*$Q$30)/6*($J$148-35)+$Q$30","v":3.2890000000000015},{"$f":"($Q$30-0.914*$Q$30)/6*($K$148-35)+$Q$30","v":3.3836000000000013},{"$f":"($Q$30-0.914*$Q$30)/6*($L$148-35)+$Q$30","v":3.4782000000000015},{"$f":"($Q$30-0.914*$Q$30)/6*($M$148-35)+$Q$30","v":3.5728000000000013},{"$f":"($Q$30-0.914*$Q$30)/6*($N$148-35)+$Q$30","v":3.6674000000000011},{"$f":"($Q$30-0.914*$Q$30)/6*($O$148-35)+$Q$30","v":3.7620000000000013},{"$f":"($Q$30-0.914*$Q$30)/6*($P$148-35)+$Q$30","v":3.8566000000000011},{"$f":"($Q$30-0.914*$Q$30)/6*($Q$148-35)+$Q$30","v":3.9512000000000009},{"$f":"($Q$30-0.914*$Q$30)/6*($R$148-35)+$Q$30","v":4.0458000000000016},{"$f":"($Q$30-0.914*$Q$30)/6*($S$148-35)+$Q$30","v":4.1404000000000014},{"$f":"($Q$30-0.914*$Q$30)/6*($T$148-35)+$Q$30","v":4.2350000000000012},{"$f":"($Q$30-0.914*$Q$30)/6*($U$148-35)+$Q$30","v":4.329600000000001},{"$f":"($Q$30-0.914*$Q$30)/6*($V$148-35)+$Q$30","v":4.4242000000000008},{"$f":"($Q$30-0.914*$Q$30)/6*($W$148-35)+$Q$30","v":4.5188000000000006},{"$f":"($Q$30-0.914*$Q$30)/6*($X$148-35)+$Q$30","v":4.6134000000000004},{"$f":"($Q$30-0.914*$Q$30)/6*($Y$148-35)+$Q$30","v":4.7080000000000002},{"$f":"($Q$30-0.914*$Q$30)/6*($Z$148-35)+$Q$30","v":4.8026000000000009},{"$f":"($Q$30-0.914*$Q$30)/6*($AA$148-35)+$Q$30","v":4.8972000000000007},{"$f":"($Q$30-0.914*$Q$30)/6*($AB$148-35)+$Q$30","v":4.9918000000000005},{"$f":"($Q$30-0.914*$Q$30)/6*($AC$148-35)+$Q$30","v":5.0864000000000003},{"$f":"($Q$30-0.914*$Q$30)/6*($AD$148-35)+$Q$30","v":5.1810000000000009},{"$f":"($Q$30-0.914*$Q$30)/6*($AE$148-35)+$Q$30","v":5.2756000000000007},{"$f":"($Q$30-0.914*$Q$30)/6*($AF$148-35)+$Q$30","v":5.3702000000000005},{"$f":"($Q$30-0.914*$Q$30)/6*($AG$148-35)+$Q$30","v":5.4648000000000003},{"$f":"($Q$30-0.914*$Q$30)/6*($AH$148-35)+$Q$30","v":5.5594000000000001},{"$f":"($Q$30-0.914*$Q$30)/6*($AI$148-35)+$Q$30","v":5.6539999999999999},{"$f":"($Q$30-0.914*$Q$30)/6*($AJ$148-35)+$Q$30","v":5.7485999999999997},{"$f":"($Q$30-0.914*$Q$30)/6*($AK$148-35)+$Q$30","v":5.8432000000000004},{"$f":"($Q$30-0.914*$Q$30)/6*($AL$148-35)+$Q$30","v":5.9378000000000002},{"$f":"($Q$30-0.914*$Q$30)/6*($AM$148-35)+$Q$30","v":6.0324},{"$f":"($Q$30-0.914*$Q$30)/6*($AN$148-35)+$Q$30","v":6.1269999999999998},{"$f":"($Q$30-0.914*$Q$30)/6*($AO$148-35)+$Q$30","v":6.2215999999999996},{"$f":"($Q$30-0.914*$Q$30)/6*($AP$148-35)+$Q$30","v":6.3162000000000003},{"$f":"($Q$30-0.914*$Q$30)/6*($AQ$148-35)+$Q$30","v":6.4108000000000001},{"$f":"($Q$30-0.914*$Q$30)/6*($AR$148-35)+$Q$30","v":6.5053999999999998},{"$f":"($Q$30-0.914*$Q$30)/6*($AS$148-35)+$Q$30","v":6.6},"冷房消費電力","Pc"]
[null,null,"冷房COP",{"$f":"$D$165/$D$166","v":12.337644839665849},{"$f":"$E$165/$E$166","v":11.822916666666655},{"$f":"$F$165/$F$166","v":11.34164777021919},{"$f":"$G$165/$G$166","v":10.890678379697405},{"$f":"$H$165/$H$166","v":10.46723444523302},{"$f":"$I$165/$I$166","v":10.068870523415971},{"$f":"$J$165/$J$166","v":9.6934225195094701},{"$f":"$K$165/$K$166","v":9.3389683571738136},{"$f":"$L$165/$L$166","v":9.003795066413657},{"$f":"$M$165/$M$166","v":8.6863711001641981},{"$f":"$N$165/$N$166","v":8.385322935412912},{"$f":"$O$165/$O$166","v":8.0994152046783583},{"$f":"$P$165/$P$166","v":7.827533751663811},{"$f":"$Q$165/$Q$166","v":7.5686711210096478},{"$f":"$R$165/$R$166","v":7.3219140837411594},{"$f":"$S$165/$S$166","v":7.0864328728303194},{"$f":"$T$165/$T$166","v":6.8614718614718591},{"$f":"$U$165/$U$166","v":6.6463414634146316},{"$f":"$V$165/$V$166","v":6.440411072434939},{"$f":"$W$165/$W$166","v":6.2431028886725075},{"$f":"$X$165/$X$166","v":6.0538865045302801},{"$f":"$Y$165/$Y$166","v":5.872274143302179},{"$f":"$Z$165/$Z$166","v":5.6978164605283235},{"$f":"$AA$165/$AA$166","v":5.5300988319856232},{"$f":"$AB$165/$AB$166","v":5.3687380637578954},{"$f":"$AC$165/$AC$166","v":5.2133794694348321},{"$f":"$AD$165/$AD$166","v":5.0636942675159222},{"$f":"$AE$165/$AE$166","v":4.919377258826799},{"$f":"$AF$165/$AF$166","v":4.7801447494196356},{"$f":"$AG$165/$AG$166","v":4.6457326892109494},{"$f":"$AH$165/$AH$166","v":4.5158950006595431},{"$f":"$AI$165/$AI$166","v":4.3904020752269775},{"$f":"$AJ$165/$AJ$166","v":4.2690394182931497},{"$f":"$AK$165/$AK$166","v":4.1516064257028109},{"$f":"$AL$165/$AL$166","v":4.0379152772631839},{"$f":"$AM$165/$AM$166","v":3.9277899343544855},{"$f":"$AN$165/$AN$166","v":3.8210652304009574},{"$f":"$AO$165/$AO$166","v":3.7175860443187174},{"$f":"$AP$165/$AP$166","v":3.6172065482410312},{"$f":"$AQ$165/$AQ$166","v":3.5197895218485473},{"$f":"$AR$165/$AR$166","v":3.4252057265246312},{"$f":"$AS$165/$AS$166","v":3.3333333333333335},"冷房COP","σc"]
[null,null,"冷房COP比",{"$f":"D$167/$Q$31","v":3.7012934518997547},{"$f":"E$167/$Q$31","v":3.5468749999999964},3.4024943310657569,3.2672035139092213,3.1401703335699058,3.020661157024791,2.9080267558528408,2.8016905071521441,2.7011385199240969,2.6059113300492593,2.5155968806238733,2.4298245614035072,2.3482601254991433,2.2706013363028941,2.1965742251223479,2.1259298618490958,2.0584415584415576,1.9939024390243894,1.9321233217304816,1.8729308666017521,1.816165951359084,1.7616822429906536,1.7093449381584969,1.6590296495956869,1.6106214191273684,1.5640138408304496,1.5191082802547766,1.4758131776480397,1.4340434248258906,1.3937198067632848,1.3547685001978629,1.3171206225680931,1.2807118254879448,1.2454819277108433,1.2113745831789551,1.1783369803063457,1.1463195691202872,1.1152758132956151,1.0851619644723094,1.0559368565545642,1.0275617179573893,1,"冷房COP比","βc"]
[null,null,"Σ",{"$f":"$D$161*$D$164","v":0},{"$f":"$E$161*$E$164","v":0},{"$f":"$F$161*$F$164","v":0},{"$f":"$G$161*$G$164","v":0},{"$f":"$H$161*$H$164","v":0},{"$f":"$I$161*$I$164","v":0},{"$f":"$J$161*$J$164","v":0},{"$f":"$K$161*$K$164","v":0},{"$f":"$L$161*$L$164","v":0},{"$f":"$M$161*$M$164","v":0},{"$f":"$N$161*$N$164","v":0},{"$f":"$O$161*$O$164","v":0},{"$f":"$P$161*$P$164","v":0},{"$f":"$Q$161*$Q$164","v":0},{"$f":"$R$161*$R$164","v":0},{"$f":"$S$161*$S$164","v":0},{"$f":"$T$161*$T$164","v":0},{"$f":"$U$161*$U$164","v":0},{"$f":"$V$161*$V$164","v":0},{"$f":"$W$161*$W$164","v":0},{"$f":"$X$161*$X$164","v":0},{"$f":"$Y$161*$Y$164","v":0},{"$f":"$Z$161*$Z$164","v":0},{"$f":"$AA$161*$AA$164","v":0},{"$f":"$AB$161*$AB$164","v":0},{"$f":"$AC$161*$AC$164","v":0},{"$f":"$AD$161*$AD$164","v":0},{"$f":"$AE$161*$AE$164","v":0},{"$f":"$AF$161*$AF$164","v":0},{"$f":"$AG$161*$AG$164","v":0},{"$f":"$AH$161*$AH$164","v":0},{"$f":"$AI$161*$AI$164","v":0},{"$f":"$AJ$161*$AJ$164","v":0},{"$f":"$AK$161*$AK$164","v":0},{"$f":"$AL$161*$AL$164","v":0},{"$f":"$AM$161*$AM$164","v":0},{"$f":"$AN$161*$AN$164","v":0},{"$f":"$AO$161*$AO$164","v":0},{"$f":"$AP$161*$AP$164","v":0},{"$f":"$AQ$161*$AQ$164","v":0},{"$f":"$AR$161*$AR$164","v":0},{"$f":"$AS$161*$AS$164","v":0},{"$f":"SUM($D$169:$AS$169)","v":0},"Σ"]
[null,"前2","冷房時消費電力比",{"$f":"D$162/D$174","v":{"$error":"#DIV/0!"}},{"$f":"E$162/E$174","v":{"$error":"#DIV/0!"}},{"$error":"#DIV/0!"},{"$error":"#DIV/0!"},{"$error":"#DIV/0!"},{"$error":"#DIV/0!"},{"$error":"#DIV/0!"},{"$error":"#DIV/0!"},{"$error":"#DIV/0!"},{"$error":"#DIV/0!"},{"$error":"#DIV/0!"},{"$error":"#DIV/0!"},{"$error":"#DIV/0!"},{"$error":"#DIV/0!"},{"$error":"#DIV/0!"},{"$error":"#DIV/0!"},{"$error":"#DIV/0!"},{"$error":"#DIV/0!"},{"$error":"#DIV/0!"},{"$error":"#DIV/0!"},{"$error":"#DIV/0!"},{"$error":"#DIV/0!"},{"$error":"#DIV/0!"},{"$error":"#DIV/0!"},{"$error":"#DIV/0!"},{"$error":"#DIV/0!"},{"$error":"#DIV/0!"},{"$error":"#DIV/0!"},{"$error":"#DIV/0!"},{"$error":"#DIV/0!"},{"$error":"#DIV/0!"},{"$error":"#DIV/0!"},{"$error":"#DIV/0!"},{"$error":"#DIV/0!"},{"$error":"#DIV/0!"},{"$error":"#DIV/0!"},{"$f":"AN$162/AN$174","v":{"$error":"#DIV/0!"}},{"$error":"#DIV/0!"},{"$error":"#DIV/0!"},{"$error":"#DIV/0!"},{"$error":"#DIV/0!"},{"$f":"AS$162/AS$174","v":{"$error":"#DIV/0!"}},"冷房時消費電力比","εc"]
[null,null,"冷房能力",{"$f":"($R$29-1.077*$R$29)/6*($D$148-35)+$R$29","v":0},{"$f":"($R$29-1.077*$R$29)/6*($E$148-35)+$R$29","v":0},{"$f":"($R$29-1.077*$R$29)/6*($F$148-35)+$R$29","v":0},{"$f":"($R$29-1.077*$R$29)/6*($G$148-35)+$R$29","v":0},{"$f":"($R$29-1.077*$R$29)/6*($H$148-35)+$R$29","v":0},{"$f":"($R$29-1.077*$R$29)/6*($I$148-35)+$R$29","v":0},{"$f":"($R$29-1.077*$R$29)/6*($J$148-35)+$R$29","v":0},{"$f":"($R$29-1.077*$R$29)/6*($K$148-35)+$R$29","v":0},{"$f":"($R$29-1.077*$R$29)/6*($L$148-35)+$R$29","v":0},{"$f":"($R$29-1.077*$R$29)/6*($M$148-35)+$R$29","v":0},{"$f":"($R$29-1.077*$R$29)/6*($N$148-35)+$R$29","v":0},{"$f":"($R$29-1.077*$R$29)/6*($O$148-35)+$R$29","v":0},{"$f":"($R$29-1.077*$R$29)/6*($P$148-35)+$R$29","v":0},{"$f":"($R$29-1.077*$R$29)/6*($Q$148-35)+$R$29","v":0},{"$f":"($R$29-1.077*$R$29)/6*($R$148-35)+$R$29","v":0},{"$f":"($R$29-1.077*$R$29)/6*($S$148-35)+$R$29","v":0},{"$f":"($R$29-1.077*$R$29)/6*($T$148-35)+$R$29","v":0},{"$f":"($R$29-1.077*$R$29)/6*($U$148-35)+$R$29","v":0},{"$f":"($R$29-1.077*$R$29)/6*($V$148-35)+$R$29","v":0},{"$f":"($R$29-1.077*$R$29)/6*($W$148-35)+$R$29","v":0},{"$f":"($R$29-1.077*$R$29)/6*($X$148-35)+$R$29","v":0},{"$f":"($R$29-1.077*$R$29)/6*($Y$148-35)+$R$29","v":0},{"$f":"($R$29-1.077*$R$29)/6*($Z$148-35)+$R$29","v":0},{"$f":"($R$29-1.077*$R$29)/6*($AA$148-35)+$R$29","v":0},{"$f":"($R$29-1.077*$R$29)/6*($AB$148-35)+$R$29","v":0},{"$f":"($R$29-1.077*$R$29)/6*($AC$148-35)+$R$29","v":0},{"$f":"($R$29-1.077*$R$29)/6*($AD$148-35)+$R$29","v":0},{"$f":"($R$29-1.077*$R$29)/6*($AE$148-35)+$R$29","v":0},{"$f":"($R$29-1.077*$R$29)/6*($AF$148-35)+$R$29","v":0},{"$f":"($R$29-1.077*$R$29)/6*($AG$148-35)+$R$29","v":0},{"$f":"($R$29-1.077*$R$29)/6*($AH$148-35)+$R$29","v":0},{"$f":"($R$29-1.077*$R$29)/6*($AI$148-35)+$R$29","v":0},{"$f":"($R$29-1.077*$R$29)/6*($AJ$148-35)+$R$29","v":0},{"$f":"($R$29-1.077*$R$29)/6*($AK$148-35)+$R$29","v":0},{"$f":"($R$29-1.077*$R$29)/6*($AL$148-35)+$R$29","v":0},{"$f":"($R$29-1.077*$R$29)/6*($AM$148-35)+$R$29","v":0},{"$f":"($R$29-1.077*$R$29)/6*($AN$148-35)+$R$29","v":0},{"$f":"($R$29-1.077*$R$29)/6*($AO$148-35)+$R$29","v":0},{"$f":"($R$29-1.077*$R$29)/6*($AP$148-35)+$R$29","v":0},{"$f":"($R$29-1.077*$R$29)/6*($AQ$148-35)+$R$29","v":0},{"$f":"($R$29-1.077*$R$29)/6*($AR$148-35)+$R$29","v":0},{"$f":"($R$29-1.077*$R$29)/6*($AS$148-35)+$R$29","v":0},"冷房能力","Φc"]
[null,null,"冷房消費電力",{"$f":"($R$30-0.914*$R$30)/6*($D$148-35)+$R$30","v":0},{"$f":"($R$30-0.914*$R$30)/6*($E$148-35)+$R$30","v":0},{"$f":"($R$30-0.914*$R$30)/6*($F$148-35)+$R$30","v":0},{"$f":"($R$30-0.914*$R$30)/6*($G$148-35)+$R$30","v":0},{"$f":"($R$30-0.914*$R$30)/6*($H$148-35)+$R$30","v":0},{"$f":"($R$30-0.914*$R$30)/6*($I$148-35)+$R$30","v":0},{"$f":"($R$30-0.914*$R$30)/6*($J$148-35)+$R$30","v":0},{"$f":"($R$30-0.914*$R$30)/6*($K$148-35)+$R$30","v":0},{"$f":"($R$30-0.914*$R$30)/6*($L$148-35)+$R$30","v":0},{"$f":"($R$30-0.914*$R$30)/6*($M$148-35)+$R$30","v":0},{"$f":"($R$30-0.914*$R$30)/6*($N$148-35)+$R$30","v":0},{"$f":"($R$30-0.914*$R$30)/6*($O$148-35)+$R$30","v":0},{"$f":"($R$30-0.914*$R$30)/6*($P$148-35)+$R$30","v":0},{"$f":"($R$30-0.914*$R$30)/6*($Q$148-35)+$R$30","v":0},{"$f":"($R$30-0.914*$R$30)/6*($R$148-35)+$R$30","v":0},{"$f":"($R$30-0.914*$R$30)/6*($S$148-35)+$R$30","v":0},{"$f":"($R$30-0.914*$R$30)/6*($T$148-35)+$R$30","v":0},{"$f":"($R$30-0.914*$R$30)/6*($U$148-35)+$R$30","v":0},{"$f":"($R$30-0.914*$R$30)/6*($V$148-35)+$R$30","v":0},{"$f":"($R$30-0.914*$R$30)/6*($W$148-35)+$R$30","v":0},{"$f":"($R$30-0.914*$R$30)/6*($X$148-35)+$R$30","v":0},{"$f":"($R$30-0.914*$R$30)/6*($Y$148-35)+$R$30","v":0},{"$f":"($R$30-0.914*$R$30)/6*($Z$148-35)+$R$30","v":0},{"$f":"($R$30-0.914*$R$30)/6*($AA$148-35)+$R$30","v":0},{"$f":"($R$30-0.914*$R$30)/6*($AB$148-35)+$R$30","v":0},{"$f":"($R$30-0.914*$R$30)/6*($AC$148-35)+$R$30","v":0},{"$f":"($R$30-0.914*$R$30)/6*($AD$148-35)+$R$30","v":0},{"$f":"($R$30-0.914*$R$30)/6*($AE$148-35)+$R$30","v":0},{"$f":"($R$30-0.914*$R$30)/6*($AF$148-35)+$R$30","v":0},{"$f":"($R$30-0.914*$R$30)/6*($AG$148-35)+$R$30","v":0},{"$f":"($R$30-0.914*$R$30)/6*($AH$148-35)+$R$30","v":0},{"$f":"($R$30-0.914*$R$30)/6*($AI$148-35)+$R$30","v":0},{"$f":"($R$30-0.914*$R$30)/6*($AJ$148-35)+$R$30","v":0},{"$f":"($R$30-0.914*$R$30)/6*($AK$148-35)+$R$30","v":0},{"$f":"($R$30-0.914*$R$30)/6*($AL$148-35)+$R$30","v":0},{"$f":"($R$30-0.914*$R$30)/6*($AM$148-35)+$R$30","v":0},{"$f":"($R$30-0.914*$R$30)/6*($AN$148-35)+$R$30","v":0},{"$f":"($R$30-0.914*$R$30)/6*($AO$148-35)+$R$30","v":0},{"$f":"($R$30-0.914*$R$30)/6*($AP$148-35)+$R$30","v":0},{"$f":"($R$30-0.914*$R$30)/6*($AQ$148-35)+$R$30","v":0},{"$f":"($R$30-0.914*$R$30)/6*($AR$148-35)+$R$30","v":0},{"$f":"($R$30-0.914*$R$30)/6*($AS$148-35)+$R$30","v":0},"冷房消費電力","Pc"]
[null,null,"冷房COP",{"$f":"D$171/D$172","v":{"$error":"#DIV/0!"}},{"$f":"E$171/E$172","v":{"$error":"#DIV/0!"}},{"$error":"#DIV/0!"},{"$error":"#DIV/0!"},{"$error":"#DIV/0!"},{"$error":"#DIV/0!"},{"$error":"#DIV/0!"},{"$error":"#DIV/0!"},{"$error":"#DIV/0!"},{"$error":"#DIV/0!"},{"$error":"#DIV/0!"},{"$error":"#DIV/0!"},{"$error":"#DIV/0!"},{"$error":"#DIV/0!"},{"$error":"#DIV/0!"},{"$error":"#DIV/0!"},{"$error":"#DIV/0!"},{"$error":"#DIV/0!"},{"$error":"#DIV/0!"},{"$error":"#DIV/0!"},{"$error":"#DIV/0!"},{"$error":"#DIV/0!"},{"$error":"#DIV/0!"},{"$error":"#DIV/0!"},{"$error":"#DIV/0!"},{"$error":"#DIV/0!"},{"$error":"#DIV/0!"},{"$error":"#DIV/0!"},{"$error":"#DIV/0!"},{"$error":"#DIV/0!"},{"$error":"#DIV/0!"},{"$error":"#DIV/0!"},{"$error":"#DIV/0!"},{"$error":"#DIV/0!"},{"$error":"#DIV/0!"},{"$error":"#DIV/0!"},{"$f":"AN$171/AN$172","v":{"$error":"#DIV/0!"}},{"$error":"#DIV/0!"},{"$error":"#DIV/0!"},{"$error":"#DIV/0!"},{"$error":"#DIV/0!"},{"$error":"#DIV/0!"},"冷房COP","σc"]
[null,null,"冷房COP比",{"$f":"D$173/$R$31","v":{"$error":"#DIV/0!"}},{"$f":"E$173/$R$31","v":{"$error":"#DIV/0!"}},{"$error":"#DIV/0!"},{"$error":"#DIV/0!"},{"$error":"#DIV/0!"},{"$error":"#DIV/0!"},{"$error":"#DIV/0!"},{"$error":"#DIV/0!"},{"$error":"#DIV/0!"},{"$error":"#DIV/0!"},{"$error":"#DIV/0!"},{"$error":"#DIV/0!"},{"$error":"#DIV/0!"},{"$error":"#DIV/0!"},{"$error":"#DIV/0!"},{"$error":"#DIV/0!"},{"$error":"#DIV/0!"},{"$error":"#DIV/0!"},{"$error":"#DIV/0!"},{"$error":"#DIV/0!"},{"$error":"#DIV/0!"},{"$error":"#DIV/0!"},{"$error":"#DIV/0!"},{"$error":"#DIV/0!"},{"$error":"#DIV/0!"},{"$error":"#DIV/0!"},{"$error":"#DIV/0!"},{"$error":"#DIV/0!"},{"$error":"#DIV/0!"},{"$error":"#DIV/0!"},{"$error":"#DIV/0!"},{"$error":"#DIV/0!"},{"$error":"#DIV/0!"},{"$error":"#DIV/0!"},{"$error":"#DIV/0!"},{"$error":"#DIV/0!"},{"$error":"#DIV/0!"},{"$error":"#DIV/0!"},{"$error":"#DIV/0!"},{"$error":"#DIV/0!"},{"$error":"#DIV/0!"},{"$error":"#DIV/0!"},"冷房COP比","βc"]
[null,null,"Σ",{"$f":"D$161*D$170","v":{"$error":"#DIV/0!"}},{"$f":"E$161*E$170","v":{"$error":"#DIV/0!"}},{"$error":"#DIV/0!"},{"$f":"G$161*G$170","v":{"$error":"#DIV/0!"}},{"$error":"#DIV/0!"},{"$error":"#DIV/0!"},{"$error":"#DIV/0!"},{"$error":"#DIV/0!"},{"$error":"#DIV/0!"},{"$error":"#DIV/0!"},{"$error":"#DIV/0!"},{"$error":"#DIV/0!"},{"$error":"#DIV/0!"},{"$error":"#DIV/0!"},{"$error":"#DIV/0!"},{"$error":"#DIV/0!"},{"$error":"#DIV/0!"},{"$error":"#DIV/0!"},{"$error":"#DIV/0!"},{"$error":"#DIV/0!"},{"$error":"#DIV/0!"},{"$error":"#DIV/0!"},{"$error":"#DIV/0!"},{"$error":"#DIV/0!"},{"$error":"#DIV/0!"},{"$error":"#DIV/0!"},{"$error":"#DIV/0!"},{"$error":"#DIV/0!"},{"$error":"#DIV/0!"},{"$error":"#DIV/0!"},{"$error":"#DIV/0!"},{"$error":"#DIV/0!"},{"$error":"#DIV/0!"},{"$error":"#DIV/0!"},{"$error":"#DIV/0!"},{"$error":"#DIV/0!"},{"$error":"#DIV/0!"},{"$error":"#DIV/0!"},{"$error":"#DIV/0!"},{"$error":"#DIV/0!"},{"$error":"#DIV/0!"},{"$error":"#DIV/0!"},{"$f":"SUM($D$175:$AS$175)","v":{"$error":"#DIV/0!"}},"Σ"]
[null,"前3","冷房時消費電力比",{"$f":"D$162/D$180","v":{"$error":"#DIV/0!"}},{"$f":"E$162/E$180","v":{"$error":"#DIV/0!"}},{"$error":"#DIV/0!"},{"$error":"#DIV/0!"},{"$error":"#DIV/0!"},{"$error":"#DIV/0!"},{"$error":"#DIV/0!"},{"$error":"#DIV/0!"},{"$error":"#DIV/0!"},{"$error":"#DIV/0!"},{"$error":"#DIV/0!"},{"$error":"#DIV/0!"},{"$error":"#DIV/0!"},{"$error":"#DIV/0!"},{"$error":"#DIV/0!"},{"$error":"#DIV/0!"},{"$error":"#DIV/0!"},{"$error":"#DIV/0!"},{"$error":"#DIV/0!"},{"$error":"#DIV/0!"},{"$error":"#DIV/0!"},{"$error":"#DIV/0!"},{"$error":"#DIV/0!"},{"$error":"#DIV/0!"},{"$error":"#DIV/0!"},{"$error":"#DIV/0!"},{"$error":"#DIV/0!"},{"$error":"#DIV/0!"},{"$error":"#DIV/0!"},{"$error":"#DIV/0!"},{"$error":"#DIV/0!"},{"$error":"#DIV/0!"},{"$error":"#DIV/0!"},{"$error":"#DIV/0!"},{"$error":"#DIV/0!"},{"$error":"#DIV/0!"},{"$error":"#DIV/0!"},{"$error":"#DIV/0!"},{"$error":"#DIV/0!"},{"$error":"#DIV/0!"},{"$error":"#DIV/0!"},{"$f":"AS$162/AS$180","v":{"$error":"#DIV/0!"}},"冷房時消費電力比","εc"]
[null,null,"冷房能力",{"$f":"($S$29-1.077*$S$29)/6*($D$148-35)+$S$29","v":0},{"$f":"($S$29-1.077*$S$29)/6*($E$148-35)+$S$29","v":0},{"$f":"($S$29-1.077*$S$29)/6*($F$148-35)+$S$29","v":0},{"$f":"($S$29-1.077*$S$29)/6*($G$148-35)+$S$29","v":0},{"$f":"($S$29-1.077*$S$29)/6*($H$148-35)+$S$29","v":0},{"$f":"($S$29-1.077*$S$29)/6*($I$148-35)+$S$29","v":0},{"$f":"($S$29-1.077*$S$29)/6*($J$148-35)+$S$29","v":0},{"$f":"($S$29-1.077*$S$29)/6*($K$148-35)+$S$29","v":0},{"$f":"($S$29-1.077*$S$29)/6*($L$148-35)+$S$29","v":0},{"$f":"($S$29-1.077*$S$29)/6*($M$148-35)+$S$29","v":0},{"$f":"($S$29-1.077*$S$29)/6*($N$148-35)+$S$29","v":0},{"$f":"($S$29-1.077*$S$29)/6*($O$148-35)+$S$29","v":0},{"$f":"($S$29-1.077*$S$29)/6*($P$148-35)+$S$29","v":0},{"$f":"($S$29-1.077*$S$29)/6*($Q$148-35)+$S$29","v":0},{"$f":"($S$29-1.077*$S$29)/6*($R$148-35)+$S$29","v":0},{"$f":"($S$29-1.077*$S$29)/6*($S$148-35)+$S$29","v":0},{"$f":"($S$29-1.077*$S$29)/6*($T$148-35)+$S$29","v":0},{"$f":"($S$29-1.077*$S$29)/6*($U$148-35)+$S$29","v":0},{"$f":"($S$29-1.077*$S$29)/6*($V$148-35)+$S$29","v":0},{"$f":"($S$29-1.077*$S$29)/6*($W$148-35)+$S$29","v":0},{"$f":"($S$29-1.077*$S$29)/6*($X$148-35)+$S$29","v":0},{"$f":"($S$29-1.077*$S$29)/6*($Y$148-35)+$S$29","v":0},{"$f":"($S$29-1.077*$S$29)/6*($Z$148-35)+$S$29","v":0},{"$f":"($S$29-1.077*$S$29)/6*($AA$148-35)+$S$29","v":0},{"$f":"($S$29-1.077*$S$29)/6*($AB$148-35)+$S$29","v":0},{"$f":"($S$29-1.077*$S$29)/6*($AC$148-35)+$S$29","v":0},{"$f":"($S$29-1.077*$S$29)/6*($AD$148-35)+$S$29","v":0},{"$f":"($S$29-1.077*$S$29)/6*($AE$148-35)+$S$29","v":0},{"$f":"($S$29-1.077*$S$29)/6*($AF$148-35)+$S$29","v":0},{"$f":"($S$29-1.077*$S$29)/6*($AG$148-35)+$S$29","v":0},{"$f":"($S$29-1.077*$S$29)/6*($AH$148-35)+$S$29","v":0},{"$f":"($S$29-1.077*$S$29)/6*($AI$148-35)+$S$29","v":0},{"$f":"($S$29-1.077*$S$29)/6*($AJ$148-35)+$S$29","v":0},{"$f":"($S$29-1.077*$S$29)/6*($AK$148-35)+$S$29","v":0},{"$f":"($S$29-1.077*$S$29)/6*($AL$148-35)+$S$29","v":0},{"$f":"($S$29-1.077*$S$29)/6*($AM$148-35)+$S$29","v":0},{"$f":"($S$29-1.077*$S$29)/6*($AN$148-35)+$S$29","v":0},{"$f":"($S$29-1.077*$S$29)/6*($AO$148-35)+$S$29","v":0},{"$f":"($S$29-1.077*$S$29)/6*($AP$148-35)+$S$29","v":0},{"$f":"($S$29-1.077*$S$29)/6*($AQ$148-35)+$S$29","v":0},{"$f":"($S$29-1.077*$S$29)/6*($AR$148-35)+$S$29","v":0},{"$f":"($S$29-1.077*$S$29)/6*($AS$148-35)+$S$29","v":0},"冷房能力","Φc"]
[null,null,"冷房消費電力",{"$f":"($S$30-0.914*$S$30)/6*($D$148-35)+$S$30","v":0},{"$f":"($S$30-0.914*$S$30)/6*($E$148-35)+$S$30","v":0},{"$f":"($S$30-0.914*$S$30)/6*($F$148-35)+$S$30","v":0},{"$f":"($S$30-0.914*$S$30)/6*($G$148-35)+$S$30","v":0},{"$f":"($S$30-0.914*$S$30)/6*($H$148-35)+$S$30","v":0},{"$f":"($S$30-0.914*$S$30)/6*($I$148-35)+$S$30","v":0},{"$f":"($S$30-0.914*$S$30)/6*($J$148-35)+$S$30","v":0},{"$f":"($S$30-0.914*$S$30)/6*($K$148-35)+$S$30","v":0},{"$f":"($S$30-0.914*$S$30)/6*($L$148-35)+$S$30","v":0},{"$f":"($S$30-0.914*$S$30)/6*($M$148-35)+$S$30","v":0},{"$f":"($S$30-0.914*$S$30)/6*($N$148-35)+$S$30","v":0},{"$f":"($S$30-0.914*$S$30)/6*($O$148-35)+$S$30","v":0},{"$f":"($S$30-0.914*$S$30)/6*($P$148-35)+$S$30","v":0},{"$f":"($S$30-0.914*$S$30)/6*($Q$148-35)+$S$30","v":0},{"$f":"($S$30-0.914*$S$30)/6*($R$148-35)+$S$30","v":0},{"$f":"($S$30-0.914*$S$30)/6*($S$148-35)+$S$30","v":0},{"$f":"($S$30-0.914*$S$30)/6*($T$148-35)+$S$30","v":0},{"$f":"($S$30-0.914*$S$30)/6*($U$148-35)+$S$30","v":0},{"$f":"($S$30-0.914*$S$30)/6*($V$148-35)+$S$30","v":0},{"$f":"($S$30-0.914*$S$30)/6*($W$148-35)+$S$30","v":0},{"$f":"($S$30-0.914*$S$30)/6*($X$148-35)+$S$30","v":0},{"$f":"($S$30-0.914*$S$30)/6*($Y$148-35)+$S$30","v":0},{"$f":"($S$30-0.914*$S$30)/6*($Z$148-35)+$S$30","v":0},{"$f":"($S$30-0.914*$S$30)/6*($AA$148-35)+$S$30","v":0},{"$f":"($S$30-0.914*$S$30)/6*($AB$148-35)+$S$30","v":0},{"$f":"($S$30-0.914*$S$30)/6*($AC$148-35)+$S$30","v":0},{"$f":"($S$30-0.914*$S$30)/6*($AD$148-35)+$S$30","v":0},{"$f":"($S$30-0.914*$S$30)/6*($AE$148-35)+$S$30","v":0},{"$f":"($S$30-0.914*$S$30)/6*($AF$148-35)+$S$30","v":0},{"$f":"($S$30-0.914*$S$30)/6*($AG$148-35)+$S$30","v":0},{"$f":"($S$30-0.914*$S$30)/6*($AH$148-35)+$S$30","v":0},{"$f":"($S$30-0.914*$S$30)/6*($AI$148-35)+$S$30","v":0},{"$f":"($S$30-0.914*$S$30)/6*($AJ$148-35)+$S$30","v":0},{"$f":"($S$30-0.914*$S$30)/6*($AK$148-35)+$S$30","v":0},{"$f":"($S$30-0.914*$S$30)/6*($AL$148-35)+$S$30","v":0},{"$f":"($S$30-0.914*$S$30)/6*($AM$148-35)+$S$30","v":0},{"$f":"($S$30-0.914*$S$30)/6*($AN$148-35)+$S$30","v":0},{"$f":"($S$30-0.914*$S$30)/6*($AO$148-35)+$S$30","v":0},{"$f":"($S$30-0.914*$S$30)/6*($AP$148-35)+$S$30","v":0},{"$f":"($S$30-0.914*$S$30)/6*($AQ$148-35)+$S$30","v":0},{"$f":"($S$30-0.914*$S$30)/6*($AR$148-35)+$S$30","v":0},{"$f":"($S$30-0.914*$S$30)/6*($AS$148-35)+$S$30","v":0},"冷房消費電力","Pc"]
[null,null,"冷房COP",{"$f":"D$177/D$178","v":{"$error":"#DIV/0!"}},{"$f":"E$177/E$178","v":{"$error":"#DIV/0!"}},{"$error":"#DIV/0!"},{"$error":"#DIV/0!"},{"$error":"#DIV/0!"},{"$error":"#DIV/0!"},{"$error":"#DIV/0!"},{"$error":"#DIV/0!"},{"$error":"#DIV/0!"},{"$error":"#DIV/0!"},{"$error":"#DIV/0!"},{"$error":"#DIV/0!"},{"$error":"#DIV/0!"},{"$error":"#DIV/0!"},{"$error":"#DIV/0!"},{"$error":"#DIV/0!"},{"$error":"#DIV/0!"},{"$error":"#DIV/0!"},{"$error":"#DIV/0!"},{"$error":"#DIV/0!"},{"$error":"#DIV/0!"},{"$error":"#DIV/0!"},{"$error":"#DIV/0!"},{"$error":"#DIV/0!"},{"$error":"#DIV/0!"},{"$error":"#DIV/0!"},{"$error":"#DIV/0!"},{"$error":"#DIV/0!"},{"$error":"#DIV/0!"},{"$error":"#DIV/0!"},{"$error":"#DIV/0!"},{"$error":"#DIV/0!"},{"$error":"#DIV/0!"},{"$error":"#DIV/0!"},{"$error":"#DIV/0!"},{"$error":"#DIV/0!"},{"$error":"#DIV/0!"},{"$error":"#DIV/0!"},{"$error":"#DIV/0!"},{"$error":"#DIV/0!"},{"$error":"#DIV/0!"},{"$error":"#DIV/0!"},"冷房COP","σc"]
[null,null,"冷房COP比",{"$f":"D$179/$S$31","v":{"$error":"#DIV/0!"}},{"$f":"E$179/$S$31","v":{"$error":"#DIV/0!"}},{"$error":"#DIV/0!"},{"$error":"#DIV/0!"},{"$error":"#DIV/0!"},{"$error":"#DIV/0!"},{"$error":"#DIV/0!"},{"$error":"#DIV/0!"},{"$error":"#DIV/0!"},{"$error":"#DIV/0!"},{"$error":"#DIV/0!"},{"$error":"#DIV/0!"},{"$error":"#DIV/0!"},{"$error":"#DIV/0!"},{"$error":"#DIV/0!"},{"$error":"#DIV/0!"},{"$error":"#DIV/0!"},{"$error":"#DIV/0!"},{"$error":"#DIV/0!"},{"$error":"#DIV/0!"},{"$error":"#DIV/0!"},{"$error":"#DIV/0!"},{"$error":"#DIV/0!"},{"$error":"#DIV/0!"},{"$error":"#DIV/0!"},{"$error":"#DIV/0!"},{"$error":"#DIV/0!"},{"$error":"#DIV/0!"},{"$error":"#DIV/0!"},{"$error":"#DIV/0!"},{"$error":"#DIV/0!"},{"$error":"#DIV/0!"},{"$error":"#DIV/0!"},{"$error":"#DIV/0!"},{"$error":"#DIV/0!"},{"$error":"#DIV/0!"},{"$error":"#DIV/0!"},{"$error":"#DIV/0!"},{"$error":"#DIV/0!"},{"$error":"#DIV/0!"},{"$error":"#DIV/0!"},{"$error":"#DIV/0!"},"冷房COP比","βc"]
[null,null,"Σ",{"$f":"D$161*D$176","v":{"$error":"#DIV/0!"}},{"$f":"E$161*E$176","v":{"$error":"#DIV/0!"}},{"$error":"#DIV/0!"},{"$f":"G$161*G$176","v":{"$error":"#DIV/0!"}},{"$error":"#DIV/0!"},{"$error":"#DIV/0!"},{"$error":"#DIV/0!"},{"$error":"#DIV/0!"},{"$error":"#DIV/0!"},{"$error":"#DIV/0!"},{"$error":"#DIV/0!"},{"$error":"#DIV/0!"},{"$error":"#DIV/0!"},{"$error":"#DIV/0!"},{"$error":"#DIV/0!"},{"$error":"#DIV/0!"},{"$error":"#DIV/0!"},{"$error":"#DIV/0!"},{"$error":"#DIV/0!"},{"$error":"#DIV/0!"},{"$error":"#DIV/0!"},{"$error":"#DIV/0!"},{"$error":"#DIV/0!"},{"$error":"#DIV/0!"},{"$error":"#DIV/0!"},{"$error":"#DIV/0!"},{"$error":"#DIV/0!"},{"$error":"#DIV/0!"},{"$error":"#DIV/0!"},{"$error":"#DIV/0!"},{"$error":"#DIV/0!"},{"$error":"#DIV/0!"},{"$error":"#DIV/0!"},{"$error":"#DIV/0!"},{"$error":"#DIV/0!"},{"$error":"#DIV/0!"},{"$error":"#DIV/0!"},{"$error":"#DIV/0!"},{"$error":"#DIV/0!"},{"$error":"#DIV/0!"},{"$error":"#DIV/0!"},{"$error":"#DIV/0!"},{"$f":"SUM($D$181:$AS$181)","v":{"$error":"#DIV/0!"}},"Σ"]
[null,"前4","冷房時消費電力比",{"$f":"D$162/D$186","v":{"$error":"#DIV/0!"}},{"$f":"E$162/E$186","v":{"$error":"#DIV/0!"}},{"$error":"#DIV/0!"},{"$error":"#DIV/0!"},{"$error":"#DIV/0!"},{"$error":"#DIV/0!"},{"$error":"#DIV/0!"},{"$error":"#DIV/0!"},{"$error":"#DIV/0!"},{"$error":"#DIV/0!"},{"$error":"#DIV/0!"},{"$error":"#DIV/0!"},{"$error":"#DIV/0!"},{"$error":"#DIV/0!"},{"$error":"#DIV/0!"},{"$error":"#DIV/0!"},{"$error":"#DIV/0!"},{"$error":"#DIV/0!"},{"$error":"#DIV/0!"},{"$error":"#DIV/0!"},{"$error":"#DIV/0!"},{"$error":"#DIV/0!"},{"$error":"#DIV/0!"},{"$error":"#DIV/0!"},{"$error":"#DIV/0!"},{"$error":"#DIV/0!"},{"$error":"#DIV/0!"},{"$error":"#DIV/0!"},{"$error":"#DIV/0!"},{"$error":"#DIV/0!"},{"$error":"#DIV/0!"},{"$error":"#DIV/0!"},{"$error":"#DIV/0!"},{"$error":"#DIV/0!"},{"$error":"#DIV/0!"},{"$error":"#DIV/0!"},{"$error":"#DIV/0!"},{"$error":"#DIV/0!"},{"$error":"#DIV/0!"},{"$error":"#DIV/0!"},{"$error":"#DIV/0!"},{"$f":"AS$162/AS$186","v":{"$error":"#DIV/0!"}},"冷房時消費電力比","εc"]
[null,null,"冷房能力",{"$f":"($T$29-1.077*$T$29)/6*($D$148-35)+$T$29","v":0},{"$f":"($T$29-1.077*$T$29)/6*($E$148-35)+$T$29","v":0},{"$f":"($T$29-1.077*$T$29)/6*($F$148-35)+$T$29","v":0},{"$f":"($T$29-1.077*$T$29)/6*($G$148-35)+$T$29","v":0},{"$f":"($T$29-1.077*$T$29)/6*($H$148-35)+$T$29","v":0},{"$f":"($T$29-1.077*$T$29)/6*($I$148-35)+$T$29","v":0},{"$f":"($T$29-1.077*$T$29)/6*($J$148-35)+$T$29","v":0},{"$f":"($T$29-1.077*$T$29)/6*($K$148-35)+$T$29","v":0},{"$f":"($T$29-1.077*$T$29)/6*($L$148-35)+$T$29","v":0},{"$f":"($T$29-1.077*$T$29)/6*($M$148-35)+$T$29","v":0},{"$f":"($T$29-1.077*$T$29)/6*($N$148-35)+$T$29","v":0},{"$f":"($T$29-1.077*$T$29)/6*($O$148-35)+$T$29","v":0},{"$f":"($T$29-1.077*$T$29)/6*($P$148-35)+$T$29","v":0},{"$f":"($T$29-1.077*$T$29)/6*($Q$148-35)+$T$29","v":0},{"$f":"($T$29-1.077*$T$29)/6*($R$148-35)+$T$29","v":0},{"$f":"($T$29-1.077*$T$29)/6*($S$148-35)+$T$29","v":0},{"$f":"($T$29-1.077*$T$29)/6*($T$148-35)+$T$29","v":0},{"$f":"($T$29-1.077*$T$29)/6*($U$148-35)+$T$29","v":0},{"$f":"($T$29-1.077*$T$29)/6*($V$148-35)+$T$29","v":0},{"$f":"($T$29-1.077*$T$29)/6*($W$148-35)+$T$29","v":0},{"$f":"($T$29-1.077*$T$29)/6*($X$148-35)+$T$29","v":0},{"$f":"($T$29-1.077*$T$29)/6*($Y$148-35)+$T$29","v":0},{"$f":"($T$29-1.077*$T$29)/6*($Z$148-35)+$T$29","v":0},{"$f":"($T$29-1.077*$T$29)/6*($AA$148-35)+$T$29","v":0},{"$f":"($T$29-1.077*$T$29)/6*($AB$148-35)+$T$29","v":0},{"$f":"($T$29-1.077*$T$29)/6*($AC$148-35)+$T$29","v":0},{"$f":"($T$29-1.077*$T$29)/6*($AD$148-35)+$T$29","v":0},{"$f":"($T$29-1.077*$T$29)/6*($AE$148-35)+$T$29","v":0},{"$f":"($T$29-1.077*$T$29)/6*($AF$148-35)+$T$29","v":0},{"$f":"($T$29-1.077*$T$29)/6*($AG$148-35)+$T$29","v":0},{"$f":"($T$29-1.077*$T$29)/6*($AH$148-35)+$T$29","v":0},{"$f":"($T$29-1.077*$T$29)/6*($AI$148-35)+$T$29","v":0},{"$f":"($T$29-1.077*$T$29)/6*($AJ$148-35)+$T$29","v":0},{"$f":"($T$29-1.077*$T$29)/6*($AK$148-35)+$T$29","v":0},{"$f":"($T$29-1.077*$T$29)/6*($AL$148-35)+$T$29","v":0},{"$f":"($T$29-1.077*$T$29)/6*($AM$148-35)+$T$29","v":0},{"$f":"($T$29-1.077*$T$29)/6*($AN$148-35)+$T$29","v":0},{"$f":"($T$29-1.077*$T$29)/6*($AO$148-35)+$T$29","v":0},{"$f":"($T$29-1.077*$T$29)/6*($AP$148-35)+$T$29","v":0},{"$f":"($T$29-1.077*$T$29)/6*($AQ$148-35)+$T$29","v":0},{"$f":"($T$29-1.077*$T$29)/6*($AR$148-35)+$T$29","v":0},{"$f":"($T$29-1.077*$T$29)/6*($AS$148-35)+$T$29","v":0},"冷房能力","Φc"]
[null,null,"冷房消費電力",{"$f":"($T$30-0.914*$T$30)/6*($D$148-35)+$T$30","v":0},{"$f":"($T$30-0.914*$T$30)/6*($E$148-35)+$T$30","v":0},{"$f":"($T$30-0.914*$T$30)/6*($F$148-35)+$T$30","v":0},{"$f":"($T$30-0.914*$T$30)/6*($G$148-35)+$T$30","v":0},{"$f":"($T$30-0.914*$T$30)/6*($H$148-35)+$T$30","v":0},{"$f":"($T$30-0.914*$T$30)/6*($I$148-35)+$T$30","v":0},{"$f":"($T$30-0.914*$T$30)/6*($J$148-35)+$T$30","v":0},{"$f":"($T$30-0.914*$T$30)/6*($K$148-35)+$T$30","v":0},{"$f":"($T$30-0.914*$T$30)/6*($L$148-35)+$T$30","v":0},{"$f":"($T$30-0.914*$T$30)/6*($M$148-35)+$T$30","v":0},{"$f":"($T$30-0.914*$T$30)/6*($N$148-35)+$T$30","v":0},{"$f":"($T$30-0.914*$T$30)/6*($O$148-35)+$T$30","v":0},{"$f":"($T$30-0.914*$T$30)/6*($P$148-35)+$T$30","v":0},{"$f":"($T$30-0.914*$T$30)/6*($Q$148-35)+$T$30","v":0},{"$f":"($T$30-0.914*$T$30)/6*($R$148-35)+$T$30","v":0},{"$f":"($T$30-0.914*$T$30)/6*($S$148-35)+$T$30","v":0},{"$f":"($T$30-0.914*$T$30)/6*($T$148-35)+$T$30","v":0},{"$f":"($T$30-0.914*$T$30)/6*($U$148-35)+$T$30","v":0},{"$f":"($T$30-0.914*$T$30)/6*($V$148-35)+$T$30","v":0},{"$f":"($T$30-0.914*$T$30)/6*($W$148-35)+$T$30","v":0},{"$f":"($T$30-0.914*$T$30)/6*($X$148-35)+$T$30","v":0},{"$f":"($T$30-0.914*$T$30)/6*($Y$148-35)+$T$30","v":0},{"$f":"($T$30-0.914*$T$30)/6*($Z$148-35)+$T$30","v":0},{"$f":"($T$30-0.914*$T$30)/6*($AA$148-35)+$T$30","v":0},{"$f":"($T$30-0.914*$T$30)/6*($AB$148-35)+$T$30","v":0},{"$f":"($T$30-0.914*$T$30)/6*($AC$148-35)+$T$30","v":0},{"$f":"($T$30-0.914*$T$30)/6*($AD$148-35)+$T$30","v":0},{"$f":"($T$30-0.914*$T$30)/6*($AE$148-35)+$T$30","v":0},{"$f":"($T$30-0.914*$T$30)/6*($AF$148-35)+$T$30","v":0},{"$f":"($T$30-0.914*$T$30)/6*($AG$148-35)+$T$30","v":0},{"$f":"($T$30-0.914*$T$30)/6*($AH$148-35)+$T$30","v":0},{"$f":"($T$30-0.914*$T$30)/6*($AI$148-35)+$T$30","v":0},{"$f":"($T$30-0.914*$T$30)/6*($AJ$148-35)+$T$30","v":0},{"$f":"($T$30-0.914*$T$30)/6*($AK$148-35)+$T$30","v":0},{"$f":"($T$30-0.914*$T$30)/6*($AL$148-35)+$T$30","v":0},{"$f":"($T$30-0.914*$T$30)/6*($AM$148-35)+$T$30","v":0},{"$f":"($T$30-0.914*$T$30)/6*($AN$148-35)+$T$30","v":0},{"$f":"($T$30-0.914*$T$30)/6*($AO$148-35)+$T$30","v":0},{"$f":"($T$30-0.914*$T$30)/6*($AP$148-35)+$T$30","v":0},{"$f":"($T$30-0.914*$T$30)/6*($AQ$148-35)+$T$30","v":0},{"$f":"($T$30-0.914*$T$30)/6*($AR$148-35)+$T$30","v":0},{"$f":"($T$30-0.914*$T$30)/6*($AS$148-35)+$T$30","v":0},"冷房消費電力","Pc"]
[null,null,"冷房COP",{"$f":"D$183/D$184","v":{"$error":"#DIV/0!"}},{"$f":"E$183/E$184","v":{"$error":"#DIV/0!"}},{"$error":"#DIV/0!"},{"$error":"#DIV/0!"},{"$error":"#DIV/0!"},{"$error":"#DIV/0!"},{"$error":"#DIV/0!"},{"$error":"#DIV/0!"},{"$error":"#DIV/0!"},{"$error":"#DIV/0!"},{"$error":"#DIV/0!"},{"$error":"#DIV/0!"},{"$error":"#DIV/0!"},{"$error":"#DIV/0!"},{"$error":"#DIV/0!"},{"$error":"#DIV/0!"},{"$error":"#DIV/0!"},{"$error":"#DIV/0!"},{"$error":"#DIV/0!"},{"$error":"#DIV/0!"},{"$error":"#DIV/0!"},{"$error":"#DIV/0!"},{"$error":"#DIV/0!"},{"$error":"#DIV/0!"},{"$error":"#DIV/0!"},{"$error":"#DIV/0!"},{"$error":"#DIV/0!"},{"$error":"#DIV/0!"},{"$error":"#DIV/0!"},{"$error":"#DIV/0!"},{"$error":"#DIV/0!"},{"$error":"#DIV/0!"},{"$error":"#DIV/0!"},{"$error":"#DIV/0!"},{"$error":"#DIV/0!"},{"$error":"#DIV/0!"},{"$error":"#DIV/0!"},{"$error":"#DIV/0!"},{"$error":"#DIV/0!"},{"$error":"#DIV/0!"},{"$error":"#DIV/0!"},{"$error":"#DIV/0!"},"冷房COP","σc"]
[null,null,"冷房COP比",{"$f":"D$185/$T$31","v":{"$error":"#DIV/0!"}},{"$f":"E$185/$T$31","v":{"$error":"#DIV/0!"}},{"$error":"#DIV/0!"},{"$error":"#DIV/0!"},{"$error":"#DIV/0!"},{"$error":"#DIV/0!"},{"$error":"#DIV/0!"},{"$error":"#DIV/0!"},{"$error":"#DIV/0!"},{"$error":"#DIV/0!"},{"$error":"#DIV/0!"},{"$error":"#DIV/0!"},{"$error":"#DIV/0!"},{"$error":"#DIV/0!"},{"$error":"#DIV/0!"},{"$error":"#DIV/0!"},{"$error":"#DIV/0!"},{"$error":"#DIV/0!"},{"$error":"#DIV/0!"},{"$error":"#DIV/0!"},{"$error":"#DIV/0!"},{"$error":"#DIV/0!"},{"$error":"#DIV/0!"},{"$error":"#DIV/0!"},{"$error":"#DIV/0!"},{"$error":"#DIV/0!"},{"$error":"#DIV/0!"},{"$error":"#DIV/0!"},{"$error":"#DIV/0!"},{"$error":"#DIV/0!"},{"$error":"#DIV/0!"},{"$error":"#DIV/0!"},{"$error":"#DIV/0!"},{"$error":"#DIV/0!"},{"$error":"#DIV/0!"},{"$error":"#DIV/0!"},{"$error":"#DIV/0!"},{"$error":"#DIV/0!"},{"$error":"#DIV/0!"},{"$error":"#DIV/0!"},{"$error":"#DIV/0!"},{"$error":"#DIV/0!"},"冷房COP比","βc"]
[null,null,"Σ",{"$f":"D$161*D$182","v":{"$error":"#DIV/0!"}},{"$f":"E$161*E$182","v":{"$error":"#DIV/0!"}},{"$error":"#DIV/0!"},{"$f":"G$161*G$182","v":{"$error":"#DIV/0!"}},{"$error":"#DIV/0!"},{"$error":"#DIV/0!"},{"$error":"#DIV/0!"},{"$error":"#DIV/0!"},{"$error":"#DIV/0!"},{"$error":"#DIV/0!"},{"$error":"#DIV/0!"},{"$error":"#DIV/0!"},{"$error":"#DIV/0!"},{"$error":"#DIV/0!"},{"$error":"#DIV/0!"},{"$error":"#DIV/0!"},{"$error":"#DIV/0!"},{"$error":"#DIV/0!"},{"$error":"#DIV/0!"},{"$error":"#DIV/0!"},{"$error":"#DIV/0!"},{"$error":"#DIV/0!"},{"$error":"#DIV/0!"},{"$error":"#DIV/0!"},{"$error":"#DIV/0!"},{"$error":"#DIV/0!"},{"$error":"#DIV/0!"},{"$error":"#DIV/0!"},{"$error":"#DIV/0!"},{"$error":"#DIV/0!"},{"$error":"#DIV/0!"},{"$error":"#DIV/0!"},{"$error":"#DIV/0!"},{"$error":"#DIV/0!"},{"$error":"#DIV/0!"},{"$error":"#DIV/0!"},{"$error":"#DIV/0!"},{"$error":"#DIV/0!"},{"$error":"#DIV/0!"},{"$error":"#DIV/0!"},{"$error":"#DIV/0!"},{"$error":"#DIV/0!"},{"$f":"SUM($D$187:$AS$187)","v":{"$error":"#DIV/0!"}},"Σ"]
[null,"前5","冷房時消費電力比",{"$f":"D$162/D$192","v":{"$error":"#DIV/0!"}},{"$f":"E$162/E$192","v":{"$error":"#DIV/0!"}},{"$error":"#DIV/0!"},{"$error":"#DIV/0!"},{"$error":"#DIV/0!"},{"$error":"#DIV/0!"},{"$error":"#DIV/0!"},{"$error":"#DIV/0!"},{"$error":"#DIV/0!"},{"$error":"#DIV/0!"},{"$error":"#DIV/0!"},{"$error":"#DIV/0!"},{"$error":"#DIV/0!"},{"$error":"#DIV/0!"},{"$error":"#DIV/0!"},{"$error":"#DIV/0!"},{"$error":"#DIV/0!"},{"$error":"#DIV/0!"},{"$error":"#DIV/0!"},{"$error":"#DIV/0!"},{"$error":"#DIV/0!"},{"$error":"#DIV/0!"},{"$error":"#DIV/0!"},{"$error":"#DIV/0!"},{"$error":"#DIV/0!"},{"$error":"#DIV/0!"},{"$error":"#DIV/0!"},{"$error":"#DIV/0!"},{"$error":"#DIV/0!"},{"$error":"#DIV/0!"},{"$error":"#DIV/0!"},{"$error":"#DIV/0!"},{"$error":"#DIV/0!"},{"$error":"#DIV/0!"},{"$error":"#DIV/0!"},{"$error":"#DIV/0!"},{"$error":"#DIV/0!"},{"$error":"#DIV/0!"},{"$error":"#DIV/0!"},{"$error":"#DIV/0!"},{"$error":"#DIV/0!"},{"$f":"AS$162/AS$192","v":{"$error":"#DIV/0!"}},"冷房時消費電力比","εc"]
[null,null,"冷房能力",{"$f":"($U$29-1.077*$U$29)/6*($D$148-35)+$U$29","v":0},{"$f":"($U$29-1.077*$U$29)/6*($E$148-35)+$U$29","v":0},{"$f":"($U$29-1.077*$U$29)/6*($F$148-35)+$U$29","v":0},{"$f":"($U$29-1.077*$U$29)/6*($G$148-35)+$U$29","v":0},{"$f":"($U$29-1.077*$U$29)/6*($H$148-35)+$U$29","v":0},{"$f":"($U$29-1.077*$U$29)/6*($I$148-35)+$U$29","v":0},{"$f":"($U$29-1.077*$U$29)/6*($J$148-35)+$U$29","v":0},{"$f":"($U$29-1.077*$U$29)/6*($K$148-35)+$U$29","v":0},{"$f":"($U$29-1.077*$U$29)/6*($L$148-35)+$U$29","v":0},{"$f":"($U$29-1.077*$U$29)/6*($M$148-35)+$U$29","v":0},{"$f":"($U$29-1.077*$U$29)/6*($N$148-35)+$U$29","v":0},{"$f":"($U$29-1.077*$U$29)/6*($O$148-35)+$U$29","v":0},{"$f":"($U$29-1.077*$U$29)/6*($P$148-35)+$U$29","v":0},{"$f":"($U$29-1.077*$U$29)/6*($Q$148-35)+$U$29","v":0},{"$f":"($U$29-1.077*$U$29)/6*($R$148-35)+$U$29","v":0},{"$f":"($U$29-1.077*$U$29)/6*($S$148-35)+$U$29","v":0},{"$f":"($U$29-1.077*$U$29)/6*($T$148-35)+$U$29","v":0},{"$f":"($U$29-1.077*$U$29)/6*($U$148-35)+$U$29","v":0},{"$f":"($U$29-1.077*$U$29)/6*($V$148-35)+$U$29","v":0},{"$f":"($U$29-1.077*$U$29)/6*($W$148-35)+$U$29","v":0},{"$f":"($U$29-1.077*$U$29)/6*($X$148-35)+$U$29","v":0},{"$f":"($U$29-1.077*$U$29)/6*($Y$148-35)+$U$29","v":0},{"$f":"($U$29-1.077*$U$29)/6*($Z$148-35)+$U$29","v":0},{"$f":"($U$29-1.077*$U$29)/6*($AA$148-35)+$U$29","v":0},{"$f":"($U$29-1.077*$U$29)/6*($AB$148-35)+$U$29","v":0},{"$f":"($U$29-1.077*$U$29)/6*($AC$148-35)+$U$29","v":0},{"$f":"($U$29-1.077*$U$29)/6*($AD$148-35)+$U$29","v":0},{"$f":"($U$29-1.077*$U$29)/6*($AE$148-35)+$U$29","v":0},{"$f":"($U$29-1.077*$U$29)/6*($AF$148-35)+$U$29","v":0},{"$f":"($U$29-1.077*$U$29)/6*($AG$148-35)+$U$29","v":0},{"$f":"($U$29-1.077*$U$29)/6*($AH$148-35)+$U$29","v":0},{"$f":"($U$29-1.077*$U$29)/6*($AI$148-35)+$U$29","v":0},{"$f":"($U$29-1.077*$U$29)/6*($AJ$148-35)+$U$29","v":0},{"$f":"($U$29-1.077*$U$29)/6*($AK$148-35)+$U$29","v":0},{"$f":"($U$29-1.077*$U$29)/6*($AL$148-35)+$U$29","v":0},{"$f":"($U$29-1.077*$U$29)/6*($AM$148-35)+$U$29","v":0},{"$f":"($U$29-1.077*$U$29)/6*($AN$148-35)+$U$29","v":0},{"$f":"($U$29-1.077*$U$29)/6*($AO$148-35)+$U$29","v":0},{"$f":"($U$29-1.077*$U$29)/6*($AP$148-35)+$U$29","v":0},{"$f":"($U$29-1.077*$U$29)/6*($AQ$148-35)+$U$29","v":0},{"$f":"($U$29-1.077*$U$29)/6*($AR$148-35)+$U$29","v":0},{"$f":"($U$29-1.077*$U$29)/6*($AS$148-35)+$U$29","v":0},"冷房能力","Φc"]
[null,null,"冷房消費電力",{"$f":"($U$30-0.914*$U$30)/6*($D$148-35)+$U$30","v":0},{"$f":"($U$30-0.914*$U$30)/6*($E$148-35)+$U$30","v":0},{"$f":"($U$30-0.914*$U$30)/6*($F$148-35)+$U$30","v":0},{"$f":"($U$30-0.914*$U$30)/6*($G$148-35)+$U$30","v":0},{"$f":"($U$30-0.914*$U$30)/6*($H$148-35)+$U$30","v":0},{"$f":"($U$30-0.914*$U$30)/6*($I$148-35)+$U$30","v":0},{"$f":"($U$30-0.914*$U$30)/6*($J$148-35)+$U$30","v":0},{"$f":"($U$30-0.914*$U$30)/6*($K$148-35)+$U$30","v":0},{"$f":"($U$30-0.914*$U$30)/6*($L$148-35)+$U$30","v":0},{"$f":"($U$30-0.914*$U$30)/6*($M$148-35)+$U$30","v":0},{"$f":"($U$30-0.914*$U$30)/6*($N$148-35)+$U$30","v":0},{"$f":"($U$30-0.914*$U$30)/6*($O$148-35)+$U$30","v":0},{"$f":"($U$30-0.914*$U$30)/6*($P$148-35)+$U$30","v":0},{"$f":"($U$30-0.914*$U$30)/6*($Q$148-35)+$U$30","v":0},{"$f":"($U$30-0.914*$U$30)/6*($R$148-35)+$U$30","v":0},{"$f":"($U$30-0.914*$U$30)/6*($S$148-35)+$U$30","v":0},{"$f":"($U$30-0.914*$U$30)/6*($T$148-35)+$U$30","v":0},{"$f":"($U$30-0.914*$U$30)/6*($U$148-35)+$U$30","v":0},{"$f":"($U$30-0.914*$U$30)/6*($V$148-35)+$U$30","v":0},{"$f":"($U$30-0.914*$U$30)/6*($W$148-35)+$U$30","v":0},{"$f":"($U$30-0.914*$U$30)/6*($X$148-35)+$U$30","v":0},{"$f":"($U$30-0.914*$U$30)/6*($Y$148-35)+$U$30","v":0},{"$f":"($U$30-0.914*$U$30)/6*($Z$148-35)+$U$30","v":0},{"$f":"($U$30-0.914*$U$30)/6*($AA$148-35)+$U$30","v":0},{"$f":"($U$30-0.914*$U$30)/6*($AB$148-35)+$U$30","v":0},{"$f":"($U$30-0.914*$U$30)/6*($AC$148-35)+$U$30","v":0},{"$f":"($U$30-0.914*$U$30)/6*($AD$148-35)+$U$30","v":0},{"$f":"($U$30-0.914*$U$30)/6*($AE$148-35)+$U$30","v":0},{"$f":"($U$30-0.914*$U$30)/6*($AF$148-35)+$U$30","v":0},{"$f":"($U$30-0.914*$U$30)/6*($AG$148-35)+$U$30","v":0},{"$f":"($U$30-0.914*$U$30)/6*($AH$148-35)+$U$30","v":0},{"$f":"($U$30-0.914*$U$30)/6*($AI$148-35)+$U$30","v":0},{"$f":"($U$30-0.914*$U$30)/6*($AJ$148-35)+$U$30","v":0},{"$f":"($U$30-0.914*$U$30)/6*($AK$148-35)+$U$30","v":0},{"$f":"($U$30-0.914*$U$30)/6*($AL$148-35)+$U$30","v":0},{"$f":"($U$30-0.914*$U$30)/6*($AM$148-35)+$U$30","v":0},{"$f":"($U$30-0.914*$U$30)/6*($AN$148-35)+$U$30","v":0},{"$f":"($U$30-0.914*$U$30)/6*($AO$148-35)+$U$30","v":0},{"$f":"($U$30-0.914*$U$30)/6*($AP$148-35)+$U$30","v":0},{"$f":"($U$30-0.914*$U$30)/6*($AQ$148-35)+$U$30","v":0},{"$f":"($U$30-0.914*$U$30)/6*($AR$148-35)+$U$30","v":0},{"$f":"($U$30-0.914*$U$30)/6*($AS$148-35)+$U$30","v":0},"冷房消費電力","Pc"]
[null,null,"冷房COP",{"$f":"D$189/D$190","v":{"$error":"#DIV/0!"}},{"$f":"E$189/E$190","v":{"$error":"#DIV/0!"}},{"$error":"#DIV/0!"},{"$error":"#DIV/0!"},{"$error":"#DIV/0!"},{"$error":"#DIV/0!"},{"$error":"#DIV/0!"},{"$error":"#DIV/0!"},{"$error":"#DIV/0!"},{"$error":"#DIV/0!"},{"$error":"#DIV/0!"},{"$error":"#DIV/0!"},{"$error":"#DIV/0!"},{"$error":"#DIV/0!"},{"$error":"#DIV/0!"},{"$error":"#DIV/0!"},{"$error":"#DIV/0!"},{"$error":"#DIV/0!"},{"$error":"#DIV/0!"},{"$error":"#DIV/0!"},{"$error":"#DIV/0!"},{"$error":"#DIV/0!"},{"$error":"#DIV/0!"},{"$error":"#DIV/0!"},{"$error":"#DIV/0!"},{"$error":"#DIV/0!"},{"$error":"#DIV/0!"},{"$error":"#DIV/0!"},{"$error":"#DIV/0!"},{"$error":"#DIV/0!"},{"$error":"#DIV/0!"},{"$error":"#DIV/0!"},{"$error":"#DIV/0!"},{"$error":"#DIV/0!"},{"$error":"#DIV/0!"},{"$error":"#DIV/0!"},{"$error":"#DIV/0!"},{"$error":"#DIV/0!"},{"$error":"#DIV/0!"},{"$error":"#DIV/0!"},{"$error":"#DIV/0!"},{"$error":"#DIV/0!"},"冷房COP","σc"]
[null,null,"冷房COP比",{"$f":"D$191/$U$31","v":{"$error":"#DIV/0!"}},{"$f":"E$191/$U$31","v":{"$error":"#DIV/0!"}},{"$error":"#DIV/0!"},{"$error":"#DIV/0!"},{"$error":"#DIV/0!"},{"$error":"#DIV/0!"},{"$error":"#DIV/0!"},{"$error":"#DIV/0!"},{"$error":"#DIV/0!"},{"$error":"#DIV/0!"},{"$error":"#DIV/0!"},{"$error":"#DIV/0!"},{"$error":"#DIV/0!"},{"$error":"#DIV/0!"},{"$error":"#DIV/0!"},{"$error":"#DIV/0!"},{"$error":"#DIV/0!"},{"$error":"#DIV/0!"},{"$error":"#DIV/0!"},{"$error":"#DIV/0!"},{"$error":"#DIV/0!"},{"$error":"#DIV/0!"},{"$error":"#DIV/0!"},{"$error":"#DIV/0!"},{"$error":"#DIV/0!"},{"$error":"#DIV/0!"},{"$error":"#DIV/0!"},{"$error":"#DIV/0!"},{"$error":"#DIV/0!"},{"$error":"#DIV/0!"},{"$error":"#DIV/0!"},{"$error":"#DIV/0!"},{"$error":"#DIV/0!"},{"$error":"#DIV/0!"},{"$error":"#DIV/0!"},{"$error":"#DIV/0!"},{"$error":"#DIV/0!"},{"$error":"#DIV/0!"},{"$error":"#DIV/0!"},{"$error":"#DIV/0!"},{"$error":"#DIV/0!"},{"$error":"#DIV/0!"},"冷房COP比","βc"]
[null,null,"Σ",{"$f":"D$161*D$188","v":{"$error":"#DIV/0!"}},{"$f":"E$161*E$188","v":{"$error":"#DIV/0!"}},{"$error":"#DIV/0!"},{"$f":"G$161*G$188","v":{"$error":"#DIV/0!"}},{"$error":"#DIV/0!"},{"$error":"#DIV/0!"},{"$error":"#DIV/0!"},{"$error":"#DIV/0!"},{"$error":"#DIV/0!"},{"$error":"#DIV/0!"},{"$error":"#DIV/0!"},{"$error":"#DIV/0!"},{"$error":"#DIV/0!"},{"$error":"#DIV/0!"},{"$error":"#DIV/0!"},{"$error":"#DIV/0!"},{"$error":"#DIV/0!"},{"$error":"#DIV/0!"},{"$error":"#DIV/0!"},{"$error":"#DIV/0!"},{"$error":"#DIV/0!"},{"$error":"#DIV/0!"},{"$error":"#DIV/0!"},{"$error":"#DIV/0!"},{"$error":"#DIV/0!"},{"$error":"#DIV/0!"},{"$error":"#DIV/0!"},{"$error":"#DIV/0!"},{"$error":"#DIV/0!"},{"$error":"#DIV/0!"},{"$error":"#DIV/0!"},{"$error":"#DIV/0!"},{"$error":"#DIV/0!"},{"$error":"#DIV/0!"},{"$error":"#DIV/0!"},{"$error":"#DIV/0!"},{"$error":"#DIV/0!"},{"$error":"#DIV/0!"},{"$error":"#DIV/0!"},{"$error":"#DIV/0!"},{"$error":"#DIV/0!"},{"$error":"#DIV/0!"},{"$f":"SUM($D$193:$AS$193)","v":{"$error":"#DIV/0!"}},"Σ"]
[null,"前6","冷房時消費電力比",{"$f":"D$162/D$198","v":{"$error":"#DIV/0!"}},{"$f":"E$162/E$198","v":{"$error":"#DIV/0!"}},{"$error":"#DIV/0!"},{"$error":"#DIV/0!"},{"$error":"#DIV/0!"},{"$error":"#DIV/0!"},{"$error":"#DIV/0!"},{"$error":"#DIV/0!"},{"$error":"#DIV/0!"},{"$error":"#DIV/0!"},{"$error":"#DIV/0!"},{"$error":"#DIV/0!"},{"$error":"#DIV/0!"},{"$error":"#DIV/0!"},{"$error":"#DIV/0!"},{"$error":"#DIV/0!"},{"$error":"#DIV/0!"},{"$error":"#DIV/0!"},{"$error":"#DIV/0!"},{"$error":"#DIV/0!"},{"$error":"#DIV/0!"},{"$error":"#DIV/0!"},{"$error":"#DIV/0!"},{"$error":"#DIV/0!"},{"$error":"#DIV/0!"},{"$error":"#DIV/0!"},{"$error":"#DIV/0!"},{"$error":"#DIV/0!"},{"$error":"#DIV/0!"},{"$error":"#DIV/0!"},{"$error":"#DIV/0!"},{"$error":"#DIV/0!"},{"$error":"#DIV/0!"},{"$error":"#DIV/0!"},{"$error":"#DIV/0!"},{"$error":"#DIV/0!"},{"$error":"#DIV/0!"},{"$error":"#DIV/0!"},{"$error":"#DIV/0!"},{"$error":"#DIV/0!"},{"$error":"#DIV/0!"},{"$f":"AS$162/AS$198","v":{"$error":"#DIV/0!"}},"冷房時消費電力比","εc"]
[null,null,"冷房能力",{"$f":"($V$29-1.077*$V$29)/6*($D$148-35)+$V$29","v":0},{"$f":"($V$29-1.077*$V$29)/6*($E$148-35)+$V$29","v":0},{"$f":"($V$29-1.077*$V$29)/6*($F$148-35)+$V$29","v":0},{"$f":"($V$29-1.077*$V$29)/6*($G$148-35)+$V$29","v":0},{"$f":"($V$29-1.077*$V$29)/6*($H$148-35)+$V$29","v":0},{"$f":"($V$29-1.077*$V$29)/6*($I$148-35)+$V$29","v":0},{"$f":"($V$29-1.077*$V$29)/6*($J$148-35)+$V$29","v":0},{"$f":"($V$29-1.077*$V$29)/6*($K$148-35)+$V$29","v":0},{"$f":"($V$29-1.077*$V$29)/6*($L$148-35)+$V$29","v":0},{"$f":"($V$29-1.077*$V$29)/6*($M$148-35)+$V$29","v":0},{"$f":"($V$29-1.077*$V$29)/6*($N$148-35)+$V$29","v":0},{"$f":"($V$29-1.077*$V$29)/6*($O$148-35)+$V$29","v":0},{"$f":"($V$29-1.077*$V$29)/6*($P$148-35)+$V$29","v":0},{"$f":"($V$29-1.077*$V$29)/6*($Q$148-35)+$V$29","v":0},{"$f":"($V$29-1.077*$V$29)/6*($R$148-35)+$V$29","v":0},{"$f":"($V$29-1.077*$V$29)/6*($S$148-35)+$V$29","v":0},{"$f":"($V$29-1.077*$V$29)/6*($T$148-35)+$V$29","v":0},{"$f":"($V$29-1.077*$V$29)/6*($U$148-35)+$V$29","v":0},{"$f":"($V$29-1.077*$V$29)/6*($V$148-35)+$V$29","v":0},{"$f":"($V$29-1.077*$V$29)/6*($W$148-35)+$V$29","v":0},{"$f":"($V$29-1.077*$V$29)/6*($X$148-35)+$V$29","v":0},{"$f":"($V$29-1.077*$V$29)/6*($Y$148-35)+$V$29","v":0},{"$f":"($V$29-1.077*$V$29)/6*($Z$148-35)+$V$29","v":0},{"$f":"($V$29-1.077*$V$29)/6*($AA$148-35)+$V$29","v":0},{"$f":"($V$29-1.077*$V$29)/6*($AB$148-35)+$V$29","v":0},{"$f":"($V$29-1.077*$V$29)/6*($AC$148-35)+$V$29","v":0},{"$f":"($V$29-1.077*$V$29)/6*($AD$148-35)+$V$29","v":0},{"$f":"($V$29-1.077*$V$29)/6*($AE$148-35)+$V$29","v":0},{"$f":"($V$29-1.077*$V$29)/6*($AF$148-35)+$V$29","v":0},{"$f":"($V$29-1.077*$V$29)/6*($AG$148-35)+$V$29","v":0},{"$f":"($V$29-1.077*$V$29)/6*($AH$148-35)+$V$29","v":0},{"$f":"($V$29-1.077*$V$29)/6*($AI$148-35)+$V$29","v":0},{"$f":"($V$29-1.077*$V$29)/6*($AJ$148-35)+$V$29","v":0},{"$f":"($V$29-1.077*$V$29)/6*($AK$148-35)+$V$29","v":0},{"$f":"($V$29-1.077*$V$29)/6*($AL$148-35)+$V$29","v":0},{"$f":"($V$29-1.077*$V$29)/6*($AM$148-35)+$V$29","v":0},{"$f":"($V$29-1.077*$V$29)/6*($AN$148-35)+$V$29","v":0},{"$f":"($V$29-1.077*$V$29)/6*($AO$148-35)+$V$29","v":0},{"$f":"($V$29-1.077*$V$29)/6*($AP$148-35)+$V$29","v":0},{"$f":"($V$29-1.077*$V$29)/6*($AQ$148-35)+$V$29","v":0},{"$f":"($V$29-1.077*$V$29)/6*($AR$148-35)+$V$29","v":0},{"$f":"($V$29-1.077*$V$29)/6*($AS$148-35)+$V$29","v":0},"冷房能力","Φc"]
[null,null,"冷房消費電力",{"$f":"($V$30-0.914*$V$30)/6*($D$148-35)+$V$30","v":0},{"$f":"($V$30-0.914*$V$30)/6*($E$148-35)+$V$30","v":0},{"$f":"($V$30-0.914*$V$30)/6*($F$148-35)+$V$30","v":0},{"$f":"($V$30-0.914*$V$30)/6*($G$148-35)+$V$30","v":0},{"$f":"($V$30-0.914*$V$30)/6*($H$148-35)+$V$30","v":0},{"$f":"($V$30-0.914*$V$30)/6*($I$148-35)+$V$30","v":0},{"$f":"($V$30-0.914*$V$30)/6*($J$148-35)+$V$30","v":0},{"$f":"($V$30-0.914*$V$30)/6*($K$148-35)+$V$30","v":0},{"$f":"($V$30-0.914*$V$30)/6*($L$148-35)+$V$30","v":0},{"$f":"($V$30-0.914*$V$30)/6*($M$148-35)+$V$30","v":0},{"$f":"($V$30-0.914*$V$30)/6*($N$148-35)+$V$30","v":0},{"$f":"($V$30-0.914*$V$30)/6*($O$148-35)+$V$30","v":0},{"$f":"($V$30-0.914*$V$30)/6*($P$148-35)+$V$30","v":0},{"$f":"($V$30-0.914*$V$30)/6*($Q$148-35)+$V$30","v":0},{"$f":"($V$30-0.914*$V$30)/6*($R$148-35)+$V$30","v":0},{"$f":"($V$30-0.914*$V$30)/6*($S$148-35)+$V$30","v":0},{"$f":"($V$30-0.914*$V$30)/6*($T$148-35)+$V$30","v":0},{"$f":"($V$30-0.914*$V$30)/6*($U$148-35)+$V$30","v":0},{"$f":"($V$30-0.914*$V$30)/6*($V$148-35)+$V$30","v":0},{"$f":"($V$30-0.914*$V$30)/6*($W$148-35)+$V$30","v":0},{"$f":"($V$30-0.914*$V$30)/6*($X$148-35)+$V$30","v":0},{"$f":"($V$30-0.914*$V$30)/6*($Y$148-35)+$V$30","v":0},{"$f":"($V$30-0.914*$V$30)/6*($Z$148-35)+$V$30","v":0},{"$f":"($V$30-0.914*$V$30)/6*($AA$148-35)+$V$30","v":0},{"$f":"($V$30-0.914*$V$30)/6*($AB$148-35)+$V$30","v":0},{"$f":"($V$30-0.914*$V$30)/6*($AC$148-35)+$V$30","v":0},{"$f":"($V$30-0.914*$V$30)/6*($AD$148-35)+$V$30","v":0},{"$f":"($V$30-0.914*$V$30)/6*($AE$148-35)+$V$30","v":0},{"$f":"($V$30-0.914*$V$30)/6*($AF$148-35)+$V$30","v":0},{"$f":"($V$30-0.914*$V$30)/6*($AG$148-35)+$V$30","v":0},{"$f":"($V$30-0.914*$V$30)/6*($AH$148-35)+$V$30","v":0},{"$f":"($V$30-0.914*$V$30)/6*($AI$148-35)+$V$30","v":0},{"$f":"($V$30-0.914*$V$30)/6*($AJ$148-35)+$V$30","v":0},{"$f":"($V$30-0.914*$V$30)/6*($AK$148-35)+$V$30","v":0},{"$f":"($V$30-0.914*$V$30)/6*($AL$148-35)+$V$30","v":0},{"$f":"($V$30-0.914*$V$30)/6*($AM$148-35)+$V$30","v":0},{"$f":"($V$30-0.914*$V$30)/6*($AN$148-35)+$V$30","v":0},{"$f":"($V$30-0.914*$V$30)/6*($AO$148-35)+$V$30","v":0},{"$f":"($V$30-0.914*$V$30)/6*($AP$148-35)+$V$30","v":0},{"$f":"($V$30-0.914*$V$30)/6*($AQ$148-35)+$V$30","v":0},{"$f":"($V$30-0.914*$V$30)/6*($AR$148-35)+$V$30","v":0},{"$f":"($V$30-0.914*$V$30)/6*($AS$148-35)+$V$30","v":0},"冷房消費電力","Pc"]
[null,null,"冷房COP",{"$f":"D$195/D$196","v":{"$error":"#DIV/0!"}},{"$f":"E$195/E$196","v":{"$error":"#DIV/0!"}},{"$error":"#DIV/0!"},{"$error":"#DIV/0!"},{"$error":"#DIV/0!"},{"$error":"#DIV/0!"},{"$error":"#DIV/0!"},{"$error":"#DIV/0!"},{"$error":"#DIV/0!"},{"$error":"#DIV/0!"},{"$error":"#DIV/0!"},{"$error":"#DIV/0!"},{"$error":"#DIV/0!"},{"$error":"#DIV/0!"},{"$error":"#DIV/0!"},{"$error":"#DIV/0!"},{"$error":"#DIV/0!"},{"$error":"#DIV/0!"},{"$error":"#DIV/0!"},{"$error":"#DIV/0!"},{"$error":"#DIV/0!"},{"$error":"#DIV/0!"},{"$error":"#DIV/0!"},{"$error":"#DIV/0!"},{"$error":"#DIV/0!"},{"$error":"#DIV/0!"},{"$error":"#DIV/0!"},{"$error":"#DIV/0!"},{"$error":"#DIV/0!"},{"$error":"#DIV/0!"},{"$error":"#DIV/0!"},{"$error":"#DIV/0!"},{"$error":"#DIV/0!"},{"$error":"#DIV/0!"},{"$error":"#DIV/0!"},{"$error":"#DIV/0!"},{"$error":"#DIV/0!"},{"$error":"#DIV/0!"},{"$error":"#DIV/0!"},{"$error":"#DIV/0!"},{"$error":"#DIV/0!"},{"$error":"#DIV/0!"},"冷房COP","σc"]
[null,null,"冷房COP比",{"$f":"D$197/$V$31","v":{"$error":"#DIV/0!"}},{"$f":"E$197/$V$31","v":{"$error":"#DIV/0!"}},{"$error":"#DIV/0!"},{"$error":"#DIV/0!"},{"$error":"#DIV/0!"},{"$error":"#DIV/0!"},{"$error":"#DIV/0!"},{"$error":"#DIV/0!"},{"$error":"#DIV/0!"},{"$error":"#DIV/0!"},{"$error":"#DIV/0!"},{"$error":"#DIV/0!"},{"$error":"#DIV/0!"},{"$error":"#DIV/0!"},{"$error":"#DIV/0!"},{"$error":"#DIV/0!"},{"$error":"#DIV/0!"},{"$error":"#DIV/0!"},{"$error":"#DIV/0!"},{"$error":"#DIV/0!"},{"$error":"#DIV/0!"},{"$error":"#DIV/0!"},{"$error":"#DIV/0!"},{"$error":"#DIV/0!"},{"$error":"#DIV/0!"},{"$error":"#DIV/0!"},{"$error":"#DIV/0!"},{"$error":"#DIV/0!"},{"$error":"#DIV/0!"},{"$error":"#DIV/0!"},{"$error":"#DIV/0!"},{"$error":"#DIV/0!"},{"$error":"#DIV/0!"},{"$error":"#DIV/0!"},{"$error":"#DIV/0!"},{"$error":"#DIV/0!"},{"$error":"#DIV/0!"},{"$error":"#DIV/0!"},{"$error":"#DIV/0!"},{"$error":"#DIV/0!"},{"$error":"#DIV/0!"},{"$error":"#DIV/0!"},"冷房COP比","βc"]
[null,null,"Σ",{"$f":"D$161*D$194","v":{"$error":"#DIV/0!"}},{"$f":"E$161*E$194","v":{"$error":"#DIV/0!"}},{"$error":"#DIV/0!"},{"$f":"G$161*G$194","v":{"$error":"#DIV/0!"}},{"$error":"#DIV/0!"},{"$error":"#DIV/0!"},{"$error":"#DIV/0!"},{"$error":"#DIV/0!"},{"$error":"#DIV/0!"},{"$error":"#DIV/0!"},{"$error":"#DIV/0!"},{"$error":"#DIV/0!"},{"$error":"#DIV/0!"},{"$error":"#DIV/0!"},{"$error":"#DIV/0!"},{"$error":"#DIV/0!"},{"$error":"#DIV/0!"},{"$error":"#DIV/0!"},{"$error":"#DIV/0!"},{"$error":"#DIV/0!"},{"$error":"#DIV/0!"},{"$error":"#DIV/0!"},{"$error":"#DIV/0!"},{"$error":"#DIV/0!"},{"$error":"#DIV/0!"},{"$error":"#DIV/0!"},{"$error":"#DIV/0!"},{"$error":"#DIV/0!"},{"$error":"#DIV/0!"},{"$error":"#DIV/0!"},{"$error":"#DIV/0!"},{"$error":"#DIV/0!"},{"$error":"#DIV/0!"},{"$error":"#DIV/0!"},{"$error":"#DIV/0!"},{"$error":"#DIV/0!"},{"$error":"#DIV/0!"},{"$error":"#DIV/0!"},{"$error":"#DIV/0!"},{"$error":"#DIV/0!"},{"$error":"#DIV/0!"},{"$error":"#DIV/0!"},{"$f":"SUM($D$199:$AS$199)","v":{"$error":"#DIV/0!"}},"Σ"]
[null,"前7","冷房時消費電力比",{"$f":"D$162/D$204","v":{"$error":"#DIV/0!"}},{"$f":"E$162/E$204","v":{"$error":"#DIV/0!"}},{"$error":"#DIV/0!"},{"$error":"#DIV/0!"},{"$error":"#DIV/0!"},{"$error":"#DIV/0!"},{"$error":"#DIV/0!"},{"$error":"#DIV/0!"},{"$error":"#DIV/0!"},{"$error":"#DIV/0!"},{"$error":"#DIV/0!"},{"$error":"#DIV/0!"},{"$error":"#DIV/0!"},{"$error":"#DIV/0!"},{"$error":"#DIV/0!"},{"$error":"#DIV/0!"},{"$error":"#DIV/0!"},{"$error":"#DIV/0!"},{"$error":"#DIV/0!"},{"$error":"#DIV/0!"},{"$error":"#DIV/0!"},{"$error":"#DIV/0!"},{"$error":"#DIV/0!"},{"$error":"#DIV/0!"},{"$error":"#DIV/0!"},{"$error":"#DIV/0!"},{"$error":"#DIV/0!"},{"$error":"#DIV/0!"},{"$error":"#DIV/0!"},{"$error":"#DIV/0!"},{"$error":"#DIV/0!"},{"$error":"#DIV/0!"},{"$error":"#DIV/0!"},{"$error":"#DIV/0!"},{"$error":"#DIV/0!"},{"$error":"#DIV/0!"},{"$error":"#DIV/0!"},{"$error":"#DIV/0!"},{"$error":"#DIV/0!"},{"$error":"#DIV/0!"},{"$error":"#DIV/0!"},{"$f":"AS$162/AS$204","v":{"$error":"#DIV/0!"}},"冷房時消費電力比","εc"]
[null,null,"冷房能力",{"$f":"($W$29-1.077*$W$29)/6*($D$148-35)+$W$29","v":0},{"$f":"($W$29-1.077*$W$29)/6*($E$148-35)+$W$29","v":0},{"$f":"($W$29-1.077*$W$29)/6*($F$148-35)+$W$29","v":0},{"$f":"($W$29-1.077*$W$29)/6*($G$148-35)+$W$29","v":0},{"$f":"($W$29-1.077*$W$29)/6*($H$148-35)+$W$29","v":0},{"$f":"($W$29-1.077*$W$29)/6*($I$148-35)+$W$29","v":0},{"$f":"($W$29-1.077*$W$29)/6*($J$148-35)+$W$29","v":0},{"$f":"($W$29-1.077*$W$29)/6*($K$148-35)+$W$29","v":0},{"$f":"($W$29-1.077*$W$29)/6*($L$148-35)+$W$29","v":0},{"$f":"($W$29-1.077*$W$29)/6*($M$148-35)+$W$29","v":0},{"$f":"($W$29-1.077*$W$29)/6*($N$148-35)+$W$29","v":0},{"$f":"($W$29-1.077*$W$29)/6*($O$148-35)+$W$29","v":0},{"$f":"($W$29-1.077*$W$29)/6*($P$148-35)+$W$29","v":0},{"$f":"($W$29-1.077*$W$29)/6*($Q$148-35)+$W$29","v":0},{"$f":"($W$29-1.077*$W$29)/6*($R$148-35)+$W$29","v":0},{"$f":"($W$29-1.077*$W$29)/6*($S$148-35)+$W$29","v":0},{"$f":"($W$29-1.077*$W$29)/6*($T$148-35)+$W$29","v":0},{"$f":"($W$29-1.077*$W$29)/6*($U$148-35)+$W$29","v":0},{"$f":"($W$29-1.077*$W$29)/6*($V$148-35)+$W$29","v":0},{"$f":"($W$29-1.077*$W$29)/6*($W$148-35)+$W$29","v":0},{"$f":"($W$29-1.077*$W$29)/6*($X$148-35)+$W$29","v":0},{"$f":"($W$29-1.077*$W$29)/6*($Y$148-35)+$W$29","v":0},{"$f":"($W$29-1.077*$W$29)/6*($Z$148-35)+$W$29","v":0},{"$f":"($W$29-1.077*$W$29)/6*($AA$148-35)+$W$29","v":0},{"$f":"($W$29-1.077*$W$29)/6*($AB$148-35)+$W$29","v":0},{"$f":"($W$29-1.077*$W$29)/6*($AC$148-35)+$W$29","v":0},{"$f":"($W$29-1.077*$W$29)/6*($AD$148-35)+$W$29","v":0},{"$f":"($W$29-1.077*$W$29)/6*($AE$148-35)+$W$29","v":0},{"$f":"($W$29-1.077*$W$29)/6*($AF$148-35)+$W$29","v":0},{"$f":"($W$29-1.077*$W$29)/6*($AG$148-35)+$W$29","v":0},{"$f":"($W$29-1.077*$W$29)/6*($AH$148-35)+$W$29","v":0},{"$f":"($W$29-1.077*$W$29)/6*($AI$148-35)+$W$29","v":0},{"$f":"($W$29-1.077*$W$29)/6*($AJ$148-35)+$W$29","v":0},{"$f":"($W$29-1.077*$W$29)/6*($AK$148-35)+$W$29","v":0},{"$f":"($W$29-1.077*$W$29)/6*($AL$148-35)+$W$29","v":0},{"$f":"($W$29-1.077*$W$29)/6*($AM$148-35)+$W$29","v":0},{"$f":"($W$29-1.077*$W$29)/6*($AN$148-35)+$W$29","v":0},{"$f":"($W$29-1.077*$W$29)/6*($AO$148-35)+$W$29","v":0},{"$f":"($W$29-1.077*$W$29)/6*($AP$148-35)+$W$29","v":0},{"$f":"($W$29-1.077*$W$29)/6*($AQ$148-35)+$W$29","v":0},{"$f":"($W$29-1.077*$W$29)/6*($AR$148-35)+$W$29","v":0},{"$f":"($W$29-1.077*$W$29)/6*($AS$148-35)+$W$29","v":0},"冷房能力","Φc"]
[null,null,"冷房消費電力",{"$f":"($W$30-0.914*$W$30)/6*($D$148-35)+$W$30","v":0},{"$f":"($W$30-0.914*$W$30)/6*($E$148-35)+$W$30","v":0},{"$f":"($W$30-0.914*$W$30)/6*($F$148-35)+$W$30","v":0},{"$f":"($W$30-0.914*$W$30)/6*($G$148-35)+$W$30","v":0},{"$f":"($W$30-0.914*$W$30)/6*($H$148-35)+$W$30","v":0},{"$f":"($W$30-0.914*$W$30)/6*($I$148-35)+$W$30","v":0},{"$f":"($W$30-0.914*$W$30)/6*($J$148-35)+$W$30","v":0},{"$f":"($W$30-0.914*$W$30)/6*($K$148-35)+$W$30","v":0},{"$f":"($W$30-0.914*$W$30)/6*($L$148-35)+$W$30","v":0},{"$f":"($W$30-0.914*$W$30)/6*($M$148-35)+$W$30","v":0},{"$f":"($W$30-0.914*$W$30)/6*($N$148-35)+$W$30","v":0},{"$f":"($W$30-0.914*$W$30)/6*($O$148-35)+$W$30","v":0},{"$f":"($W$30-0.914*$W$30)/6*($P$148-35)+$W$30","v":0},{"$f":"($W$30-0.914*$W$30)/6*($Q$148-35)+$W$30","v":0},{"$f":"($W$30-0.914*$W$30)/6*($R$148-35)+$W$30","v":0},{"$f":"($W$30-0.914*$W$30)/6*($S$148-35)+$W$30","v":0},{"$f":"($W$30-0.914*$W$30)/6*($T$148-35)+$W$30","v":0},{"$f":"($W$30-0.914*$W$30)/6*($U$148-35)+$W$30","v":0},{"$f":"($W$30-0.914*$W$30)/6*($V$148-35)+$W$30","v":0},{"$f":"($W$30-0.914*$W$30)/6*($W$148-35)+$W$30","v":0},{"$f":"($W$30-0.914*$W$30)/6*($X$148-35)+$W$30","v":0},{"$f":"($W$30-0.914*$W$30)/6*($Y$148-35)+$W$30","v":0},{"$f":"($W$30-0.914*$W$30)/6*($Z$148-35)+$W$30","v":0},{"$f":"($W$30-0.914*$W$30)/6*($AA$148-35)+$W$30","v":0},{"$f":"($W$30-0.914*$W$30)/6*($AB$148-35)+$W$30","v":0},{"$f":"($W$30-0.914*$W$30)/6*($AC$148-35)+$W$30","v":0},{"$f":"($W$30-0.914*$W$30)/6*($AD$148-35)+$W$30","v":0},{"$f":"($W$30-0.914*$W$30)/6*($AE$148-35)+$W$30","v":0},{"$f":"($W$30-0.914*$W$30)/6*($AF$148-35)+$W$30","v":0},{"$f":"($W$30-0.914*$W$30)/6*($AG$148-35)+$W$30","v":0},{"$f":"($W$30-0.914*$W$30)/6*($AH$148-35)+$W$30","v":0},{"$f":"($W$30-0.914*$W$30)/6*($AI$148-35)+$W$30","v":0},{"$f":"($W$30-0.914*$W$30)/6*($AJ$148-35)+$W$30","v":0},{"$f":"($W$30-0.914*$W$30)/6*($AK$148-35)+$W$30","v":0},{"$f":"($W$30-0.914*$W$30)/6*($AL$148-35)+$W$30","v":0},{"$f":"($W$30-0.914*$W$30)/6*($AM$148-35)+$W$30","v":0},{"$f":"($W$30-0.914*$W$30)/6*($AN$148-35)+$W$30","v":0},{"$f":"($W$30-0.914*$W$30)/6*($AO$148-35)+$W$30","v":0},{"$f":"($W$30-0.914*$W$30)/6*($AP$148-35)+$W$30","v":0},{"$f":"($W$30-0.914*$W$30)/6*($AQ$148-35)+$W$30","v":0},{"$f":"($W$30-0.914*$W$30)/6*($AR$148-35)+$W$30","v":0},{"$f":"($W$30-0.914*$W$30)/6*($AS$148-35)+$W$30","v":0},"冷房消費電力","Pc"]
[null,null,"冷房COP",{"$f":"D$201/D$202","v":{"$error":"#DIV/0!"}},{"$f":"E$201/E$202","v":{"$error":"#DIV/0!"}},{"$error":"#DIV/0!"},{"$error":"#DIV/0!"},{"$error":"#DIV/0!"},{"$error":"#DIV/0!"},{"$error":"#DIV/0!"},{"$error":"#DIV/0!"},{"$error":"#DIV/0!"},{"$error":"#DIV/0!"},{"$error":"#DIV/0!"},{"$error":"#DIV/0!"},{"$error":"#DIV/0!"},{"$error":"#DIV/0!"},{"$error":"#DIV/0!"},{"$error":"#DIV/0!"},{"$error":"#DIV/0!"},{"$error":"#DIV/0!"},{"$error":"#DIV/0!"},{"$error":"#DIV/0!"},{"$error":"#DIV/0!"},{"$error":"#DIV/0!"},{"$error":"#DIV/0!"},{"$error":"#DIV/0!"},{"$error":"#DIV/0!"},{"$error":"#DIV/0!"},{"$error":"#DIV/0!"},{"$error":"#DIV/0!"},{"$error":"#DIV/0!"},{"$error":"#DIV/0!"},{"$error":"#DIV/0!"},{"$error":"#DIV/0!"},{"$error":"#DIV/0!"},{"$error":"#DIV/0!"},{"$error":"#DIV/0!"},{"$error":"#DIV/0!"},{"$error":"#DIV/0!"},{"$error":"#DIV/0!"},{"$error":"#DIV/0!"},{"$error":"#DIV/0!"},{"$error":"#DIV/0!"},{"$error":"#DIV/0!"},"冷房COP","σc"]
[null,null,"冷房COP比",{"$f":"D$203/$W$31","v":{"$error":"#DIV/0!"}},{"$f":"E$203/$W$31","v":{"$error":"#DIV/0!"}},{"$error":"#DIV/0!"},{"$error":"#DIV/0!"},{"$error":"#DIV/0!"},{"$error":"#DIV/0!"},{"$error":"#DIV/0!"},{"$error":"#DIV/0!"},{"$error":"#DIV/0!"},{"$error":"#DIV/0!"},{"$error":"#DIV/0!"},{"$error":"#DIV/0!"},{"$error":"#DIV/0!"},{"$error":"#DIV/0!"},{"$error":"#DIV/0!"},{"$error":"#DIV/0!"},{"$error":"#DIV/0!"},{"$error":"#DIV/0!"},{"$error":"#DIV/0!"},{"$error":"#DIV/0!"},{"$error":"#DIV/0!"},{"$error":"#DIV/0!"},{"$error":"#DIV/0!"},{"$error":"#DIV/0!"},{"$error":"#DIV/0!"},{"$error":"#DIV/0!"},{"$error":"#DIV/0!"},{"$error":"#DIV/0!"},{"$error":"#DIV/0!"},{"$error":"#DIV/0!"},{"$error":"#DIV/0!"},{"$error":"#DIV/0!"},{"$error":"#DIV/0!"},{"$error":"#DIV/0!"},{"$error":"#DIV/0!"},{"$error":"#DIV/0!"},{"$error":"#DIV/0!"},{"$error":"#DIV/0!"},{"$error":"#DIV/0!"},{"$error":"#DIV/0!"},{"$error":"#DIV/0!"},{"$error":"#DIV/0!"},"冷房COP比","βc"]
[null,null,"Σ",{"$f":"D$161*D$200","v":{"$error":"#DIV/0!"}},{"$f":"E$161*E$200","v":{"$error":"#DIV/0!"}},{"$error":"#DIV/0!"},{"$f":"G$161*G$200","v":{"$error":"#DIV/0!"}},{"$error":"#DIV/0!"},{"$error":"#DIV/0!"},{"$error":"#DIV/0!"},{"$error":"#DIV/0!"},{"$error":"#DIV/0!"},{"$error":"#DIV/0!"},{"$error":"#DIV/0!"},{"$error":"#DIV/0!"},{"$error":"#DIV/0!"},{"$error":"#DIV/0!"},{"$error":"#DIV/0!"},{"$error":"#DIV/0!"},{"$error":"#DIV/0!"},{"$error":"#DIV/0!"},{"$error":"#DIV/0!"},{"$error":"#DIV/0!"},{"$error":"#DIV/0!"},{"$error":"#DIV/0!"},{"$error":"#DIV/0!"},{"$error":"#DIV/0!"},{"$error":"#DIV/0!"},{"$error":"#DIV/0!"},{"$error":"#DIV/0!"},{"$error":"#DIV/0!"},{"$error":"#DIV/0!"},{"$error":"#DIV/0!"},{"$error":"#DIV/0!"},{"$error":"#DIV/0!"},{"$error":"#DIV/0!"},{"$error":"#DIV/0!"},{"$error":"#DIV/0!"},{"$error":"#DIV/0!"},{"$error":"#DIV/0!"},{"$error":"#DIV/0!"},{"$error":"#DIV/0!"},{"$error":"#DIV/0!"},{"$error":"#DIV/0!"},{"$error":"#DIV/0!"},{"$f":"SUM($D$205:$AS$205)","v":{"$error":"#DIV/0!"}},"Σ"]
[null,"前8","冷房時消費電力比",{"$f":"D$162/D$210","v":{"$error":"#DIV/0!"}},{"$f":"E$162/E$210","v":{"$error":"#DIV/0!"}},{"$error":"#DIV/0!"},{"$error":"#DIV/0!"},{"$error":"#DIV/0!"},{"$error":"#DIV/0!"},{"$error":"#DIV/0!"},{"$error":"#DIV/0!"},{"$error":"#DIV/0!"},{"$error":"#DIV/0!"},{"$error":"#DIV/0!"},{"$error":"#DIV/0!"},{"$error":"#DIV/0!"},{"$error":"#DIV/0!"},{"$error":"#DIV/0!"},{"$error":"#DIV/0!"},{"$error":"#DIV/0!"},{"$error":"#DIV/0!"},{"$error":"#DIV/0!"},{"$error":"#DIV/0!"},{"$error":"#DIV/0!"},{"$error":"#DIV/0!"},{"$error":"#DIV/0!"},{"$error":"#DIV/0!"},{"$error":"#DIV/0!"},{"$error":"#DIV/0!"},{"$error":"#DIV/0!"},{"$error":"#DIV/0!"},{"$error":"#DIV/0!"},{"$error":"#DIV/0!"},{"$error":"#DIV/0!"},{"$error":"#DIV/0!"},{"$error":"#DIV/0!"},{"$error":"#DIV/0!"},{"$error":"#DIV/0!"},{"$error":"#DIV/0!"},{"$error":"#DIV/0!"},{"$error":"#DIV/0!"},{"$error":"#DIV/0!"},{"$error":"#DIV/0!"},{"$error":"#DIV/0!"},{"$error":"#DIV/0!"},"冷房時消費電力比","εc"]
[null,null,"冷房能力",{"$f":"($X$29-1.077*$X$29)/6*($D$148-35)+$X$29","v":0},{"$f":"($X$29-1.077*$X$29)/6*($E$148-35)+$X$29","v":0},{"$f":"($X$29-1.077*$X$29)/6*($F$148-35)+$X$29","v":0},{"$f":"($X$29-1.077*$X$29)/6*($G$148-35)+$X$29","v":0},{"$f":"($X$29-1.077*$X$29)/6*($H$148-35)+$X$29","v":0},{"$f":"($X$29-1.077*$X$29)/6*($I$148-35)+$X$29","v":0},{"$f":"($X$29-1.077*$X$29)/6*($J$148-35)+$X$29","v":0},{"$f":"($X$29-1.077*$X$29)/6*($K$148-35)+$X$29","v":0},{"$f":"($X$29-1.077*$X$29)/6*($L$148-35)+$X$29","v":0},{"$f":"($X$29-1.077*$X$29)/6*($M$148-35)+$X$29","v":0},{"$f":"($X$29-1.077*$X$29)/6*($N$148-35)+$X$29","v":0},{"$f":"($X$29-1.077*$X$29)/6*($O$148-35)+$X$29","v":0},{"$f":"($X$29-1.077*$X$29)/6*($P$148-35)+$X$29","v":0},{"$f":"($X$29-1.077*$X$29)/6*($Q$148-35)+$X$29","v":0},{"$f":"($X$29-1.077*$X$29)/6*($R$148-35)+$X$29","v":0},{"$f":"($X$29-1.077*$X$29)/6*($S$148-35)+$X$29","v":0},{"$f":"($X$29-1.077*$X$29)/6*($T$148-35)+$X$29","v":0},{"$f":"($X$29-1.077*$X$29)/6*($U$148-35)+$X$29","v":0},{"$f":"($X$29-1.077*$X$29)/6*($V$148-35)+$X$29","v":0},{"$f":"($X$29-1.077*$X$29)/6*($W$148-35)+$X$29","v":0},{"$f":"($X$29-1.077*$X$29)/6*($X$148-35)+$X$29","v":0},{"$f":"($X$29-1.077*$X$29)/6*($Y$148-35)+$X$29","v":0},{"$f":"($X$29-1.077*$X$29)/6*($Z$148-35)+$X$29","v":0},{"$f":"($X$29-1.077*$X$29)/6*($AA$148-35)+$X$29","v":0},{"$f":"($X$29-1.077*$X$29)/6*($AB$148-35)+$X$29","v":0},{"$f":"($X$29-1.077*$X$29)/6*($AC$148-35)+$X$29","v":0},{"$f":"($X$29-1.077*$X$29)/6*($AD$148-35)+$X$29","v":0},{"$f":"($X$29-1.077*$X$29)/6*($AE$148-35)+$X$29","v":0},{"$f":"($X$29-1.077*$X$29)/6*($AF$148-35)+$X$29","v":0},{"$f":"($X$29-1.077*$X$29)/6*($AG$148-35)+$X$29","v":0},{"$f":"($X$29-1.077*$X$29)/6*($AH$148-35)+$X$29","v":0},{"$f":"($X$29-1.077*$X$29)/6*($AI$148-35)+$X$29","v":0},{"$f":"($X$29-1.077*$X$29)/6*($AJ$148-35)+$X$29","v":0},{"$f":"($X$29-1.077*$X$29)/6*($AK$148-35)+$X$29","v":0},{"$f":"($X$29-1.077*$X$29)/6*($AL$148-35)+$X$29","v":0},{"$f":"($X$29-1.077*$X$29)/6*($AM$148-35)+$X$29","v":0},{"$f":"($X$29-1.077*$X$29)/6*($AN$148-35)+$X$29","v":0},{"$f":"($X$29-1.077*$X$29)/6*($AO$148-35)+$X$29","v":0},{"$f":"($X$29-1.077*$X$29)/6*($AP$148-35)+$X$29","v":0},{"$f":"($X$29-1.077*$X$29)/6*($AQ$148-35)+$X$29","v":0},{"$f":"($X$29-1.077*$X$29)/6*($AR$148-35)+$X$29","v":0},{"$f":"($X$29-1.077*$X$29)/6*($AS$148-35)+$X$29","v":0},"冷房能力","Φc"]
[null,null,"冷房消費電力",{"$f":"($X$30-0.914*$X$30)/6*($D$148-35)+$X$30","v":0},{"$f":"($X$30-0.914*$X$30)/6*($E$148-35)+$X$30","v":0},{"$f":"($X$30-0.914*$X$30)/6*($F$148-35)+$X$30","v":0},{"$f":"($X$30-0.914*$X$30)/6*($G$148-35)+$X$30","v":0},{"$f":"($X$30-0.914*$X$30)/6*($H$148-35)+$X$30","v":0},{"$f":"($X$30-0.914*$X$30)/6*($I$148-35)+$X$30","v":0},{"$f":"($X$30-0.914*$X$30)/6*($J$148-35)+$X$30","v":0},{"$f":"($X$30-0.914*$X$30)/6*($K$148-35)+$X$30","v":0},{"$f":"($X$30-0.914*$X$30)/6*($L$148-35)+$X$30","v":0},{"$f":"($X$30-0.914*$X$30)/6*($M$148-35)+$X$30","v":0},{"$f":"($X$30-0.914*$X$30)/6*($N$148-35)+$X$30","v":0},{"$f":"($X$30-0.914*$X$30)/6*($O$148-35)+$X$30","v":0},{"$f":"($X$30-0.914*$X$30)/6*($P$148-35)+$X$30","v":0},{"$f":"($X$30-0.914*$X$30)/6*($Q$148-35)+$X$30","v":0},{"$f":"($X$30-0.914*$X$30)/6*($R$148-35)+$X$30","v":0},{"$f":"($X$30-0.914*$X$30)/6*($S$148-35)+$X$30","v":0},{"$f":"($X$30-0.914*$X$30)/6*($T$148-35)+$X$30","v":0},{"$f":"($X$30-0.914*$X$30)/6*($U$148-35)+$X$30","v":0},{"$f":"($X$30-0.914*$X$30)/6*($V$148-35)+$X$30","v":0},{"$f":"($X$30-0.914*$X$30)/6*($W$148-35)+$X$30","v":0},{"$f":"($X$30-0.914*$X$30)/6*($X$148-35)+$X$30","v":0},{"$f":"($X$30-0.914*$X$30)/6*($Y$148-35)+$X$30","v":0},{"$f":"($X$30-0.914*$X$30)/6*($Z$148-35)+$X$30","v":0},{"$f":"($X$30-0.914*$X$30)/6*($AA$148-35)+$X$30","v":0},{"$f":"($X$30-0.914*$X$30)/6*($AB$148-35)+$X$30","v":0},{"$f":"($X$30-0.914*$X$30)/6*($AC$148-35)+$X$30","v":0},{"$f":"($X$30-0.914*$X$30)/6*($AD$148-35)+$X$30","v":0},{"$f":"($X$30-0.914*$X$30)/6*($AE$148-35)+$X$30","v":0},{"$f":"($X$30-0.914*$X$30)/6*($AF$148-35)+$X$30","v":0},{"$f":"($X$30-0.914*$X$30)/6*($AG$148-35)+$X$30","v":0},{"$f":"($X$30-0.914*$X$30)/6*($AH$148-35)+$X$30","v":0},{"$f":"($X$30-0.914*$X$30)/6*($AI$148-35)+$X$30","v":0},{"$f":"($X$30-0.914*$X$30)/6*($AJ$148-35)+$X$30","v":0},{"$f":"($X$30-0.914*$X$30)/6*($AK$148-35)+$X$30","v":0},{"$f":"($X$30-0.914*$X$30)/6*($AL$148-35)+$X$30","v":0},{"$f":"($X$30-0.914*$X$30)/6*($AM$148-35)+$X$30","v":0},{"$f":"($X$30-0.914*$X$30)/6*($AN$148-35)+$X$30","v":0},{"$f":"($X$30-0.914*$X$30)/6*($AO$148-35)+$X$30","v":0},{"$f":"($X$30-0.914*$X$30)/6*($AP$148-35)+$X$30","v":0},{"$f":"($X$30-0.914*$X$30)/6*($AQ$148-35)+$X$30","v":0},{"$f":"($X$30-0.914*$X$30)/6*($AR$148-35)+$X$30","v":0},{"$f":"($X$30-0.914*$X$30)/6*($AS$148-35)+$X$30","v":0},"冷房消費電力","Pc"]
[null,null,"冷房COP",{"$f":"D$207/D$208","v":{"$error":"#DIV/0!"}},{"$f":"E$207/E$208","v":{"$error":"#DIV/0!"}},{"$error":"#DIV/0!"},{"$error":"#DIV/0!"},{"$error":"#DIV/0!"},{"$error":"#DIV/0!"},{"$error":"#DIV/0!"},{"$error":"#DIV/0!"},{"$error":"#DIV/0!"},{"$error":"#DIV/0!"},{"$error":"#DIV/0!"},{"$error":"#DIV/0!"},{"$error":"#DIV/0!"},{"$error":"#DIV/0!"},{"$error":"#DIV/0!"},{"$error":"#DIV/0!"},{"$error":"#DIV/0!"},{"$error":"#DIV/0!"},{"$error":"#DIV/0!"},{"$error":"#DIV/0!"},{"$error":"#DIV/0!"},{"$error":"#DIV/0!"},{"$error":"#DIV/0!"},{"$error":"#DIV/0!"},{"$error":"#DIV/0!"},{"$error":"#DIV/0!"},{"$error":"#DIV/0!"},{"$error":"#DIV/0!"},{"$error":"#DIV/0!"},{"$error":"#DIV/0!"},{"$error":"#DIV/0!"},{"$error":"#DIV/0!"},{"$error":"#DIV/0!"},{"$error":"#DIV/0!"},{"$error":"#DIV/0!"},{"$error":"#DIV/0!"},{"$error":"#DIV/0!"},{"$error":"#DIV/0!"},{"$error":"#DIV/0!"},{"$error":"#DIV/0!"},{"$error":"#DIV/0!"},{"$error":"#DIV/0!"},"冷房COP","σc"]
[null,null,"冷房COP比",{"$f":"D$209/$X$31","v":{"$error":"#DIV/0!"}},{"$f":"E$209/$X$31","v":{"$error":"#DIV/0!"}},{"$error":"#DIV/0!"},{"$error":"#DIV/0!"},{"$error":"#DIV/0!"},{"$error":"#DIV/0!"},{"$error":"#DIV/0!"},{"$error":"#DIV/0!"},{"$error":"#DIV/0!"},{"$error":"#DIV/0!"},{"$error":"#DIV/0!"},{"$error":"#DIV/0!"},{"$error":"#DIV/0!"},{"$error":"#DIV/0!"},{"$error":"#DIV/0!"},{"$error":"#DIV/0!"},{"$error":"#DIV/0!"},{"$error":"#DIV/0!"},{"$error":"#DIV/0!"},{"$error":"#DIV/0!"},{"$error":"#DIV/0!"},{"$error":"#DIV/0!"},{"$error":"#DIV/0!"},{"$error":"#DIV/0!"},{"$error":"#DIV/0!"},{"$error":"#DIV/0!"},{"$error":"#DIV/0!"},{"$error":"#DIV/0!"},{"$error":"#DIV/0!"},{"$error":"#DIV/0!"},{"$error":"#DIV/0!"},{"$error":"#DIV/0!"},{"$error":"#DIV/0!"},{"$error":"#DIV/0!"},{"$error":"#DIV/0!"},{"$error":"#DIV/0!"},{"$error":"#DIV/0!"},{"$error":"#DIV/0!"},{"$error":"#DIV/0!"},{"$error":"#DIV/0!"},{"$error":"#DIV/0!"},{"$error":"#DIV/0!"},"冷房COP比","βc"]
[null,null,"Σ",{"$f":"D$161*D$206","v":{"$error":"#DIV/0!"}},{"$f":"E$161*E$206","v":{"$error":"#DIV/0!"}},{"$error":"#DIV/0!"},{"$f":"G$161*G$206","v":{"$error":"#DIV/0!"}},{"$error":"#DIV/0!"},{"$error":"#DIV/0!"},{"$error":"#DIV/0!"},{"$error":"#DIV/0!"},{"$error":"#DIV/0!"},{"$error":"#DIV/0!"},{"$error":"#DIV/0!"},{"$error":"#DIV/0!"},{"$error":"#DIV/0!"},{"$error":"#DIV/0!"},{"$error":"#DIV/0!"},{"$error":"#DIV/0!"},{"$error":"#DIV/0!"},{"$error":"#DIV/0!"},{"$error":"#DIV/0!"},{"$error":"#DIV/0!"},{"$error":"#DIV/0!"},{"$error":"#DIV/0!"},{"$error":"#DIV/0!"},{"$error":"#DIV/0!"},{"$error":"#DIV/0!"},{"$error":"#DIV/0!"},{"$error":"#DIV/0!"},{"$error":"#DIV/0!"},{"$error":"#DIV/0!"},{"$error":"#DIV/0!"},{"$error":"#DIV/0!"},{"$error":"#DIV/0!"},{"$error":"#DIV/0!"},{"$error":"#DIV/0!"},{"$error":"#DIV/0!"},{"$error":"#DIV/0!"},{"$error":"#DIV/0!"},{"$error":"#DIV/0!"},{"$error":"#DIV/0!"},{"$error":"#DIV/0!"},{"$error":"#DIV/0!"},{"$error":"#DIV/0!"},{"$f":"SUM($D$211:$AS$211)","v":{"$error":"#DIV/0!"}},"Σ"]
[null,"前9","冷房時消費電力比",{"$f":"D$162/D$216","v":{"$error":"#DIV/0!"}},{"$f":"E$162/E$216","v":{"$error":"#DIV/0!"}},{"$error":"#DIV/0!"},{"$error":"#DIV/0!"},{"$error":"#DIV/0!"},{"$error":"#DIV/0!"},{"$error":"#DIV/0!"},{"$error":"#DIV/0!"},{"$error":"#DIV/0!"},{"$error":"#DIV/0!"},{"$error":"#DIV/0!"},{"$error":"#DIV/0!"},{"$error":"#DIV/0!"},{"$error":"#DIV/0!"},{"$error":"#DIV/0!"},{"$error":"#DIV/0!"},{"$error":"#DIV/0!"},{"$error":"#DIV/0!"},{"$error":"#DIV/0!"},{"$error":"#DIV/0!"},{"$error":"#DIV/0!"},{"$error":"#DIV/0!"},{"$error":"#DIV/0!"},{"$error":"#DIV/0!"},{"$error":"#DIV/0!"},{"$error":"#DIV/0!"},{"$error":"#DIV/0!"},{"$error":"#DIV/0!"},{"$error":"#DIV/0!"},{"$error":"#DIV/0!"},{"$error":"#DIV/0!"},{"$error":"#DIV/0!"},{"$error":"#DIV/0!"},{"$error":"#DIV/0!"},{"$error":"#DIV/0!"},{"$error":"#DIV/0!"},{"$error":"#DIV/0!"},{"$error":"#DIV/0!"},{"$error":"#DIV/0!"},{"$error":"#DIV/0!"},{"$error":"#DIV/0!"},{"$f":"AS$162/AS$216","v":{"$error":"#DIV/0!"}},"冷房時消費電力比","εc"]
[null,null,"冷房能力",{"$f":"($Y$29-1.077*$Y$29)/6*($D$148-35)+$Y$29","v":0},{"$f":"($Y$29-1.077*$Y$29)/6*($E$148-35)+$Y$29","v":0},{"$f":"($Y$29-1.077*$Y$29)/6*($F$148-35)+$Y$29","v":0},{"$f":"($Y$29-1.077*$Y$29)/6*($G$148-35)+$Y$29","v":0},{"$f":"($Y$29-1.077*$Y$29)/6*($H$148-35)+$Y$29","v":0},{"$f":"($Y$29-1.077*$Y$29)/6*($I$148-35)+$Y$29","v":0},{"$f":"($Y$29-1.077*$Y$29)/6*($J$148-35)+$Y$29","v":0},{"$f":"($Y$29-1.077*$Y$29)/6*($K$148-35)+$Y$29","v":0},{"$f":"($Y$29-1.077*$Y$29)/6*($L$148-35)+$Y$29","v":0},{"$f":"($Y$29-1.077*$Y$29)/6*($M$148-35)+$Y$29","v":0},{"$f":"($Y$29-1.077*$Y$29)/6*($N$148-35)+$Y$29","v":0},{"$f":"($Y$29-1.077*$Y$29)/6*($O$148-35)+$Y$29","v":0},{"$f":"($Y$29-1.077*$Y$29)/6*($P$148-35)+$Y$29","v":0},{"$f":"($Y$29-1.077*$Y$29)/6*($Q$148-35)+$Y$29","v":0},{"$f":"($Y$29-1.077*$Y$29)/6*($R$148-35)+$Y$29","v":0},{"$f":"($Y$29-1.077*$Y$29)/6*($S$148-35)+$Y$29","v":0},{"$f":"($Y$29-1.077*$Y$29)/6*($T$148-35)+$Y$29","v":0},{"$f":"($Y$29-1.077*$Y$29)/6*($U$148-35)+$Y$29","v":0},{"$f":"($Y$29-1.077*$Y$29)/6*($V$148-35)+$Y$29","v":0},{"$f":"($Y$29-1.077*$Y$29)/6*($W$148-35)+$Y$29","v":0},{"$f":"($Y$29-1.077*$Y$29)/6*($X$148-35)+$Y$29","v":0},{"$f":"($Y$29-1.077*$Y$29)/6*($Y$148-35)+$Y$29","v":0},{"$f":"($Y$29-1.077*$Y$29)/6*($Z$148-35)+$Y$29","v":0},{"$f":"($Y$29-1.077*$Y$29)/6*($AA$148-35)+$Y$29","v":0},{"$f":"($Y$29-1.077*$Y$29)/6*($AB$148-35)+$Y$29","v":0},{"$f":"($Y$29-1.077*$Y$29)/6*($AC$148-35)+$Y$29","v":0},{"$f":"($Y$29-1.077*$Y$29)/6*($AD$148-35)+$Y$29","v":0},{"$f":"($Y$29-1.077*$Y$29)/6*($AE$148-35)+$Y$29","v":0},{"$f":"($Y$29-1.077*$Y$29)/6*($AF$148-35)+$Y$29","v":0},{"$f":"($Y$29-1.077*$Y$29)/6*($AG$148-35)+$Y$29","v":0},{"$f":"($Y$29-1.077*$Y$29)/6*($AH$148-35)+$Y$29","v":0},{"$f":"($Y$29-1.077*$Y$29)/6*($AI$148-35)+$Y$29","v":0},{"$f":"($Y$29-1.077*$Y$29)/6*($AJ$148-35)+$Y$29","v":0},{"$f":"($Y$29-1.077*$Y$29)/6*($AK$148-35)+$Y$29","v":0},{"$f":"($Y$29-1.077*$Y$29)/6*($AL$148-35)+$Y$29","v":0},{"$f":"($Y$29-1.077*$Y$29)/6*($AM$148-35)+$Y$29","v":0},{"$f":"($Y$29-1.077*$Y$29)/6*($AN$148-35)+$Y$29","v":0},{"$f":"($Y$29-1.077*$Y$29)/6*($AO$148-35)+$Y$29","v":0},{"$f":"($Y$29-1.077*$Y$29)/6*($AP$148-35)+$Y$29","v":0},{"$f":"($Y$29-1.077*$Y$29)/6*($AQ$148-35)+$Y$29","v":0},{"$f":"($Y$29-1.077*$Y$29)/6*($AR$148-35)+$Y$29","v":0},{"$f":"($Y$29-1.077*$Y$29)/6*($AS$148-35)+$Y$29","v":0},"冷房能力","Φc"]
[null,null,"冷房消費電力",{"$f":"($Y$30-0.914*$Y$30)/6*($D$148-35)+$Y$30","v":0},{"$f":"($Y$30-0.914*$Y$30)/6*($E$148-35)+$Y$30","v":0},{"$f":"($Y$30-0.914*$Y$30)/6*($F$148-35)+$Y$30","v":0},{"$f":"($Y$30-0.914*$Y$30)/6*($G$148-35)+$Y$30","v":0},{"$f":"($Y$30-0.914*$Y$30)/6*($H$148-35)+$Y$30","v":0},{"$f":"($Y$30-0.914*$Y$30)/6*($I$148-35)+$Y$30","v":0},{"$f":"($Y$30-0.914*$Y$30)/6*($J$148-35)+$Y$30","v":0},{"$f":"($Y$30-0.914*$Y$30)/6*($K$148-35)+$Y$30","v":0},{"$f":"($Y$30-0.914*$Y$30)/6*($L$148-35)+$Y$30","v":0},{"$f":"($Y$30-0.914*$Y$30)/6*($M$148-35)+$Y$30","v":0},{"$f":"($Y$30-0.914*$Y$30)/6*($N$148-35)+$Y$30","v":0},{"$f":"($Y$30-0.914*$Y$30)/6*($O$148-35)+$Y$30","v":0},{"$f":"($Y$30-0.914*$Y$30)/6*($P$148-35)+$Y$30","v":0},{"$f":"($Y$30-0.914*$Y$30)/6*($Q$148-35)+$Y$30","v":0},{"$f":"($Y$30-0.914*$Y$30)/6*($R$148-35)+$Y$30","v":0},{"$f":"($Y$30-0.914*$Y$30)/6*($S$148-35)+$Y$30","v":0},{"$f":"($Y$30-0.914*$Y$30)/6*($T$148-35)+$Y$30","v":0},{"$f":"($Y$30-0.914*$Y$30)/6*($U$148-35)+$Y$30","v":0},{"$f":"($Y$30-0.914*$Y$30)/6*($V$148-35)+$Y$30","v":0},{"$f":"($Y$30-0.914*$Y$30)/6*($W$148-35)+$Y$30","v":0},{"$f":"($Y$30-0.914*$Y$30)/6*($X$148-35)+$Y$30","v":0},{"$f":"($Y$30-0.914*$Y$30)/6*($Y$148-35)+$Y$30","v":0},{"$f":"($Y$30-0.914*$Y$30)/6*($Z$148-35)+$Y$30","v":0},{"$f":"($Y$30-0.914*$Y$30)/6*($AA$148-35)+$Y$30","v":0},{"$f":"($Y$30-0.914*$Y$30)/6*($AB$148-35)+$Y$30","v":0},{"$f":"($Y$30-0.914*$Y$30)/6*($AC$148-35)+$Y$30","v":0},{"$f":"($Y$30-0.914*$Y$30)/6*($AD$148-35)+$Y$30","v":0},{"$f":"($Y$30-0.914*$Y$30)/6*($AE$148-35)+$Y$30","v":0},{"$f":"($Y$30-0.914*$Y$30)/6*($AF$148-35)+$Y$30","v":0},{"$f":"($Y$30-0.914*$Y$30)/6*($AG$148-35)+$Y$30","v":0},{"$f":"($Y$30-0.914*$Y$30)/6*($AH$148-35)+$Y$30","v":0},{"$f":"($Y$30-0.914*$Y$30)/6*($AI$148-35)+$Y$30","v":0},{"$f":"($Y$30-0.914*$Y$30)/6*($AJ$148-35)+$Y$30","v":0},{"$f":"($Y$30-0.914*$Y$30)/6*($AK$148-35)+$Y$30","v":0},{"$f":"($Y$30-0.914*$Y$30)/6*($AL$148-35)+$Y$30","v":0},{"$f":"($Y$30-0.914*$Y$30)/6*($AM$148-35)+$Y$30","v":0},{"$f":"($Y$30-0.914*$Y$30)/6*($AN$148-35)+$Y$30","v":0},{"$f":"($Y$30-0.914*$Y$30)/6*($AO$148-35)+$Y$30","v":0},{"$f":"($Y$30-0.914*$Y$30)/6*($AP$148-35)+$Y$30","v":0},{"$f":"($Y$30-0.914*$Y$30)/6*($AQ$148-35)+$Y$30","v":0},{"$f":"($Y$30-0.914*$Y$30)/6*($AR$148-35)+$Y$30","v":0},{"$f":"($Y$30-0.914*$Y$30)/6*($AS$148-35)+$Y$30","v":0},"冷房消費電力","Pc"]
[null,null,"冷房COP",{"$f":"D$213/D$214","v":{"$error":"#DIV/0!"}},{"$f":"E$213/E$214","v":{"$error":"#DIV/0!"}},{"$error":"#DIV/0!"},{"$error":"#DIV/0!"},{"$error":"#DIV/0!"},{"$error":"#DIV/0!"},{"$error":"#DIV/0!"},{"$error":"#DIV/0!"},{"$error":"#DIV/0!"},{"$error":"#DIV/0!"},{"$error":"#DIV/0!"},{"$error":"#DIV/0!"},{"$error":"#DIV/0!"},{"$error":"#DIV/0!"},{"$error":"#DIV/0!"},{"$error":"#DIV/0!"},{"$error":"#DIV/0!"},{"$error":"#DIV/0!"},{"$error":"#DIV/0!"},{"$error":"#DIV/0!"},{"$error":"#DIV/0!"},{"$error":"#DIV/0!"},{"$error":"#DIV/0!"},{"$error":"#DIV/0!"},{"$error":"#DIV/0!"},{"$error":"#DIV/0!"},{"$error":"#DIV/0!"},{"$error":"#DIV/0!"},{"$error":"#DIV/0!"},{"$error":"#DIV/0!"},{"$error":"#DIV/0!"},{"$error":"#DIV/0!"},{"$error":"#DIV/0!"},{"$error":"#DIV/0!"},{"$error":"#DIV/0!"},{"$error":"#DIV/0!"},{"$error":"#DIV/0!"},{"$error":"#DIV/0!"},{"$error":"#DIV/0!"},{"$error":"#DIV/0!"},{"$error":"#DIV/0!"},{"$error":"#DIV/0!"},"冷房COP","σc"]
[null,null,"冷房COP比",{"$f":"D$215/$Y$31","v":{"$error":"#DIV/0!"}},{"$f":"E$215/$Y$31","v":{"$error":"#DIV/0!"}},{"$error":"#DIV/0!"},{"$error":"#DIV/0!"},{"$error":"#DIV/0!"},{"$error":"#DIV/0!"},{"$error":"#DIV/0!"},{"$error":"#DIV/0!"},{"$error":"#DIV/0!"},{"$error":"#DIV/0!"},{"$error":"#DIV/0!"},{"$error":"#DIV/0!"},{"$error":"#DIV/0!"},{"$error":"#DIV/0!"},{"$error":"#DIV/0!"},{"$error":"#DIV/0!"},{"$error":"#DIV/0!"},{"$error":"#DIV/0!"},{"$error":"#DIV/0!"},{"$error":"#DIV/0!"},{"$error":"#DIV/0!"},{"$error":"#DIV/0!"},{"$error":"#DIV/0!"},{"$error":"#DIV/0!"},{"$error":"#DIV/0!"},{"$error":"#DIV/0!"},{"$error":"#DIV/0!"},{"$error":"#DIV/0!"},{"$error":"#DIV/0!"},{"$error":"#DIV/0!"},{"$error":"#DIV/0!"},{"$error":"#DIV/0!"},{"$error":"#DIV/0!"},{"$error":"#DIV/0!"},{"$error":"#DIV/0!"},{"$error":"#DIV/0!"},{"$error":"#DIV/0!"},{"$error":"#DIV/0!"},{"$error":"#DIV/0!"},{"$error":"#DIV/0!"},{"$error":"#DIV/0!"},{"$error":"#DIV/0!"},"冷房COP比","βc"]
[null,null,"Σ",{"$f":"D$161*D$212","v":{"$error":"#DIV/0!"}},{"$f":"E$161*E$212","v":{"$error":"#DIV/0!"}},{"$error":"#DIV/0!"},{"$f":"G$161*G$212","v":{"$error":"#DIV/0!"}},{"$error":"#DIV/0!"},{"$error":"#DIV/0!"},{"$error":"#DIV/0!"},{"$error":"#DIV/0!"},{"$error":"#DIV/0!"},{"$error":"#DIV/0!"},{"$error":"#DIV/0!"},{"$error":"#DIV/0!"},{"$error":"#DIV/0!"},{"$error":"#DIV/0!"},{"$error":"#DIV/0!"},{"$error":"#DIV/0!"},{"$error":"#DIV/0!"},{"$error":"#DIV/0!"},{"$error":"#DIV/0!"},{"$error":"#DIV/0!"},{"$error":"#DIV/0!"},{"$error":"#DIV/0!"},{"$error":"#DIV/0!"},{"$error":"#DIV/0!"},{"$error":"#DIV/0!"},{"$error":"#DIV/0!"},{"$error":"#DIV/0!"},{"$error":"#DIV/0!"},{"$error":"#DIV/0!"},{"$error":"#DIV/0!"},{"$error":"#DIV/0!"},{"$error":"#DIV/0!"},{"$error":"#DIV/0!"},{"$error":"#DIV/0!"},{"$error":"#DIV/0!"},{"$error":"#DIV/0!"},{"$error":"#DIV/0!"},{"$error":"#DIV/0!"},{"$error":"#DIV/0!"},{"$error":"#DIV/0!"},{"$error":"#DIV/0!"},{"$error":"#DIV/0!"},{"$f":"SUM($D$217:$AS$217)","v":{"$error":"#DIV/0!"}},"Σ"]
[null,"前10","冷房時消費電力比",{"$f":"D$162/D$222","v":{"$error":"#DIV/0!"}},{"$f":"E$162/E$222","v":{"$error":"#DIV/0!"}},{"$error":"#DIV/0!"},{"$error":"#DIV/0!"},{"$error":"#DIV/0!"},{"$error":"#DIV/0!"},{"$error":"#DIV/0!"},{"$error":"#DIV/0!"},{"$error":"#DIV/0!"},{"$error":"#DIV/0!"},{"$error":"#DIV/0!"},{"$error":"#DIV/0!"},{"$error":"#DIV/0!"},{"$error":"#DIV/0!"},{"$error":"#DIV/0!"},{"$error":"#DIV/0!"},{"$error":"#DIV/0!"},{"$error":"#DIV/0!"},{"$error":"#DIV/0!"},{"$error":"#DIV/0!"},{"$error":"#DIV/0!"},{"$error":"#DIV/0!"},{"$error":"#DIV/0!"},{"$error":"#DIV/0!"},{"$error":"#DIV/0!"},{"$error":"#DIV/0!"},{"$error":"#DIV/0!"},{"$error":"#DIV/0!"},{"$error":"#DIV/0!"},{"$error":"#DIV/0!"},{"$error":"#DIV/0!"},{"$error":"#DIV/0!"},{"$error":"#DIV/0!"},{"$error":"#DIV/0!"},{"$error":"#DIV/0!"},{"$error":"#DIV/0!"},{"$error":"#DIV/0!"},{"$error":"#DIV/0!"},{"$error":"#DIV/0!"},{"$error":"#DIV/0!"},{"$error":"#DIV/0!"},{"$f":"AS$162/AS$222","v":{"$error":"#DIV/0!"}},"冷房時消費電力比","εc"]
[null,null,"冷房能力",{"$f":"($Z$29-1.077*$Z$29)/6*($D$148-35)+$Z$29","v":0},{"$f":"($Z$29-1.077*$Z$29)/6*($E$148-35)+$Z$29","v":0},{"$f":"($Z$29-1.077*$Z$29)/6*($F$148-35)+$Z$29","v":0},{"$f":"($Z$29-1.077*$Z$29)/6*($G$148-35)+$Z$29","v":0},{"$f":"($Z$29-1.077*$Z$29)/6*($H$148-35)+$Z$29","v":0},{"$f":"($Z$29-1.077*$Z$29)/6*($I$148-35)+$Z$29","v":0},{"$f":"($Z$29-1.077*$Z$29)/6*($J$148-35)+$Z$29","v":0},{"$f":"($Z$29-1.077*$Z$29)/6*($K$148-35)+$Z$29","v":0},{"$f":"($Z$29-1.077*$Z$29)/6*($L$148-35)+$Z$29","v":0},{"$f":"($Z$29-1.077*$Z$29)/6*($M$148-35)+$Z$29","v":0},{"$f":"($Z$29-1.077*$Z$29)/6*($N$148-35)+$Z$29","v":0},{"$f":"($Z$29-1.077*$Z$29)/6*($O$148-35)+$Z$29","v":0},{"$f":"($Z$29-1.077*$Z$29)/6*($P$148-35)+$Z$29","v":0},{"$f":"($Z$29-1.077*$Z$29)/6*($Q$148-35)+$Z$29","v":0},{"$f":"($Z$29-1.077*$Z$29)/6*($R$148-35)+$Z$29","v":0},{"$f":"($Z$29-1.077*$Z$29)/6*($S$148-35)+$Z$29","v":0},{"$f":"($Z$29-1.077*$Z$29)/6*($T$148-35)+$Z$29","v":0},{"$f":"($Z$29-1.077*$Z$29)/6*($U$148-35)+$Z$29","v":0},{"$f":"($Z$29-1.077*$Z$29)/6*($V$148-35)+$Z$29","v":0},{"$f":"($Z$29-1.077*$Z$29)/6*($W$148-35)+$Z$29","v":0},{"$f":"($Z$29-1.077*$Z$29)/6*($X$148-35)+$Z$29","v":0},{"$f":"($Z$29-1.077*$Z$29)/6*($Y$148-35)+$Z$29","v":0},{"$f":"($Z$29-1.077*$Z$29)/6*($Z$148-35)+$Z$29","v":0},{"$f":"($Z$29-1.077*$Z$29)/6*($AA$148-35)+$Z$29","v":0},{"$f":"($Z$29-1.077*$Z$29)/6*($AB$148-35)+$Z$29","v":0},{"$f":"($Z$29-1.077*$Z$29)/6*($AC$148-35)+$Z$29","v":0},{"$f":"($Z$29-1.077*$Z$29)/6*($AD$148-35)+$Z$29","v":0},{"$f":"($Z$29-1.077*$Z$29)/6*($AE$148-35)+$Z$29","v":0},{"$f":"($Z$29-1.077*$Z$29)/6*($AF$148-35)+$Z$29","v":0},{"$f":"($Z$29-1.077*$Z$29)/6*($AG$148-35)+$Z$29","v":0},{"$f":"($Z$29-1.077*$Z$29)/6*($AH$148-35)+$Z$29","v":0},{"$f":"($Z$29-1.077*$Z$29)/6*($AI$148-35)+$Z$29","v":0},{"$f":"($Z$29-1.077*$Z$29)/6*($AJ$148-35)+$Z$29","v":0},{"$f":"($Z$29-1.077*$Z$29)/6*($AK$148-35)+$Z$29","v":0},{"$f":"($Z$29-1.077*$Z$29)/6*($AL$148-35)+$Z$29","v":0},{"$f":"($Z$29-1.077*$Z$29)/6*($AM$148-35)+$Z$29","v":0},{"$f":"($Z$29-1.077*$Z$29)/6*($AN$148-35)+$Z$29","v":0},{"$f":"($Z$29-1.077*$Z$29)/6*($AO$148-35)+$Z$29","v":0},{"$f":"($Z$29-1.077*$Z$29)/6*($AP$148-35)+$Z$29","v":0},{"$f":"($Z$29-1.077*$Z$29)/6*($AQ$148-35)+$Z$29","v":0},{"$f":"($Z$29-1.077*$Z$29)/6*($AR$148-35)+$Z$29","v":0},{"$f":"($Z$29-1.077*$Z$29)/6*($AS$148-35)+$Z$29","v":0},"冷房能力","Φc"]
[null,null,"冷房消費電力",{"$f":"($Z$30-0.914*$Z$30)/6*($D$148-35)+$Z$30","v":0},{"$f":"($Z$30-0.914*$Z$30)/6*($E$148-35)+$Z$30","v":0},{"$f":"($Z$30-0.914*$Z$30)/6*($F$148-35)+$Z$30","v":0},{"$f":"($Z$30-0.914*$Z$30)/6*($G$148-35)+$Z$30","v":0},{"$f":"($Z$30-0.914*$Z$30)/6*($H$148-35)+$Z$30","v":0},{"$f":"($Z$30-0.914*$Z$30)/6*($I$148-35)+$Z$30","v":0},{"$f":"($Z$30-0.914*$Z$30)/6*($J$148-35)+$Z$30","v":0},{"$f":"($Z$30-0.914*$Z$30)/6*($K$148-35)+$Z$30","v":0},{"$f":"($Z$30-0.914*$Z$30)/6*($L$148-35)+$Z$30","v":0},{"$f":"($Z$30-0.914*$Z$30)/6*($M$148-35)+$Z$30","v":0},{"$f":"($Z$30-0.914*$Z$30)/6*($N$148-35)+$Z$30","v":0},{"$f":"($Z$30-0.914*$Z$30)/6*($O$148-35)+$Z$30","v":0},{"$f":"($Z$30-0.914*$Z$30)/6*($P$148-35)+$Z$30","v":0},{"$f":"($Z$30-0.914*$Z$30)/6*($Q$148-35)+$Z$30","v":0},{"$f":"($Z$30-0.914*$Z$30)/6*($R$148-35)+$Z$30","v":0},{"$f":"($Z$30-0.914*$Z$30)/6*($S$148-35)+$Z$30","v":0},{"$f":"($Z$30-0.914*$Z$30)/6*($T$148-35)+$Z$30","v":0},{"$f":"($Z$30-0.914*$Z$30)/6*($U$148-35)+$Z$30","v":0},{"$f":"($Z$30-0.914*$Z$30)/6*($V$148-35)+$Z$30","v":0},{"$f":"($Z$30-0.914*$Z$30)/6*($W$148-35)+$Z$30","v":0},{"$f":"($Z$30-0.914*$Z$30)/6*($X$148-35)+$Z$30","v":0},{"$f":"($Z$30-0.914*$Z$30)/6*($Y$148-35)+$Z$30","v":0},{"$f":"($Z$30-0.914*$Z$30)/6*($Z$148-35)+$Z$30","v":0},{"$f":"($Z$30-0.914*$Z$30)/6*($AA$148-35)+$Z$30","v":0},{"$f":"($Z$30-0.914*$Z$30)/6*($AB$148-35)+$Z$30","v":0},{"$f":"($Z$30-0.914*$Z$30)/6*($AC$148-35)+$Z$30","v":0},{"$f":"($Z$30-0.914*$Z$30)/6*($AD$148-35)+$Z$30","v":0},{"$f":"($Z$30-0.914*$Z$30)/6*($AE$148-35)+$Z$30","v":0},{"$f":"($Z$30-0.914*$Z$30)/6*($AF$148-35)+$Z$30","v":0},{"$f":"($Z$30-0.914*$Z$30)/6*($AG$148-35)+$Z$30","v":0},{"$f":"($Z$30-0.914*$Z$30)/6*($AH$148-35)+$Z$30","v":0},{"$f":"($Z$30-0.914*$Z$30)/6*($AI$148-35)+$Z$30","v":0},{"$f":"($Z$30-0.914*$Z$30)/6*($AJ$148-35)+$Z$30","v":0},{"$f":"($Z$30-0.914*$Z$30)/6*($AK$148-35)+$Z$30","v":0},{"$f":"($Z$30-0.914*$Z$30)/6*($AL$148-35)+$Z$30","v":0},{"$f":"($Z$30-0.914*$Z$30)/6*($AM$148-35)+$Z$30","v":0},{"$f":"($Z$30-0.914*$Z$30)/6*($AN$148-35)+$Z$30","v":0},{"$f":"($Z$30-0.914*$Z$30)/6*($AO$148-35)+$Z$30","v":0},{"$f":"($Z$30-0.914*$Z$30)/6*($AP$148-35)+$Z$30","v":0},{"$f":"($Z$30-0.914*$Z$30)/6*($AQ$148-35)+$Z$30","v":0},{"$f":"($Z$30-0.914*$Z$30)/6*($AR$148-35)+$Z$30","v":0},{"$f":"($Z$30-0.914*$Z$30)/6*($AS$148-35)+$Z$30","v":0},"冷房消費電力","Pc"]
[null,null,"冷房COP",{"$f":"D$219/D$220","v":{"$error":"#DIV/0!"}},{"$f":"E$219/E$220","v":{"$error":"#DIV/0!"}},{"$error":"#DIV/0!"},{"$error":"#DIV/0!"},{"$error":"#DIV/0!"},{"$error":"#DIV/0!"},{"$error":"#DIV/0!"},{"$error":"#DIV/0!"},{"$error":"#DIV/0!"},{"$error":"#DIV/0!"},{"$error":"#DIV/0!"},{"$error":"#DIV/0!"},{"$error":"#DIV/0!"},{"$error":"#DIV/0!"},{"$error":"#DIV/0!"},{"$error":"#DIV/0!"},{"$error":"#DIV/0!"},{"$error":"#DIV/0!"},{"$error":"#DIV/0!"},{"$error":"#DIV/0!"},{"$error":"#DIV/0!"},{"$error":"#DIV/0!"},{"$error":"#DIV/0!"},{"$error":"#DIV/0!"},{"$error":"#DIV/0!"},{"$error":"#DIV/0!"},{"$error":"#DIV/0!"},{"$error":"#DIV/0!"},{"$error":"#DIV/0!"},{"$error":"#DIV/0!"},{"$error":"#DIV/0!"},{"$error":"#DIV/0!"},{"$error":"#DIV/0!"},{"$error":"#DIV/0!"},{"$error":"#DIV/0!"},{"$error":"#DIV/0!"},{"$error":"#DIV/0!"},{"$error":"#DIV/0!"},{"$error":"#DIV/0!"},{"$error":"#DIV/0!"},{"$error":"#DIV/0!"},{"$error":"#DIV/0!"},"冷房COP","σc"]
[null,null,"冷房COP比",{"$f":"D$221/$Z$31","v":{"$error":"#DIV/0!"}},{"$f":"E$221/$Z$31","v":{"$error":"#DIV/0!"}},{"$error":"#DIV/0!"},{"$error":"#DIV/0!"},{"$error":"#DIV/0!"},{"$error":"#DIV/0!"},{"$error":"#DIV/0!"},{"$error":"#DIV/0!"},{"$error":"#DIV/0!"},{"$error":"#DIV/0!"},{"$error":"#DIV/0!"},{"$error":"#DIV/0!"},{"$error":"#DIV/0!"},{"$error":"#DIV/0!"},{"$error":"#DIV/0!"},{"$error":"#DIV/0!"},{"$error":"#DIV/0!"},{"$error":"#DIV/0!"},{"$error":"#DIV/0!"},{"$error":"#DIV/0!"},{"$error":"#DIV/0!"},{"$error":"#DIV/0!"},{"$error":"#DIV/0!"},{"$error":"#DIV/0!"},{"$error":"#DIV/0!"},{"$error":"#DIV/0!"},{"$error":"#DIV/0!"},{"$error":"#DIV/0!"},{"$error":"#DIV/0!"},{"$error":"#DIV/0!"},{"$error":"#DIV/0!"},{"$error":"#DIV/0!"},{"$error":"#DIV/0!"},{"$error":"#DIV/0!"},{"$error":"#DIV/0!"},{"$error":"#DIV/0!"},{"$error":"#DIV/0!"},{"$error":"#DIV/0!"},{"$error":"#DIV/0!"},{"$error":"#DIV/0!"},{"$error":"#DIV/0!"},{"$error":"#DIV/0!"},"冷房COP比","βc"]
[null,null,"Σ",{"$f":"D$161*D$218","v":{"$error":"#DIV/0!"}},{"$f":"E$161*E$218","v":{"$error":"#DIV/0!"}},{"$error":"#DIV/0!"},{"$f":"G$161*G$218","v":{"$error":"#DIV/0!"}},{"$error":"#DIV/0!"},{"$error":"#DIV/0!"},{"$error":"#DIV/0!"},{"$error":"#DIV/0!"},{"$error":"#DIV/0!"},{"$error":"#DIV/0!"},{"$error":"#DIV/0!"},{"$error":"#DIV/0!"},{"$error":"#DIV/0!"},{"$error":"#DIV/0!"},{"$error":"#DIV/0!"},{"$error":"#DIV/0!"},{"$error":"#DIV/0!"},{"$error":"#DIV/0!"},{"$error":"#DIV/0!"},{"$error":"#DIV/0!"},{"$error":"#DIV/0!"},{"$error":"#DIV/0!"},{"$error":"#DIV/0!"},{"$error":"#DIV/0!"},{"$error":"#DIV/0!"},{"$error":"#DIV/0!"},{"$error":"#DIV/0!"},{"$error":"#DIV/0!"},{"$error":"#DIV/0!"},{"$error":"#DIV/0!"},{"$error":"#DIV/0!"},{"$error":"#DIV/0!"},{"$error":"#DIV/0!"},{"$error":"#DIV/0!"},{"$error":"#DIV/0!"},{"$error":"#DIV/0!"},{"$error":"#DIV/0!"},{"$error":"#DIV/0!"},{"$error":"#DIV/0!"},{"$error":"#DIV/0!"},{"$error":"#DIV/0!"},{"$error":"#DIV/0!"},{"$f":"SUM($D$223:$AS$223)","v":{"$error":"#DIV/0!"}},"Σ"]
[]
[null,"後1","冷房時消費電力比",{"$f":"$D$162/$D$229","v":{"$error":"#DIV/0!"}},{"$f":"$E$162/$E$229","v":{"$error":"#DIV/0!"}},{"$f":"$F$162/$F$229","v":{"$error":"#DIV/0!"}},{"$f":"$G$162/$G$229","v":{"$error":"#DIV/0!"}},{"$f":"$H$162/$H$229","v":{"$error":"#DIV/0!"}},{"$f":"$I$162/$I$229","v":{"$error":"#DIV/0!"}},{"$f":"$J$162/$J$229","v":{"$error":"#DIV/0!"}},{"$f":"$K$162/$K$229","v":{"$error":"#DIV/0!"}},{"$f":"$L$162/$L$229","v":{"$error":"#DIV/0!"}},{"$f":"$M$162/$M$229","v":{"$error":"#DIV/0!"}},{"$f":"$N$162/$N$229","v":{"$error":"#DIV/0!"}},{"$f":"$O$162/$O$229","v":{"$error":"#DIV/0!"}},{"$f":"$P$162/$P$229","v":{"$error":"#DIV/0!"}},{"$f":"$Q$162/$Q$229","v":{"$error":"#DIV/0!"}},{"$f":"$R$162/$R$229","v":{"$error":"#DIV/0!"}},{"$f":"$S$162/$S$229","v":{"$error":"#DIV/0!"}},{"$f":"$T$162/$T$229","v":{"$error":"#DIV/0!"}},{"$f":"$U$162/$U$229","v":{"$error":"#DIV/0!"}},{"$f":"$V$162/$V$229","v":{"$error":"#DIV/0!"}},{"$f":"$W$162/$W$229","v":{"$error":"#DIV/0!"}},{"$f":"$X$162/$X$229","v":{"$error":"#DIV/0!"}},{"$f":"$Y$162/$Y$229","v":{"$error":"#DIV/0!"}},{"$f":"$Z$162/$Z$229","v":{"$error":"#DIV/0!"}},{"$f":"$AA$162/$AA$229","v":{"$error":"#DIV/0!"}},{"$f":"$AB$162/$AB$229","v":{"$error":"#DIV/0!"}},{"$f":"$AC$162/$AC$229","v":{"$error":"#DIV/0!"}},{"$f":"$AD$162/$AD$229","v":{"$error":"#DIV/0!"}},{"$f":"$AE$162/$AE$229","v":{"$error":"#DIV/0!"}},{"$f":"$AF$162/$AF$229","v":{"$error":"#DIV/0!"}},{"$f":"$AG$162/$AG$229","v":{"$error":"#DIV/0!"}},{"$f":"$AH$162/$AH$229","v":{"$error":"#DIV/0!"}},{"$f":"$AI$162/$AI$229","v":{"$error":"#DIV/0!"}},{"$f":"$AJ$162/$AJ$229","v":{"$error":"#DIV/0!"}},{"$f":"$AK$162/$AK$229","v":{"$error":"#DIV/0!"}},{"$f":"$AL$162/$AL$229","v":{"$error":"#DIV/0!"}},{"$f":"$AM$162/$AM$229","v":{"$error":"#DIV/0!"}},{"$f":"$AN$162/$AN$229","v":{"$error":"#DIV/0!"}},{"$f":"$AO$162/$AO$229","v":{"$error":"#DIV/0!"}},{"$f":"$AP$162/$AP$229","v":{"$error":"#DIV/0!"}},{"$f":"$AQ$162/$AQ$229","v":{"$error":"#DIV/0!"}},{"$f":"$AR$162/$AR$229","v":{"$error":"#DIV/0!"}},{"$f":"$AS$162/$AS$229","v":{"$error":"#DIV/0!"}},"冷房時消費電力比","εc"]
[null,null,"冷房能力",{"$f":"($Q$43-1.077*$Q$43)/6*($D$148-35)+$Q$43","v":0},{"$f":"($Q$43-1.077*$Q$43)/6*($E$148-35)+$Q$43","v":0},{"$f":"($Q$43-1.077*$Q$43)/6*($F$148-35)+$Q$43","v":0},{"$f":"($Q$43-1.077*$Q$43)/6*($G$148-35)+$Q$43","v":0},{"$f":"($Q$43-1.077*$Q$43)/6*($H$148-35)+$Q$43","v":0},{"$f":"($Q$43-1.077*$Q$43)/6*($I$148-35)+$Q$43","v":0},{"$f":"($Q$43-1.077*$Q$43)/6*($J$148-35)+$Q$43","v":0},{"$f":"($Q$43-1.077*$Q$43)/6*($K$148-35)+$Q$43","v":0},{"$f":"($Q$43-1.077*$Q$43)/6*($L$148-35)+$Q$43","v":0},{"$f":"($Q$43-1.077*$Q$43)/6*($M$148-35)+$Q$43","v":0},{"$f":"($Q$43-1.077*$Q$43)/6*($N$148-35)+$Q$43","v":0},{"$f":"($Q$43-1.077*$Q$43)/6*($O$148-35)+$Q$43","v":0},{"$f":"($Q$43-1.077*$Q$43)/6*($P$148-35)+$Q$43","v":0},{"$f":"($Q$43-1.077*$Q$43)/6*($Q$148-35)+$Q$43","v":0},{"$f":"($Q$43-1.077*$Q$43)/6*($R$148-35)+$Q$43","v":0},{"$f":"($Q$43-1.077*$Q$43)/6*($S$148-35)+$Q$43","v":0},{"$f":"($Q$43-1.077*$Q$43)/6*($T$148-35)+$Q$43","v":0},{"$f":"($Q$43-1.077*$Q$43)/6*($U$148-35)+$Q$43","v":0},{"$f":"($Q$43-1.077*$Q$43)/6*($V$148-35)+$Q$43","v":0},{"$f":"($Q$43-1.077*$Q$43)/6*($W$148-35)+$Q$43","v":0},{"$f":"($Q$43-1.077*$Q$43)/6*($X$148-35)+$Q$43","v":0},{"$f":"($Q$43-1.077*$Q$43)/6*($Y$148-35)+$Q$43","v":0},{"$f":"($Q$43-1.077*$Q$43)/6*($Z$148-35)+$Q$43","v":0},{"$f":"($Q$43-1.077*$Q$43)/6*($AA$148-35)+$Q$43","v":0},{"$f":"($Q$43-1.077*$Q$43)/6*($AB$148-35)+$Q$43","v":0},{"$f":"($Q$43-1.077*$Q$43)/6*($AC$148-35)+$Q$43","v":0},{"$f":"($Q$43-1.077*$Q$43)/6*($AD$148-35)+$Q$43","v":0},{"$f":"($Q$43-1.077*$Q$43)/6*($AE$148-35)+$Q$43","v":0},{"$f":"($Q$43-1.077*$Q$43)/6*($AF$148-35)+$Q$43","v":0},{"$f":"($Q$43-1.077*$Q$43)/6*($AG$148-35)+$Q$43","v":0},{"$f":"($Q$43-1.077*$Q$43)/6*($AH$148-35)+$Q$43","v":0},{"$f":"($Q$43-1.077*$Q$43)/6*($AI$148-35)+$Q$43","v":0},{"$f":"($Q$43-1.077*$Q$43)/6*($AJ$148-35)+$Q$43","v":0},{"$f":"($Q$43-1.077*$Q$43)/6*($AK$148-35)+$Q$43","v":0},{"$f":"($Q$43-1.077*$Q$43)/6*($AL$148-35)+$Q$43","v":0},{"$f":"($Q$43-1.077*$Q$43)/6*($AM$148-35)+$Q$43","v":0},{"$f":"($Q$43-1.077*$Q$43)/6*($AN$148-35)+$Q$43","v":0},{"$f":"($Q$43-1.077*$Q$43)/6*($AO$148-35)+$Q$43","v":0},{"$f":"($Q$43-1.077*$Q$43)/6*($AP$148-35)+$Q$43","v":0},{"$f":"($Q$43-1.077*$Q$43)/6*($AQ$148-35)+$Q$43","v":0},{"$f":"($Q$43-1.077*$Q$43)/6*($AR$148-35)+$Q$43","v":0},{"$f":"($Q$43-1.077*$Q$43)/6*($AS$148-35)+$Q$43","v":0},"冷房能力","Φc"]
[null,null,"冷房消費電力",{"$f":"($Q$44-0.914*$Q$44)/6*($D$148-35)+$Q$44","v":0},{"$f":"($Q$44-0.914*$Q$44)/6*($E$148-35)+$Q$44","v":0},{"$f":"($Q$44-0.914*$Q$44)/6*($F$148-35)+$Q$44","v":0},{"$f":"($Q$44-0.914*$Q$44)/6*($G$148-35)+$Q$44","v":0},{"$f":"($Q$44-0.914*$Q$44)/6*($H$148-35)+$Q$44","v":0},{"$f":"($Q$44-0.914*$Q$44)/6*($I$148-35)+$Q$44","v":0},{"$f":"($Q$44-0.914*$Q$44)/6*($J$148-35)+$Q$44","v":0},{"$f":"($Q$44-0.914*$Q$44)/6*($K$148-35)+$Q$44","v":0},{"$f":"($Q$44-0.914*$Q$44)/6*($L$148-35)+$Q$44","v":0},{"$f":"($Q$44-0.914*$Q$44)/6*($M$148-35)+$Q$44","v":0},{"$f":"($Q$44-0.914*$Q$44)/6*($N$148-35)+$Q$44","v":0},{"$f":"($Q$44-0.914*$Q$44)/6*($O$148-35)+$Q$44","v":0},{"$f":"($Q$44-0.914*$Q$44)/6*($P$148-35)+$Q$44","v":0},{"$f":"($Q$44-0.914*$Q$44)/6*($Q$148-35)+$Q$44","v":0},{"$f":"($Q$44-0.914*$Q$44)/6*($R$148-35)+$Q$44","v":0},{"$f":"($Q$44-0.914*$Q$44)/6*($S$148-35)+$Q$44","v":0},{"$f":"($Q$44-0.914*$Q$44)/6*($T$148-35)+$Q$44","v":0},{"$f":"($Q$44-0.914*$Q$44)/6*($U$148-35)+$Q$44","v":0},{"$f":"($Q$44-0.914*$Q$44)/6*($V$148-35)+$Q$44","v":0},{"$f":"($Q$44-0.914*$Q$44)/6*($W$148-35)+$Q$44","v":0},{"$f":"($Q$44-0.914*$Q$44)/6*($X$148-35)+$Q$44","v":0},{"$f":"($Q$44-0.914*$Q$44)/6*($Y$148-35)+$Q$44","v":0},{"$f":"($Q$44-0.914*$Q$44)/6*($Z$148-35)+$Q$44","v":0},{"$f":"($Q$44-0.914*$Q$44)/6*($AA$148-35)+$Q$44","v":0},{"$f":"($Q$44-0.914*$Q$44)/6*($AB$148-35)+$Q$44","v":0},{"$f":"($Q$44-0.914*$Q$44)/6*($AC$148-35)+$Q$44","v":0},{"$f":"($Q$44-0.914*$Q$44)/6*($AD$148-35)+$Q$44","v":0},{"$f":"($Q$44-0.914*$Q$44)/6*($AE$148-35)+$Q$44","v":0},{"$f":"($Q$44-0.914*$Q$44)/6*($AF$148-35)+$Q$44","v":0},{"$f":"($Q$44-0.914*$Q$44)/6*($AG$148-35)+$Q$44","v":0},{"$f":"($Q$44-0.914*$Q$44)/6*($AH$148-35)+$Q$44","v":0},{"$f":"($Q$44-0.914*$Q$44)/6*($AI$148-35)+$Q$44","v":0},{"$f":"($Q$44-0.914*$Q$44)/6*($AJ$148-35)+$Q$44","v":0},{"$f":"($Q$44-0.914*$Q$44)/6*($AK$148-35)+$Q$44","v":0},{"$f":"($Q$44-0.914*$Q$44)/6*($AL$148-35)+$Q$44","v":0},{"$f":"($Q$44-0.914*$Q$44)/6*($AM$148-35)+$Q$44","v":0},{"$f":"($Q$44-0.914*$Q$44)/6*($AN$148-35)+$Q$44","v":0},{"$f":"($Q$44-0.914*$Q$44)/6*($AO$148-35)+$Q$44","v":0},{"$f":"($Q$44-0.914*$Q$44)/6*($AP$148-35)+$Q$44","v":0},{"$f":"($Q$44-0.914*$Q$44)/6*($AQ$148-35)+$Q$44","v":0},{"$f":"($Q$44-0.914*$Q$44)/6*($AR$148-35)+$Q$44","v":0},{"$f":"($Q$44-0.914*$Q$44)/6*($AS$148-35)+$Q$44","v":0},"冷房消費電力","Pc"]
[null,null,"冷房COP",{"$f":"$D$226/$D$227","v":{"$error":"#DIV/0!"}},{"$f":"$E$226/$E$227","v":{"$error":"#DIV/0!"}},{"$f":"$F$226/$F$227","v":{"$error":"#DIV/0!"}},{"$f":"$G$226/$G$227","v":{"$error":"#DIV/0!"}},{"$f":"$H$226/$H$227","v":{"$error":"#DIV/0!"}},{"$f":"$I$226/$I$227","v":{"$error":"#DIV/0!"}},{"$f":"$J$226/$J$227","v":{"$error":"#DIV/0!"}},{"$f":"$K$226/$K$227","v":{"$error":"#DIV/0!"}},{"$f":"$L$226/$L$227","v":{"$error":"#DIV/0!"}},{"$f":"$M$226/$M$227","v":{"$error":"#DIV/0!"}},{"$f":"$N$226/$N$227","v":{"$error":"#DIV/0!"}},{"$f":"$O$226/$O$227","v":{"$error":"#DIV/0!"}},{"$f":"$P$226/$P$227","v":{"$error":"#DIV/0!"}},{"$f":"$Q$226/$Q$227","v":{"$error":"#DIV/0!"}},{"$f":"$R$226/$R$227","v":{"$error":"#DIV/0!"}},{"$f":"$S$226/$S$227","v":{"$error":"#DIV/0!"}},{"$f":"$T$226/$T$227","v":{"$error":"#DIV/0!"}},{"$f":"$U$226/$U$227","v":{"$error":"#DIV/0!"}},{"$f":"$V$226/$V$227","v":{"$error":"#DIV/0!"}},{"$f":"$W$226/$W$227","v":{"$error":"#DIV/0!"}},{"$f":"$X$226/$X$227","v":{"$error":"#DIV/0!"}},{"$f":"$Y$226/$Y$227","v":{"$error":"#DIV/0!"}},{"$f":"$Z$226/$Z$227","v":{"$error":"#DIV/0!"}},{"$f":"$AA$226/$AA$227","v":{"$error":"#DIV/0!"}},{"$f":"$AB$226/$AB$227","v":{"$error":"#DIV/0!"}},{"$f":"$AC$226/$AC$227","v":{"$error":"#DIV/0!"}},{"$f":"$AD$226/$AD$227","v":{"$error":"#DIV/0!"}},{"$f":"$AE$226/$AE$227","v":{"$error":"#DIV/0!"}},{"$f":"$AF$226/$AF$227","v":{"$error":"#DIV/0!"}},{"$f":"$AG$226/$AG$227","v":{"$error":"#DIV/0!"}},{"$f":"$AH$226/$AH$227","v":{"$error":"#DIV/0!"}},{"$f":"$AI$226/$AI$227","v":{"$error":"#DIV/0!"}},{"$f":"$AJ$226/$AJ$227","v":{"$error":"#DIV/0!"}},{"$f":"$AK$226/$AK$227","v":{"$error":"#DIV/0!"}},{"$f":"$AL$226/$AL$227","v":{"$error":"#DIV/0!"}},{"$f":"$AM$226/$AM$227","v":{"$error":"#DIV/0!"}},{"$f":"$AN$226/$AN$227","v":{"$error":"#DIV/0!"}},{"$f":"$AO$226/$AO$227","v":{"$error":"#DIV/0!"}},{"$f":"$AP$226/$AP$227","v":{"$error":"#DIV/0!"}},{"$f":"$AQ$226/$AQ$227","v":{"$error":"#DIV/0!"}},{"$f":"$AR$226/$AR$227","v":{"$error":"#DIV/0!"}},{"$f":"$AS$226/$AS$227","v":{"$error":"#DIV/0!"}},"冷房COP","σc"]
[null,null,"冷房COP比",{"$f":"D228/$Q$45","v":{"$error":"#DIV/0!"}},{"$f":"E228/$Q$45","v":{"$error":"#DIV/0!"}},{"$error":"#DIV/0!"},{"$error":"#DIV/0!"},{"$error":"#DIV/0!"},{"$error":"#DIV/0!"},{"$error":"#DIV/0!"},{"$error":"#DIV/0!"},{"$error":"#DIV/0!"},{"$error":"#DIV/0!"},{"$error":"#DIV/0!"},{"$error":"#DIV/0!"},{"$error":"#DIV/0!"},{"$error":"#DIV/0!"},{"$error":"#DIV/0!"},{"$error":"#DIV/0!"},{"$error":"#DIV/0!"},{"$error":"#DIV/0!"},{"$error":"#DIV/0!"},{"$error":"#DIV/0!"},{"$error":"#DIV/0!"},{"$error":"#DIV/0!"},{"$error":"#DIV/0!"},{"$error":"#DIV/0!"},{"$error":"#DIV/0!"},{"$error":"#DIV/0!"},{"$error":"#DIV/0!"},{"$error":"#DIV/0!"},{"$error":"#DIV/0!"},{"$error":"#DIV/0!"},{"$error":"#DIV/0!"},{"$error":"#DIV/0!"},{"$error":"#DIV/0!"},{"$error":"#DIV/0!"},{"$error":"#DIV/0!"},{"$error":"#DIV/0!"},{"$error":"#DIV/0!"},{"$error":"#DIV/0!"},{"$error":"#DIV/0!"},{"$error":"#DIV/0!"},{"$error":"#DIV/0!"},{"$error":"#DIV/0!"},"冷房COP比","βc"]
[null,null,"Σ",{"$f":"$D$161*$D$225","v":{"$error":"#DIV/0!"}},{"$f":"$E$161*$E$225","v":{"$error":"#DIV/0!"}},{"$f":"$F$161*$F$225","v":{"$error":"#DIV/0!"}},{"$f":"$G$161*$G$225","v":{"$error":"#DIV/0!"}},{"$f":"$H$161*$H$225","v":{"$error":"#DIV/0!"}},{"$f":"$I$161*$I$225","v":{"$error":"#DIV/0!"}},{"$f":"$J$161*$J$225","v":{"$error":"#DIV/0!"}},{"$f":"$K$161*$K$225","v":{"$error":"#DIV/0!"}},{"$f":"$L$161*$L$225","v":{"$error":"#DIV/0!"}},{"$f":"$M$161*$M$225","v":{"$error":"#DIV/0!"}},{"$f":"$N$161*$N$225","v":{"$error":"#DIV/0!"}},{"$f":"$O$161*$O$225","v":{"$error":"#DIV/0!"}},{"$f":"$P$161*$P$225","v":{"$error":"#DIV/0!"}},{"$f":"$Q$161*$Q$225","v":{"$error":"#DIV/0!"}},{"$f":"$R$161*$R$225","v":{"$error":"#DIV/0!"}},{"$f":"$S$161*$S$225","v":{"$error":"#DIV/0!"}},{"$f":"$T$161*$T$225","v":{"$error":"#DIV/0!"}},{"$f":"$U$161*$U$225","v":{"$error":"#DIV/0!"}},{"$f":"$V$161*$V$225","v":{"$error":"#DIV/0!"}},{"$f":"$W$161*$W$225","v":{"$error":"#DIV/0!"}},{"$f":"$X$161*$X$225","v":{"$error":"#DIV/0!"}},{"$f":"$Y$161*$Y$225","v":{"$error":"#DIV/0!"}},{"$f":"$Z$161*$Z$225","v":{"$error":"#DIV/0!"}},{"$f":"$AA$161*$AA$225","v":{"$error":"#DIV/0!"}},{"$f":"$AB$161*$AB$225","v":{"$error":"#DIV/0!"}},{"$f":"$AC$161*$AC$225","v":{"$error":"#DIV/0!"}},{"$f":"$AD$161*$AD$225","v":{"$error":"#DIV/0!"}},{"$f":"$AE$161*$AE$225","v":{"$error":"#DIV/0!"}},{"$f":"$AF$161*$AF$225","v":{"$error":"#DIV/0!"}},{"$f":"$AG$161*$AG$225","v":{"$error":"#DIV/0!"}},{"$f":"$AH$161*$AH$225","v":{"$error":"#DIV/0!"}},{"$f":"$AI$161*$AI$225","v":{"$error":"#DIV/0!"}},{"$f":"$AJ$161*$AJ$225","v":{"$error":"#DIV/0!"}},{"$f":"$AK$161*$AK$225","v":{"$error":"#DIV/0!"}},{"$f":"$AL$161*$AL$225","v":{"$error":"#DIV/0!"}},{"$f":"$AM$161*$AM$225","v":{"$error":"#DIV/0!"}},{"$f":"$AN$161*$AN$225","v":{"$error":"#DIV/0!"}},{"$f":"$AO$161*$AO$225","v":{"$error":"#DIV/0!"}},{"$f":"$AP$161*$AP$225","v":{"$error":"#DIV/0!"}},{"$f":"$AQ$161*$AQ$225","v":{"$error":"#DIV/0!"}},{"$f":"$AR$161*$AR$225","v":{"$error":"#DIV/0!"}},{"$f":"$AS$161*$AS$225","v":{"$error":"#DIV/0!"}},{"$f":"SUM($D$230:$AS$230)","v":{"$error":"#DIV/0!"}},"Σ"]
[null,"後2","冷房時消費電力比",{"$f":"D$162/D$235","v":{"$error":"#DIV/0!"}},{"$error":"#DIV/0!"},{"$error":"#DIV/0!"},{"$error":"#DIV/0!"},{"$error":"#DIV/0!"},{"$error":"#DIV/0!"},{"$error":"#DIV/0!"},{"$error":"#DIV/0!"},{"$error":"#DIV/0!"},{"$error":"#DIV/0!"},{"$error":"#DIV/0!"},{"$error":"#DIV/0!"},{"$error":"#DIV/0!"},{"$error":"#DIV/0!"},{"$error":"#DIV/0!"},{"$error":"#DIV/0!"},{"$error":"#DIV/0!"},{"$error":"#DIV/0!"},{"$error":"#DIV/0!"},{"$error":"#DIV/0!"},{"$error":"#DIV/0!"},{"$error":"#DIV/0!"},{"$error":"#DIV/0!"},{"$error":"#DIV/0!"},{"$error":"#DIV/0!"},{"$error":"#DIV/0!"},{"$error":"#DIV/0!"},{"$error":"#DIV/0!"},{"$error":"#DIV/0!"},{"$error":"#DIV/0!"},{"$error":"#DIV/0!"},{"$error":"#DIV/0!"},{"$error":"#DIV/0!"},{"$error":"#DIV/0!"},{"$error":"#DIV/0!"},{"$error":"#DIV/0!"},{"$error":"#DIV/0!"},{"$error":"#DIV/0!"},{"$error":"#DIV/0!"},{"$error":"#DIV/0!"},{"$error":"#DIV/0!"},{"$f":"AS$162/AS$235","v":{"$error":"#DIV/0!"}},"冷房時消費電力比","εc"]
[null,null,"冷房能力",{"$f":"($R$43-1.077*$R$43)/6*($D$148-35)+$R$43","v":0},{"$f":"($R$43-1.077*$R$43)/6*($E$148-35)+$R$43","v":0},{"$f":"($R$43-1.077*$R$43)/6*($F$148-35)+$R$43","v":0},{"$f":"($R$43-1.077*$R$43)/6*($G$148-35)+$R$43","v":0},{"$f":"($R$43-1.077*$R$43)/6*($H$148-35)+$R$43","v":0},{"$f":"($R$43-1.077*$R$43)/6*($I$148-35)+$R$43","v":0},{"$f":"($R$43-1.077*$R$43)/6*($J$148-35)+$R$43","v":0},{"$f":"($R$43-1.077*$R$43)/6*($K$148-35)+$R$43","v":0},{"$f":"($R$43-1.077*$R$43)/6*($L$148-35)+$R$43","v":0},{"$f":"($R$43-1.077*$R$43)/6*($M$148-35)+$R$43","v":0},{"$f":"($R$43-1.077*$R$43)/6*($N$148-35)+$R$43","v":0},{"$f":"($R$43-1.077*$R$43)/6*($O$148-35)+$R$43","v":0},{"$f":"($R$43-1.077*$R$43)/6*($P$148-35)+$R$43","v":0},{"$f":"($R$43-1.077*$R$43)/6*($Q$148-35)+$R$43","v":0},{"$f":"($R$43-1.077*$R$43)/6*($R$148-35)+$R$43","v":0},{"$f":"($R$43-1.077*$R$43)/6*($S$148-35)+$R$43","v":0},{"$f":"($R$43-1.077*$R$43)/6*($T$148-35)+$R$43","v":0},{"$f":"($R$43-1.077*$R$43)/6*($U$148-35)+$R$43","v":0},{"$f":"($R$43-1.077*$R$43)/6*($V$148-35)+$R$43","v":0},{"$f":"($R$43-1.077*$R$43)/6*($W$148-35)+$R$43","v":0},{"$f":"($R$43-1.077*$R$43)/6*($X$148-35)+$R$43","v":0},{"$f":"($R$43-1.077*$R$43)/6*($Y$148-35)+$R$43","v":0},{"$f":"($R$43-1.077*$R$43)/6*($Z$148-35)+$R$43","v":0},{"$f":"($R$43-1.077*$R$43)/6*($AA$148-35)+$R$43","v":0},{"$f":"($R$43-1.077*$R$43)/6*($AB$148-35)+$R$43","v":0},{"$f":"($R$43-1.077*$R$43)/6*($AC$148-35)+$R$43","v":0},{"$f":"($R$43-1.077*$R$43)/6*($AD$148-35)+$R$43","v":0},{"$f":"($R$43-1.077*$R$43)/6*($AE$148-35)+$R$43","v":0},{"$f":"($R$43-1.077*$R$43)/6*($AF$148-35)+$R$43","v":0},{"$f":"($R$43-1.077*$R$43)/6*($AG$148-35)+$R$43","v":0},{"$f":"($R$43-1.077*$R$43)/6*($AH$148-35)+$R$43","v":0},{"$f":"($R$43-1.077*$R$43)/6*($AI$148-35)+$R$43","v":0},{"$f":"($R$43-1.077*$R$43)/6*($AJ$148-35)+$R$43","v":0},{"$f":"($R$43-1.077*$R$43)/6*($AK$148-35)+$R$43","v":0},{"$f":"($R$43-1.077*$R$43)/6*($AL$148-35)+$R$43","v":0},{"$f":"($R$43-1.077*$R$43)/6*($AM$148-35)+$R$43","v":0},{"$f":"($R$43-1.077*$R$43)/6*($AN$148-35)+$R$43","v":0},{"$f":"($R$43-1.077*$R$43)/6*($AO$148-35)+$R$43","v":0},{"$f":"($R$43-1.077*$R$43)/6*($AP$148-35)+$R$43","v":0},{"$f":"($R$43-1.077*$R$43)/6*($AQ$148-35)+$R$43","v":0},{"$f":"($R$43-1.077*$R$43)/6*($AR$148-35)+$R$43","v":0},{"$f":"($R$43-1.077*$R$43)/6*($AS$148-35)+$R$43","v":0},"冷房能力","Φc"]
[null,null,"冷房消費電力",{"$f":"($R$44-0.914*$R$44)/6*($D$148-35)+$R$44","v":0},{"$f":"($R$44-0.914*$R$44)/6*($E$148-35)+$R$44","v":0},{"$f":"($R$44-0.914*$R$44)/6*($F$148-35)+$R$44","v":0},{"$f":"($R$44-0.914*$R$44)/6*($G$148-35)+$R$44","v":0},{"$f":"($R$44-0.914*$R$44)/6*($H$148-35)+$R$44","v":0},{"$f":"($R$44-0.914*$R$44)/6*($I$148-35)+$R$44","v":0},{"$f":"($R$44-0.914*$R$44)/6*($J$148-35)+$R$44","v":0},{"$f":"($R$44-0.914*$R$44)/6*($K$148-35)+$R$44","v":0},{"$f":"($R$44-0.914*$R$44)/6*($L$148-35)+$R$44","v":0},{"$f":"($R$44-0.914*$R$44)/6*($M$148-35)+$R$44","v":0},{"$f":"($R$44-0.914*$R$44)/6*($N$148-35)+$R$44","v":0},{"$f":"($R$44-0.914*$R$44)/6*($O$148-35)+$R$44","v":0},{"$f":"($R$44-0.914*$R$44)/6*($P$148-35)+$R$44","v":0},{"$f":"($R$44-0.914*$R$44)/6*($Q$148-35)+$R$44","v":0},{"$f":"($R$44-0.914*$R$44)/6*($R$148-35)+$R$44","v":0},{"$f":"($R$44-0.914*$R$44)/6*($S$148-35)+$R$44","v":0},{"$f":"($R$44-0.914*$R$44)/6*($T$148-35)+$R$44","v":0},{"$f":"($R$44-0.914*$R$44)/6*($U$148-35)+$R$44","v":0},{"$f":"($R$44-0.914*$R$44)/6*($V$148-35)+$R$44","v":0},{"$f":"($R$44-0.914*$R$44)/6*($W$148-35)+$R$44","v":0},{"$f":"($R$44-0.914*$R$44)/6*($X$148-35)+$R$44","v":0},{"$f":"($R$44-0.914*$R$44)/6*($Y$148-35)+$R$44","v":0},{"$f":"($R$44-0.914*$R$44)/6*($Z$148-35)+$R$44","v":0},{"$f":"($R$44-0.914*$R$44)/6*($AA$148-35)+$R$44","v":0},{"$f":"($R$44-0.914*$R$44)/6*($AB$148-35)+$R$44","v":0},{"$f":"($R$44-0.914*$R$44)/6*($AC$148-35)+$R$44","v":0},{"$f":"($R$44-0.914*$R$44)/6*($AD$148-35)+$R$44","v":0},{"$f":"($R$44-0.914*$R$44)/6*($AE$148-35)+$R$44","v":0},{"$f":"($R$44-0.914*$R$44)/6*($AF$148-35)+$R$44","v":0},{"$f":"($R$44-0.914*$R$44)/6*($AG$148-35)+$R$44","v":0},{"$f":"($R$44-0.914*$R$44)/6*($AH$148-35)+$R$44","v":0},{"$f":"($R$44-0.914*$R$44)/6*($AI$148-35)+$R$44","v":0},{"$f":"($R$44-0.914*$R$44)/6*($AJ$148-35)+$R$44","v":0},{"$f":"($R$44-0.914*$R$44)/6*($AK$148-35)+$R$44","v":0},{"$f":"($R$44-0.914*$R$44)/6*($AL$148-35)+$R$44","v":0},{"$f":"($R$44-0.914*$R$44)/6*($AM$148-35)+$R$44","v":0},{"$f":"($R$44-0.914*$R$44)/6*($AN$148-35)+$R$44","v":0},{"$f":"($R$44-0.914*$R$44)/6*($AO$148-35)+$R$44","v":0},{"$f":"($R$44-0.914*$R$44)/6*($AP$148-35)+$R$44","v":0},{"$f":"($R$44-0.914*$R$44)/6*($AQ$148-35)+$R$44","v":0},{"$f":"($R$44-0.914*$R$44)/6*($AR$148-35)+$R$44","v":0},{"$f":"($R$44-0.914*$R$44)/6*($AS$148-35)+$R$44","v":0},"冷房消費電力","Pc"]
[null,null,"冷房COP",{"$f":"D$232/D$233","v":{"$error":"#DIV/0!"}},{"$error":"#DIV/0!"},{"$error":"#DIV/0!"},{"$error":"#DIV/0!"},{"$error":"#DIV/0!"},{"$error":"#DIV/0!"},{"$error":"#DIV/0!"},{"$error":"#DIV/0!"},{"$error":"#DIV/0!"},{"$error":"#DIV/0!"},{"$error":"#DIV/0!"},{"$error":"#DIV/0!"},{"$error":"#DIV/0!"},{"$error":"#DIV/0!"},{"$error":"#DIV/0!"},{"$error":"#DIV/0!"},{"$error":"#DIV/0!"},{"$error":"#DIV/0!"},{"$error":"#DIV/0!"},{"$error":"#DIV/0!"},{"$error":"#DIV/0!"},{"$error":"#DIV/0!"},{"$error":"#DIV/0!"},{"$error":"#DIV/0!"},{"$error":"#DIV/0!"},{"$error":"#DIV/0!"},{"$error":"#DIV/0!"},{"$error":"#DIV/0!"},{"$error":"#DIV/0!"},{"$error":"#DIV/0!"},{"$error":"#DIV/0!"},{"$error":"#DIV/0!"},{"$error":"#DIV/0!"},{"$error":"#DIV/0!"},{"$error":"#DIV/0!"},{"$error":"#DIV/0!"},{"$error":"#DIV/0!"},{"$error":"#DIV/0!"},{"$error":"#DIV/0!"},{"$error":"#DIV/0!"},{"$error":"#DIV/0!"},{"$error":"#DIV/0!"},"冷房COP","σc"]
[null,null,"冷房COP比",{"$f":"D234/$R$45","v":{"$error":"#DIV/0!"}},{"$f":"E234/$R$45","v":{"$error":"#DIV/0!"}},{"$error":"#DIV/0!"},{"$error":"#DIV/0!"},{"$error":"#DIV/0!"},{"$error":"#DIV/0!"},{"$error":"#DIV/0!"},{"$error":"#DIV/0!"},{"$error":"#DIV/0!"},{"$error":"#DIV/0!"},{"$error":"#DIV/0!"},{"$error":"#DIV/0!"},{"$error":"#DIV/0!"},{"$error":"#DIV/0!"},{"$error":"#DIV/0!"},{"$error":"#DIV/0!"},{"$error":"#DIV/0!"},{"$error":"#DIV/0!"},{"$error":"#DIV/0!"},{"$error":"#DIV/0!"},{"$error":"#DIV/0!"},{"$error":"#DIV/0!"},{"$error":"#DIV/0!"},{"$error":"#DIV/0!"},{"$error":"#DIV/0!"},{"$error":"#DIV/0!"},{"$error":"#DIV/0!"},{"$error":"#DIV/0!"},{"$error":"#DIV/0!"},{"$error":"#DIV/0!"},{"$error":"#DIV/0!"},{"$error":"#DIV/0!"},{"$error":"#DIV/0!"},{"$error":"#DIV/0!"},{"$error":"#DIV/0!"},{"$error":"#DIV/0!"},{"$error":"#DIV/0!"},{"$error":"#DIV/0!"},{"$error":"#DIV/0!"},{"$error":"#DIV/0!"},{"$error":"#DIV/0!"},{"$error":"#DIV/0!"},"冷房COP比","βc"]
[null,null,"Σ",{"$f":"D$161*D$231","v":{"$error":"#DIV/0!"}},{"$f":"E$161*E$231","v":{"$error":"#DIV/0!"}},{"$error":"#DIV/0!"},{"$error":"#DIV/0!"},{"$error":"#DIV/0!"},{"$error":"#DIV/0!"},{"$error":"#DIV/0!"},{"$error":"#DIV/0!"},{"$error":"#DIV/0!"},{"$error":"#DIV/0!"},{"$error":"#DIV/0!"},{"$error":"#DIV/0!"},{"$error":"#DIV/0!"},{"$error":"#DIV/0!"},{"$error":"#DIV/0!"},{"$error":"#DIV/0!"},{"$error":"#DIV/0!"},{"$error":"#DIV/0!"},{"$error":"#DIV/0!"},{"$error":"#DIV/0!"},{"$error":"#DIV/0!"},{"$error":"#DIV/0!"},{"$error":"#DIV/0!"},{"$error":"#DIV/0!"},{"$error":"#DIV/0!"},{"$error":"#DIV/0!"},{"$error":"#DIV/0!"},{"$error":"#DIV/0!"},{"$error":"#DIV/0!"},{"$error":"#DIV/0!"},{"$error":"#DIV/0!"},{"$error":"#DIV/0!"},{"$error":"#DIV/0!"},{"$error":"#DIV/0!"},{"$error":"#DIV/0!"},{"$error":"#DIV/0!"},{"$error":"#DIV/0!"},{"$error":"#DIV/0!"},{"$error":"#DIV/0!"},{"$error":"#DIV/0!"},{"$error":"#DIV/0!"},{"$error":"#DIV/0!"},{"$f":"SUM($D$236:$AS$236)","v":{"$error":"#DIV/0!"}},"Σ"]
[null,"後3","冷房時消費電力比",{"$f":"D$162/D$241","v":{"$error":"#DIV/0!"}},{"$error":"#DIV/0!"},{"$error":"#DIV/0!"},{"$error":"#DIV/0!"},{"$error":"#DIV/0!"},{"$error":"#DIV/0!"},{"$error":"#DIV/0!"},{"$error":"#DIV/0!"},{"$error":"#DIV/0!"},{"$error":"#DIV/0!"},{"$error":"#DIV/0!"},{"$error":"#DIV/0!"},{"$error":"#DIV/0!"},{"$error":"#DIV/0!"},{"$error":"#DIV/0!"},{"$error":"#DIV/0!"},{"$error":"#DIV/0!"},{"$error":"#DIV/0!"},{"$error":"#DIV/0!"},{"$error":"#DIV/0!"},{"$error":"#DIV/0!"},{"$error":"#DIV/0!"},{"$error":"#DIV/0!"},{"$error":"#DIV/0!"},{"$error":"#DIV/0!"},{"$error":"#DIV/0!"},{"$error":"#DIV/0!"},{"$error":"#DIV/0!"},{"$error":"#DIV/0!"},{"$error":"#DIV/0!"},{"$error":"#DIV/0!"},{"$error":"#DIV/0!"},{"$error":"#DIV/0!"},{"$error":"#DIV/0!"},{"$error":"#DIV/0!"},{"$error":"#DIV/0!"},{"$error":"#DIV/0!"},{"$error":"#DIV/0!"},{"$error":"#DIV/0!"},{"$error":"#DIV/0!"},{"$error":"#DIV/0!"},{"$f":"AS$162/AS$241","v":{"$error":"#DIV/0!"}},"冷房時消費電力比","εc"]
[null,null,"冷房能力",{"$f":"($S$43-1.077*$S$43)/6*($D$148-35)+$S$43","v":0},{"$f":"($S$43-1.077*$S$43)/6*($E$148-35)+$S$43","v":0},{"$f":"($S$43-1.077*$S$43)/6*($F$148-35)+$S$43","v":0},{"$f":"($S$43-1.077*$S$43)/6*($G$148-35)+$S$43","v":0},{"$f":"($S$43-1.077*$S$43)/6*($H$148-35)+$S$43","v":0},{"$f":"($S$43-1.077*$S$43)/6*($I$148-35)+$S$43","v":0},{"$f":"($S$43-1.077*$S$43)/6*($J$148-35)+$S$43","v":0},{"$f":"($S$43-1.077*$S$43)/6*($K$148-35)+$S$43","v":0},{"$f":"($S$43-1.077*$S$43)/6*($L$148-35)+$S$43","v":0},{"$f":"($S$43-1.077*$S$43)/6*($M$148-35)+$S$43","v":0},{"$f":"($S$43-1.077*$S$43)/6*($N$148-35)+$S$43","v":0},{"$f":"($S$43-1.077*$S$43)/6*($O$148-35)+$S$43","v":0},{"$f":"($S$43-1.077*$S$43)/6*($P$148-35)+$S$43","v":0},{"$f":"($S$43-1.077*$S$43)/6*($Q$148-35)+$S$43","v":0},{"$f":"($S$43-1.077*$S$43)/6*($R$148-35)+$S$43","v":0},{"$f":"($S$43-1.077*$S$43)/6*($S$148-35)+$S$43","v":0},{"$f":"($S$43-1.077*$S$43)/6*($T$148-35)+$S$43","v":0},{"$f":"($S$43-1.077*$S$43)/6*($U$148-35)+$S$43","v":0},{"$f":"($S$43-1.077*$S$43)/6*($V$148-35)+$S$43","v":0},{"$f":"($S$43-1.077*$S$43)/6*($W$148-35)+$S$43","v":0},{"$f":"($S$43-1.077*$S$43)/6*($X$148-35)+$S$43","v":0},{"$f":"($S$43-1.077*$S$43)/6*($Y$148-35)+$S$43","v":0},{"$f":"($S$43-1.077*$S$43)/6*($Z$148-35)+$S$43","v":0},{"$f":"($S$43-1.077*$S$43)/6*($AA$148-35)+$S$43","v":0},{"$f":"($S$43-1.077*$S$43)/6*($AB$148-35)+$S$43","v":0},{"$f":"($S$43-1.077*$S$43)/6*($AC$148-35)+$S$43","v":0},{"$f":"($S$43-1.077*$S$43)/6*($AD$148-35)+$S$43","v":0},{"$f":"($S$43-1.077*$S$43)/6*($AE$148-35)+$S$43","v":0},{"$f":"($S$43-1.077*$S$43)/6*($AF$148-35)+$S$43","v":0},{"$f":"($S$43-1.077*$S$43)/6*($AG$148-35)+$S$43","v":0},{"$f":"($S$43-1.077*$S$43)/6*($AH$148-35)+$S$43","v":0},{"$f":"($S$43-1.077*$S$43)/6*($AI$148-35)+$S$43","v":0},{"$f":"($S$43-1.077*$S$43)/6*($AJ$148-35)+$S$43","v":0},{"$f":"($S$43-1.077*$S$43)/6*($AK$148-35)+$S$43","v":0},{"$f":"($S$43-1.077*$S$43)/6*($AL$148-35)+$S$43","v":0},{"$f":"($S$43-1.077*$S$43)/6*($AM$148-35)+$S$43","v":0},{"$f":"($S$43-1.077*$S$43)/6*($AN$148-35)+$S$43","v":0},{"$f":"($S$43-1.077*$S$43)/6*($AO$148-35)+$S$43","v":0},{"$f":"($S$43-1.077*$S$43)/6*($AP$148-35)+$S$43","v":0},{"$f":"($S$43-1.077*$S$43)/6*($AQ$148-35)+$S$43","v":0},{"$f":"($S$43-1.077*$S$43)/6*($AR$148-35)+$S$43","v":0},{"$f":"($S$43-1.077*$S$43)/6*($AS$148-35)+$S$43","v":0},"冷房能力","Φc"]
[null,null,"冷房消費電力",{"$f":"($S$44-0.914*$S$44)/6*($D$148-35)+$S$44","v":0},{"$f":"($S$44-0.914*$S$44)/6*($E$148-35)+$S$44","v":0},{"$f":"($S$44-0.914*$S$44)/6*($F$148-35)+$S$44","v":0},{"$f":"($S$44-0.914*$S$44)/6*($G$148-35)+$S$44","v":0},{"$f":"($S$44-0.914*$S$44)/6*($H$148-35)+$S$44","v":0},{"$f":"($S$44-0.914*$S$44)/6*($I$148-35)+$S$44","v":0},{"$f":"($S$44-0.914*$S$44)/6*($J$148-35)+$S$44","v":0},{"$f":"($S$44-0.914*$S$44)/6*($K$148-35)+$S$44","v":0},{"$f":"($S$44-0.914*$S$44)/6*($L$148-35)+$S$44","v":0},{"$f":"($S$44-0.914*$S$44)/6*($M$148-35)+$S$44","v":0},{"$f":"($S$44-0.914*$S$44)/6*($N$148-35)+$S$44","v":0},{"$f":"($S$44-0.914*$S$44)/6*($O$148-35)+$S$44","v":0},{"$f":"($S$44-0.914*$S$44)/6*($P$148-35)+$S$44","v":0},{"$f":"($S$44-0.914*$S$44)/6*($Q$148-35)+$S$44","v":0},{"$f":"($S$44-0.914*$S$44)/6*($R$148-35)+$S$44","v":0},{"$f":"($S$44-0.914*$S$44)/6*($S$148-35)+$S$44","v":0},{"$f":"($S$44-0.914*$S$44)/6*($T$148-35)+$S$44","v":0},{"$f":"($S$44-0.914*$S$44)/6*($U$148-35)+$S$44","v":0},{"$f":"($S$44-0.914*$S$44)/6*($V$148-35)+$S$44","v":0},{"$f":"($S$44-0.914*$S$44)/6*($W$148-35)+$S$44","v":0},{"$f":"($S$44-0.914*$S$44)/6*($X$148-35)+$S$44","v":0},{"$f":"($S$44-0.914*$S$44)/6*($Y$148-35)+$S$44","v":0},{"$f":"($S$44-0.914*$S$44)/6*($Z$148-35)+$S$44","v":0},{"$f":"($S$44-0.914*$S$44)/6*($AA$148-35)+$S$44","v":0},{"$f":"($S$44-0.914*$S$44)/6*($AB$148-35)+$S$44","v":0},{"$f":"($S$44-0.914*$S$44)/6*($AC$148-35)+$S$44","v":0},{"$f":"($S$44-0.914*$S$44)/6*($AD$148-35)+$S$44","v":0},{"$f":"($S$44-0.914*$S$44)/6*($AE$148-35)+$S$44","v":0},{"$f":"($S$44-0.914*$S$44)/6*($AF$148-35)+$S$44","v":0},{"$f":"($S$44-0.914*$S$44)/6*($AG$148-35)+$S$44","v":0},{"$f":"($S$44-0.914*$S$44)/6*($AH$148-35)+$S$44","v":0},{"$f":"($S$44-0.914*$S$44)/6*($AI$148-35)+$S$44","v":0},{"$f":"($S$44-0.914*$S$44)/6*($AJ$148-35)+$S$44","v":0},{"$f":"($S$44-0.914*$S$44)/6*($AK$148-35)+$S$44","v":0},{"$f":"($S$44-0.914*$S$44)/6*($AL$148-35)+$S$44","v":0},{"$f":"($S$44-0.914*$S$44)/6*($AM$148-35)+$S$44","v":0},{"$f":"($S$44-0.914*$S$44)/6*($AN$148-35)+$S$44","v":0},{"$f":"($S$44-0.914*$S$44)/6*($AO$148-35)+$S$44","v":0},{"$f":"($S$44-0.914*$S$44)/6*($AP$148-35)+$S$44","v":0},{"$f":"($S$44-0.914*$S$44)/6*($AQ$148-35)+$S$44","v":0},{"$f":"($S$44-0.914*$S$44)/6*($AR$148-35)+$S$44","v":0},{"$f":"($S$44-0.914*$S$44)/6*($AS$148-35)+$S$44","v":0},"冷房消費電力","Pc"]
[null,null,"冷房COP",{"$f":"D$238/D$239","v":{"$error":"#DIV/0!"}},{"$error":"#DIV/0!"},{"$error":"#DIV/0!"},{"$error":"#DIV/0!"},{"$error":"#DIV/0!"},{"$error":"#DIV/0!"},{"$error":"#DIV/0!"},{"$error":"#DIV/0!"},{"$error":"#DIV/0!"},{"$error":"#DIV/0!"},{"$error":"#DIV/0!"},{"$error":"#DIV/0!"},{"$error":"#DIV/0!"},{"$error":"#DIV/0!"},{"$error":"#DIV/0!"},{"$error":"#DIV/0!"},{"$error":"#DIV/0!"},{"$error":"#DIV/0!"},{"$error":"#DIV/0!"},{"$error":"#DIV/0!"},{"$error":"#DIV/0!"},{"$error":"#DIV/0!"},{"$error":"#DIV/0!"},{"$error":"#DIV/0!"},{"$error":"#DIV/0!"},{"$error":"#DIV/0!"},{"$error":"#DIV/0!"},{"$error":"#DIV/0!"},{"$error":"#DIV/0!"},{"$error":"#DIV/0!"},{"$error":"#DIV/0!"},{"$error":"#DIV/0!"},{"$error":"#DIV/0!"},{"$error":"#DIV/0!"},{"$error":"#DIV/0!"},{"$error":"#DIV/0!"},{"$error":"#DIV/0!"},{"$error":"#DIV/0!"},{"$error":"#DIV/0!"},{"$error":"#DIV/0!"},{"$error":"#DIV/0!"},{"$error":"#DIV/0!"},"冷房COP","σc"]
[null,null,"冷房COP比",{"$f":"D240/$S$45","v":{"$error":"#DIV/0!"}},{"$f":"E240/$S$45","v":{"$error":"#DIV/0!"}},{"$error":"#DIV/0!"},{"$error":"#DIV/0!"},{"$error":"#DIV/0!"},{"$error":"#DIV/0!"},{"$error":"#DIV/0!"},{"$error":"#DIV/0!"},{"$error":"#DIV/0!"},{"$error":"#DIV/0!"},{"$error":"#DIV/0!"},{"$error":"#DIV/0!"},{"$error":"#DIV/0!"},{"$error":"#DIV/0!"},{"$error":"#DIV/0!"},{"$error":"#DIV/0!"},{"$error":"#DIV/0!"},{"$error":"#DIV/0!"},{"$error":"#DIV/0!"},{"$error":"#DIV/0!"},{"$error":"#DIV/0!"},{"$error":"#DIV/0!"},{"$error":"#DIV/0!"},{"$error":"#DIV/0!"},{"$error":"#DIV/0!"},{"$error":"#DIV/0!"},{"$error":"#DIV/0!"},{"$error":"#DIV/0!"},{"$error":"#DIV/0!"},{"$error":"#DIV/0!"},{"$error":"#DIV/0!"},{"$error":"#DIV/0!"},{"$error":"#DIV/0!"},{"$error":"#DIV/0!"},{"$error":"#DIV/0!"},{"$error":"#DIV/0!"},{"$error":"#DIV/0!"},{"$error":"#DIV/0!"},{"$error":"#DIV/0!"},{"$error":"#DIV/0!"},{"$error":"#DIV/0!"},{"$error":"#DIV/0!"},"冷房COP比","βc"]
[null,null,"Σ",{"$f":"D$161*D$237","v":{"$error":"#DIV/0!"}},{"$f":"E$161*E$237","v":{"$error":"#DIV/0!"}},{"$error":"#DIV/0!"},{"$error":"#DIV/0!"},{"$error":"#DIV/0!"},{"$error":"#DIV/0!"},{"$error":"#DIV/0!"},{"$error":"#DIV/0!"},{"$error":"#DIV/0!"},{"$error":"#DIV/0!"},{"$error":"#DIV/0!"},{"$error":"#DIV/0!"},{"$error":"#DIV/0!"},{"$error":"#DIV/0!"},{"$error":"#DIV/0!"},{"$error":"#DIV/0!"},{"$error":"#DIV/0!"},{"$error":"#DIV/0!"},{"$error":"#DIV/0!"},{"$error":"#DIV/0!"},{"$error":"#DIV/0!"},{"$error":"#DIV/0!"},{"$error":"#DIV/0!"},{"$error":"#DIV/0!"},{"$error":"#DIV/0!"},{"$error":"#DIV/0!"},{"$error":"#DIV/0!"},{"$error":"#DIV/0!"},{"$error":"#DIV/0!"},{"$error":"#DIV/0!"},{"$error":"#DIV/0!"},{"$error":"#DIV/0!"},{"$error":"#DIV/0!"},{"$error":"#DIV/0!"},{"$error":"#DIV/0!"},{"$error":"#DIV/0!"},{"$error":"#DIV/0!"},{"$error":"#DIV/0!"},{"$error":"#DIV/0!"},{"$error":"#DIV/0!"},{"$error":"#DIV/0!"},{"$error":"#DIV/0!"},{"$f":"SUM($D$242:$AS$242)","v":{"$error":"#DIV/0!"}},"Σ"]
[null,"後4","冷房時消費電力比",{"$f":"D$162/D$247","v":{"$error":"#DIV/0!"}},{"$error":"#DIV/0!"},{"$error":"#DIV/0!"},{"$error":"#DIV/0!"},{"$error":"#DIV/0!"},{"$error":"#DIV/0!"},{"$error":"#DIV/0!"},{"$error":"#DIV/0!"},{"$error":"#DIV/0!"},{"$error":"#DIV/0!"},{"$error":"#DIV/0!"},{"$error":"#DIV/0!"},{"$error":"#DIV/0!"},{"$error":"#DIV/0!"},{"$error":"#DIV/0!"},{"$error":"#DIV/0!"},{"$error":"#DIV/0!"},{"$error":"#DIV/0!"},{"$error":"#DIV/0!"},{"$error":"#DIV/0!"},{"$error":"#DIV/0!"},{"$error":"#DIV/0!"},{"$error":"#DIV/0!"},{"$error":"#DIV/0!"},{"$error":"#DIV/0!"},{"$error":"#DIV/0!"},{"$error":"#DIV/0!"},{"$error":"#DIV/0!"},{"$error":"#DIV/0!"},{"$error":"#DIV/0!"},{"$error":"#DIV/0!"},{"$error":"#DIV/0!"},{"$error":"#DIV/0!"},{"$error":"#DIV/0!"},{"$error":"#DIV/0!"},{"$error":"#DIV/0!"},{"$error":"#DIV/0!"},{"$error":"#DIV/0!"},{"$error":"#DIV/0!"},{"$error":"#DIV/0!"},{"$error":"#DIV/0!"},{"$f":"AS$162/AS$247","v":{"$error":"#DIV/0!"}},"冷房時消費電力比","εc"]
[null,null,"冷房能力",{"$f":"($T$43-1.077*$T$43)/6*($D$148-35)+$T$43","v":0},{"$f":"($T$43-1.077*$T$43)/6*($E$148-35)+$T$43","v":0},{"$f":"($T$43-1.077*$T$43)/6*($F$148-35)+$T$43","v":0},{"$f":"($T$43-1.077*$T$43)/6*($G$148-35)+$T$43","v":0},{"$f":"($T$43-1.077*$T$43)/6*($H$148-35)+$T$43","v":0},{"$f":"($T$43-1.077*$T$43)/6*($I$148-35)+$T$43","v":0},{"$f":"($T$43-1.077*$T$43)/6*($J$148-35)+$T$43","v":0},{"$f":"($T$43-1.077*$T$43)/6*($K$148-35)+$T$43","v":0},{"$f":"($T$43-1.077*$T$43)/6*($L$148-35)+$T$43","v":0},{"$f":"($T$43-1.077*$T$43)/6*($M$148-35)+$T$43","v":0},{"$f":"($T$43-1.077*$T$43)/6*($N$148-35)+$T$43","v":0},{"$f":"($T$43-1.077*$T$43)/6*($O$148-35)+$T$43","v":0},{"$f":"($T$43-1.077*$T$43)/6*($P$148-35)+$T$43","v":0},{"$f":"($T$43-1.077*$T$43)/6*($Q$148-35)+$T$43","v":0},{"$f":"($T$43-1.077*$T$43)/6*($R$148-35)+$T$43","v":0},{"$f":"($T$43-1.077*$T$43)/6*($S$148-35)+$T$43","v":0},{"$f":"($T$43-1.077*$T$43)/6*($T$148-35)+$T$43","v":0},{"$f":"($T$43-1.077*$T$43)/6*($U$148-35)+$T$43","v":0},{"$f":"($T$43-1.077*$T$43)/6*($V$148-35)+$T$43","v":0},{"$f":"($T$43-1.077*$T$43)/6*($W$148-35)+$T$43","v":0},{"$f":"($T$43-1.077*$T$43)/6*($X$148-35)+$T$43","v":0},{"$f":"($T$43-1.077*$T$43)/6*($Y$148-35)+$T$43","v":0},{"$f":"($T$43-1.077*$T$43)/6*($Z$148-35)+$T$43","v":0},{"$f":"($T$43-1.077*$T$43)/6*($AA$148-35)+$T$43","v":0},{"$f":"($T$43-1.077*$T$43)/6*($AB$148-35)+$T$43","v":0},{"$f":"($T$43-1.077*$T$43)/6*($AC$148-35)+$T$43","v":0},{"$f":"($T$43-1.077*$T$43)/6*($AD$148-35)+$T$43","v":0},{"$f":"($T$43-1.077*$T$43)/6*($AE$148-35)+$T$43","v":0},{"$f":"($T$43-1.077*$T$43)/6*($AF$148-35)+$T$43","v":0},{"$f":"($T$43-1.077*$T$43)/6*($AG$148-35)+$T$43","v":0},{"$f":"($T$43-1.077*$T$43)/6*($AH$148-35)+$T$43","v":0},{"$f":"($T$43-1.077*$T$43)/6*($AI$148-35)+$T$43","v":0},{"$f":"($T$43-1.077*$T$43)/6*($AJ$148-35)+$T$43","v":0},{"$f":"($T$43-1.077*$T$43)/6*($AK$148-35)+$T$43","v":0},{"$f":"($T$43-1.077*$T$43)/6*($AL$148-35)+$T$43","v":0},{"$f":"($T$43-1.077*$T$43)/6*($AM$148-35)+$T$43","v":0},{"$f":"($T$43-1.077*$T$43)/6*($AN$148-35)+$T$43","v":0},{"$f":"($T$43-1.077*$T$43)/6*($AO$148-35)+$T$43","v":0},{"$f":"($T$43-1.077*$T$43)/6*($AP$148-35)+$T$43","v":0},{"$f":"($T$43-1.077*$T$43)/6*($AQ$148-35)+$T$43","v":0},{"$f":"($T$43-1.077*$T$43)/6*($AR$148-35)+$T$43","v":0},{"$f":"($T$43-1.077*$T$43)/6*($AS$148-35)+$T$43","v":0},"冷房能力","Φc"]
[null,null,"冷房消費電力",{"$f":"($T$44-0.914*$T$44)/6*($D$148-35)+$T$44","v":0},{"$f":"($T$44-0.914*$T$44)/6*($E$148-35)+$T$44","v":0},{"$f":"($T$44-0.914*$T$44)/6*($F$148-35)+$T$44","v":0},{"$f":"($T$44-0.914*$T$44)/6*($G$148-35)+$T$44","v":0},{"$f":"($T$44-0.914*$T$44)/6*($H$148-35)+$T$44","v":0},{"$f":"($T$44-0.914*$T$44)/6*($I$148-35)+$T$44","v":0},{"$f":"($T$44-0.914*$T$44)/6*($J$148-35)+$T$44","v":0},{"$f":"($T$44-0.914*$T$44)/6*($K$148-35)+$T$44","v":0},{"$f":"($T$44-0.914*$T$44)/6*($L$148-35)+$T$44","v":0},{"$f":"($T$44-0.914*$T$44)/6*($M$148-35)+$T$44","v":0},{"$f":"($T$44-0.914*$T$44)/6*($N$148-35)+$T$44","v":0},{"$f":"($T$44-0.914*$T$44)/6*($O$148-35)+$T$44","v":0},{"$f":"($T$44-0.914*$T$44)/6*($P$148-35)+$T$44","v":0},{"$f":"($T$44-0.914*$T$44)/6*($Q$148-35)+$T$44","v":0},{"$f":"($T$44-0.914*$T$44)/6*($R$148-35)+$T$44","v":0},{"$f":"($T$44-0.914*$T$44)/6*($S$148-35)+$T$44","v":0},{"$f":"($T$44-0.914*$T$44)/6*($T$148-35)+$T$44","v":0},{"$f":"($T$44-0.914*$T$44)/6*($U$148-35)+$T$44","v":0},{"$f":"($T$44-0.914*$T$44)/6*($V$148-35)+$T$44","v":0},{"$f":"($T$44-0.914*$T$44)/6*($W$148-35)+$T$44","v":0},{"$f":"($T$44-0.914*$T$44)/6*($X$148-35)+$T$44","v":0},{"$f":"($T$44-0.914*$T$44)/6*($Y$148-35)+$T$44","v":0},{"$f":"($T$44-0.914*$T$44)/6*($Z$148-35)+$T$44","v":0},{"$f":"($T$44-0.914*$T$44)/6*($AA$148-35)+$T$44","v":0},{"$f":"($T$44-0.914*$T$44)/6*($AB$148-35)+$T$44","v":0},{"$f":"($T$44-0.914*$T$44)/6*($AC$148-35)+$T$44","v":0},{"$f":"($T$44-0.914*$T$44)/6*($AD$148-35)+$T$44","v":0},{"$f":"($T$44-0.914*$T$44)/6*($AE$148-35)+$T$44","v":0},{"$f":"($T$44-0.914*$T$44)/6*($AF$148-35)+$T$44","v":0},{"$f":"($T$44-0.914*$T$44)/6*($AG$148-35)+$T$44","v":0},{"$f":"($T$44-0.914*$T$44)/6*($AH$148-35)+$T$44","v":0},{"$f":"($T$44-0.914*$T$44)/6*($AI$148-35)+$T$44","v":0},{"$f":"($T$44-0.914*$T$44)/6*($AJ$148-35)+$T$44","v":0},{"$f":"($T$44-0.914*$T$44)/6*($AK$148-35)+$T$44","v":0},{"$f":"($T$44-0.914*$T$44)/6*($AL$148-35)+$T$44","v":0},{"$f":"($T$44-0.914*$T$44)/6*($AM$148-35)+$T$44","v":0},{"$f":"($T$44-0.914*$T$44)/6*($AN$148-35)+$T$44","v":0},{"$f":"($T$44-0.914*$T$44)/6*($AO$148-35)+$T$44","v":0},{"$f":"($T$44-0.914*$T$44)/6*($AP$148-35)+$T$44","v":0},{"$f":"($T$44-0.914*$T$44)/6*($AQ$148-35)+$T$44","v":0},{"$f":"($T$44-0.914*$T$44)/6*($AR$148-35)+$T$44","v":0},{"$f":"($T$44-0.914*$T$44)/6*($AS$148-35)+$T$44","v":0},"冷房消費電力","Pc"]
[null,null,"冷房COP",{"$f":"D$244/D$245","v":{"$error":"#DIV/0!"}},{"$error":"#DIV/0!"},{"$error":"#DIV/0!"},{"$error":"#DIV/0!"},{"$error":"#DIV/0!"},{"$error":"#DIV/0!"},{"$error":"#DIV/0!"},{"$error":"#DIV/0!"},{"$error":"#DIV/0!"},{"$error":"#DIV/0!"},{"$error":"#DIV/0!"},{"$error":"#DIV/0!"},{"$error":"#DIV/0!"},{"$error":"#DIV/0!"},{"$error":"#DIV/0!"},{"$error":"#DIV/0!"},{"$error":"#DIV/0!"},{"$error":"#DIV/0!"},{"$error":"#DIV/0!"},{"$error":"#DIV/0!"},{"$error":"#DIV/0!"},{"$error":"#DIV/0!"},{"$error":"#DIV/0!"},{"$error":"#DIV/0!"},{"$error":"#DIV/0!"},{"$error":"#DIV/0!"},{"$error":"#DIV/0!"},{"$error":"#DIV/0!"},{"$error":"#DIV/0!"},{"$error":"#DIV/0!"},{"$error":"#DIV/0!"},{"$error":"#DIV/0!"},{"$error":"#DIV/0!"},{"$error":"#DIV/0!"},{"$error":"#DIV/0!"},{"$error":"#DIV/0!"},{"$error":"#DIV/0!"},{"$error":"#DIV/0!"},{"$error":"#DIV/0!"},{"$error":"#DIV/0!"},{"$error":"#DIV/0!"},{"$error":"#DIV/0!"},"冷房COP","σc"]
[null,null,"冷房COP比",{"$f":"D246/$T$45","v":{"$error":"#DIV/0!"}},{"$f":"E246/$T$45","v":{"$error":"#DIV/0!"}},{"$error":"#DIV/0!"},{"$error":"#DIV/0!"},{"$error":"#DIV/0!"},{"$error":"#DIV/0!"},{"$error":"#DIV/0!"},{"$error":"#DIV/0!"},{"$error":"#DIV/0!"},{"$error":"#DIV/0!"},{"$error":"#DIV/0!"},{"$error":"#DIV/0!"},{"$error":"#DIV/0!"},{"$error":"#DIV/0!"},{"$error":"#DIV/0!"},{"$error":"#DIV/0!"},{"$error":"#DIV/0!"},{"$error":"#DIV/0!"},{"$error":"#DIV/0!"},{"$error":"#DIV/0!"},{"$error":"#DIV/0!"},{"$error":"#DIV/0!"},{"$error":"#DIV/0!"},{"$error":"#DIV/0!"},{"$error":"#DIV/0!"},{"$error":"#DIV/0!"},{"$error":"#DIV/0!"},{"$error":"#DIV/0!"},{"$error":"#DIV/0!"},{"$error":"#DIV/0!"},{"$error":"#DIV/0!"},{"$error":"#DIV/0!"},{"$error":"#DIV/0!"},{"$error":"#DIV/0!"},{"$error":"#DIV/0!"},{"$error":"#DIV/0!"},{"$error":"#DIV/0!"},{"$error":"#DIV/0!"},{"$error":"#DIV/0!"},{"$error":"#DIV/0!"},{"$error":"#DIV/0!"},{"$error":"#DIV/0!"},"冷房COP比","βc"]
[null,null,"Σ",{"$f":"D$161*D$243","v":{"$error":"#DIV/0!"}},{"$f":"E$161*E$243","v":{"$error":"#DIV/0!"}},{"$error":"#DIV/0!"},{"$error":"#DIV/0!"},{"$error":"#DIV/0!"},{"$error":"#DIV/0!"},{"$error":"#DIV/0!"},{"$error":"#DIV/0!"},{"$error":"#DIV/0!"},{"$error":"#DIV/0!"},{"$error":"#DIV/0!"},{"$error":"#DIV/0!"},{"$error":"#DIV/0!"},{"$error":"#DIV/0!"},{"$error":"#DIV/0!"},{"$error":"#DIV/0!"},{"$error":"#DIV/0!"},{"$error":"#DIV/0!"},{"$error":"#DIV/0!"},{"$error":"#DIV/0!"},{"$error":"#DIV/0!"},{"$error":"#DIV/0!"},{"$error":"#DIV/0!"},{"$error":"#DIV/0!"},{"$error":"#DIV/0!"},{"$error":"#DIV/0!"},{"$error":"#DIV/0!"},{"$error":"#DIV/0!"},{"$error":"#DIV/0!"},{"$error":"#DIV/0!"},{"$error":"#DIV/0!"},{"$error":"#DIV/0!"},{"$error":"#DIV/0!"},{"$error":"#DIV/0!"},{"$error":"#DIV/0!"},{"$error":"#DIV/0!"},{"$error":"#DIV/0!"},{"$error":"#DIV/0!"},{"$error":"#DIV/0!"},{"$error":"#DIV/0!"},{"$error":"#DIV/0!"},{"$error":"#DIV/0!"},{"$f":"SUM($D$248:$AS$248)","v":{"$error":"#DIV/0!"}},"Σ"]
[null,"後5","冷房時消費電力比",{"$f":"D$162/D$253","v":{"$error":"#DIV/0!"}},{"$error":"#DIV/0!"},{"$error":"#DIV/0!"},{"$error":"#DIV/0!"},{"$error":"#DIV/0!"},{"$error":"#DIV/0!"},{"$error":"#DIV/0!"},{"$error":"#DIV/0!"},{"$error":"#DIV/0!"},{"$error":"#DIV/0!"},{"$error":"#DIV/0!"},{"$error":"#DIV/0!"},{"$error":"#DIV/0!"},{"$error":"#DIV/0!"},{"$error":"#DIV/0!"},{"$error":"#DIV/0!"},{"$error":"#DIV/0!"},{"$error":"#DIV/0!"},{"$error":"#DIV/0!"},{"$error":"#DIV/0!"},{"$error":"#DIV/0!"},{"$error":"#DIV/0!"},{"$error":"#DIV/0!"},{"$error":"#DIV/0!"},{"$error":"#DIV/0!"},{"$error":"#DIV/0!"},{"$error":"#DIV/0!"},{"$error":"#DIV/0!"},{"$error":"#DIV/0!"},{"$error":"#DIV/0!"},{"$error":"#DIV/0!"},{"$error":"#DIV/0!"},{"$error":"#DIV/0!"},{"$error":"#DIV/0!"},{"$error":"#DIV/0!"},{"$error":"#DIV/0!"},{"$error":"#DIV/0!"},{"$error":"#DIV/0!"},{"$error":"#DIV/0!"},{"$error":"#DIV/0!"},{"$error":"#DIV/0!"},{"$f":"AS$162/AS$253","v":{"$error":"#DIV/0!"}},"冷房時消費電力比","εc"]
[null,null,"冷房能力",{"$f":"($U$43-1.077*$U$43)/6*($D$148-35)+$U$43","v":0},{"$f":"($U$43-1.077*$U$43)/6*($E$148-35)+$U$43","v":0},{"$f":"($U$43-1.077*$U$43)/6*($F$148-35)+$U$43","v":0},{"$f":"($U$43-1.077*$U$43)/6*($G$148-35)+$U$43","v":0},{"$f":"($U$43-1.077*$U$43)/6*($H$148-35)+$U$43","v":0},{"$f":"($U$43-1.077*$U$43)/6*($I$148-35)+$U$43","v":0},{"$f":"($U$43-1.077*$U$43)/6*($J$148-35)+$U$43","v":0},{"$f":"($U$43-1.077*$U$43)/6*($K$148-35)+$U$43","v":0},{"$f":"($U$43-1.077*$U$43)/6*($L$148-35)+$U$43","v":0},{"$f":"($U$43-1.077*$U$43)/6*($M$148-35)+$U$43","v":0},{"$f":"($U$43-1.077*$U$43)/6*($N$148-35)+$U$43","v":0},{"$f":"($U$43-1.077*$U$43)/6*($O$148-35)+$U$43","v":0},{"$f":"($U$43-1.077*$U$43)/6*($P$148-35)+$U$43","v":0},{"$f":"($U$43-1.077*$U$43)/6*($Q$148-35)+$U$43","v":0},{"$f":"($U$43-1.077*$U$43)/6*($R$148-35)+$U$43","v":0},{"$f":"($U$43-1.077*$U$43)/6*($S$148-35)+$U$43","v":0},{"$f":"($U$43-1.077*$U$43)/6*($T$148-35)+$U$43","v":0},{"$f":"($U$43-1.077*$U$43)/6*($U$148-35)+$U$43","v":0},{"$f":"($U$43-1.077*$U$43)/6*($V$148-35)+$U$43","v":0},{"$f":"($U$43-1.077*$U$43)/6*($W$148-35)+$U$43","v":0},{"$f":"($U$43-1.077*$U$43)/6*($X$148-35)+$U$43","v":0},{"$f":"($U$43-1.077*$U$43)/6*($Y$148-35)+$U$43","v":0},{"$f":"($U$43-1.077*$U$43)/6*($Z$148-35)+$U$43","v":0},{"$f":"($U$43-1.077*$U$43)/6*($AA$148-35)+$U$43","v":0},{"$f":"($U$43-1.077*$U$43)/6*($AB$148-35)+$U$43","v":0},{"$f":"($U$43-1.077*$U$43)/6*($AC$148-35)+$U$43","v":0},{"$f":"($U$43-1.077*$U$43)/6*($AD$148-35)+$U$43","v":0},{"$f":"($U$43-1.077*$U$43)/6*($AE$148-35)+$U$43","v":0},{"$f":"($U$43-1.077*$U$43)/6*($AF$148-35)+$U$43","v":0},{"$f":"($U$43-1.077*$U$43)/6*($AG$148-35)+$U$43","v":0},{"$f":"($U$43-1.077*$U$43)/6*($AH$148-35)+$U$43","v":0},{"$f":"($U$43-1.077*$U$43)/6*($AI$148-35)+$U$43","v":0},{"$f":"($U$43-1.077*$U$43)/6*($AJ$148-35)+$U$43","v":0},{"$f":"($U$43-1.077*$U$43)/6*($AK$148-35)+$U$43","v":0},{"$f":"($U$43-1.077*$U$43)/6*($AL$148-35)+$U$43","v":0},{"$f":"($U$43-1.077*$U$43)/6*($AM$148-35)+$U$43","v":0},{"$f":"($U$43-1.077*$U$43)/6*($AN$148-35)+$U$43","v":0},{"$f":"($U$43-1.077*$U$43)/6*($AO$148-35)+$U$43","v":0},{"$f":"($U$43-1.077*$U$43)/6*($AP$148-35)+$U$43","v":0},{"$f":"($U$43-1.077*$U$43)/6*($AQ$148-35)+$U$43","v":0},{"$f":"($U$43-1.077*$U$43)/6*($AR$148-35)+$U$43","v":0},{"$f":"($U$43-1.077*$U$43)/6*($AS$148-35)+$U$43","v":0},"冷房能力","Φc"]
[null,null,"冷房消費電力",{"$f":"($U$44-0.914*$U$44)/6*($D$148-35)+$U$44","v":0},{"$f":"($U$44-0.914*$U$44)/6*($E$148-35)+$U$44","v":0},{"$f":"($U$44-0.914*$U$44)/6*($F$148-35)+$U$44","v":0},{"$f":"($U$44-0.914*$U$44)/6*($G$148-35)+$U$44","v":0},{"$f":"($U$44-0.914*$U$44)/6*($H$148-35)+$U$44","v":0},{"$f":"($U$44-0.914*$U$44)/6*($I$148-35)+$U$44","v":0},{"$f":"($U$44-0.914*$U$44)/6*($J$148-35)+$U$44","v":0},{"$f":"($U$44-0.914*$U$44)/6*($K$148-35)+$U$44","v":0},{"$f":"($U$44-0.914*$U$44)/6*($L$148-35)+$U$44","v":0},{"$f":"($U$44-0.914*$U$44)/6*($M$148-35)+$U$44","v":0},{"$f":"($U$44-0.914*$U$44)/6*($N$148-35)+$U$44","v":0},{"$f":"($U$44-0.914*$U$44)/6*($O$148-35)+$U$44","v":0},{"$f":"($U$44-0.914*$U$44)/6*($P$148-35)+$U$44","v":0},{"$f":"($U$44-0.914*$U$44)/6*($Q$148-35)+$U$44","v":0},{"$f":"($U$44-0.914*$U$44)/6*($R$148-35)+$U$44","v":0},{"$f":"($U$44-0.914*$U$44)/6*($S$148-35)+$U$44","v":0},{"$f":"($U$44-0.914*$U$44)/6*($T$148-35)+$U$44","v":0},{"$f":"($U$44-0.914*$U$44)/6*($U$148-35)+$U$44","v":0},{"$f":"($U$44-0.914*$U$44)/6*($V$148-35)+$U$44","v":0},{"$f":"($U$44-0.914*$U$44)/6*($W$148-35)+$U$44","v":0},{"$f":"($U$44-0.914*$U$44)/6*($X$148-35)+$U$44","v":0},{"$f":"($U$44-0.914*$U$44)/6*($Y$148-35)+$U$44","v":0},{"$f":"($U$44-0.914*$U$44)/6*($Z$148-35)+$U$44","v":0},{"$f":"($U$44-0.914*$U$44)/6*($AA$148-35)+$U$44","v":0},{"$f":"($U$44-0.914*$U$44)/6*($AB$148-35)+$U$44","v":0},{"$f":"($U$44-0.914*$U$44)/6*($AC$148-35)+$U$44","v":0},{"$f":"($U$44-0.914*$U$44)/6*($AD$148-35)+$U$44","v":0},{"$f":"($U$44-0.914*$U$44)/6*($AE$148-35)+$U$44","v":0},{"$f":"($U$44-0.914*$U$44)/6*($AF$148-35)+$U$44","v":0},{"$f":"($U$44-0.914*$U$44)/6*($AG$148-35)+$U$44","v":0},{"$f":"($U$44-0.914*$U$44)/6*($AH$148-35)+$U$44","v":0},{"$f":"($U$44-0.914*$U$44)/6*($AI$148-35)+$U$44","v":0},{"$f":"($U$44-0.914*$U$44)/6*($AJ$148-35)+$U$44","v":0},{"$f":"($U$44-0.914*$U$44)/6*($AK$148-35)+$U$44","v":0},{"$f":"($U$44-0.914*$U$44)/6*($AL$148-35)+$U$44","v":0},{"$f":"($U$44-0.914*$U$44)/6*($AM$148-35)+$U$44","v":0},{"$f":"($U$44-0.914*$U$44)/6*($AN$148-35)+$U$44","v":0},{"$f":"($U$44-0.914*$U$44)/6*($AO$148-35)+$U$44","v":0},{"$f":"($U$44-0.914*$U$44)/6*($AP$148-35)+$U$44","v":0},{"$f":"($U$44-0.914*$U$44)/6*($AQ$148-35)+$U$44","v":0},{"$f":"($U$44-0.914*$U$44)/6*($AR$148-35)+$U$44","v":0},{"$f":"($U$44-0.914*$U$44)/6*($AS$148-35)+$U$44","v":0},"冷房消費電力","Pc"]
[null,null,"冷房COP",{"$f":"D$250/D$251","v":{"$error":"#DIV/0!"}},{"$error":"#DIV/0!"},{"$error":"#DIV/0!"},{"$error":"#DIV/0!"},{"$error":"#DIV/0!"},{"$error":"#DIV/0!"},{"$error":"#DIV/0!"},{"$error":"#DIV/0!"},{"$error":"#DIV/0!"},{"$error":"#DIV/0!"},{"$error":"#DIV/0!"},{"$error":"#DIV/0!"},{"$error":"#DIV/0!"},{"$error":"#DIV/0!"},{"$error":"#DIV/0!"},{"$error":"#DIV/0!"},{"$error":"#DIV/0!"},{"$error":"#DIV/0!"},{"$error":"#DIV/0!"},{"$error":"#DIV/0!"},{"$error":"#DIV/0!"},{"$error":"#DIV/0!"},{"$error":"#DIV/0!"},{"$error":"#DIV/0!"},{"$error":"#DIV/0!"},{"$error":"#DIV/0!"},{"$error":"#DIV/0!"},{"$error":"#DIV/0!"},{"$error":"#DIV/0!"},{"$error":"#DIV/0!"},{"$error":"#DIV/0!"},{"$error":"#DIV/0!"},{"$error":"#DIV/0!"},{"$error":"#DIV/0!"},{"$error":"#DIV/0!"},{"$error":"#DIV/0!"},{"$error":"#DIV/0!"},{"$error":"#DIV/0!"},{"$error":"#DIV/0!"},{"$error":"#DIV/0!"},{"$error":"#DIV/0!"},{"$error":"#DIV/0!"},"冷房COP","σc"]
[null,null,"冷房COP比",{"$f":"D252/$U$45","v":{"$error":"#DIV/0!"}},{"$f":"E252/$U$45","v":{"$error":"#DIV/0!"}},{"$error":"#DIV/0!"},{"$error":"#DIV/0!"},{"$error":"#DIV/0!"},{"$error":"#DIV/0!"},{"$error":"#DIV/0!"},{"$error":"#DIV/0!"},{"$error":"#DIV/0!"},{"$error":"#DIV/0!"},{"$error":"#DIV/0!"},{"$error":"#DIV/0!"},{"$error":"#DIV/0!"},{"$error":"#DIV/0!"},{"$error":"#DIV/0!"},{"$error":"#DIV/0!"},{"$error":"#DIV/0!"},{"$error":"#DIV/0!"},{"$error":"#DIV/0!"},{"$error":"#DIV/0!"},{"$error":"#DIV/0!"},{"$error":"#DIV/0!"},{"$error":"#DIV/0!"},{"$error":"#DIV/0!"},{"$error":"#DIV/0!"},{"$error":"#DIV/0!"},{"$error":"#DIV/0!"},{"$error":"#DIV/0!"},{"$error":"#DIV/0!"},{"$error":"#DIV/0!"},{"$error":"#DIV/0!"},{"$error":"#DIV/0!"},{"$error":"#DIV/0!"},{"$error":"#DIV/0!"},{"$error":"#DIV/0!"},{"$error":"#DIV/0!"},{"$error":"#DIV/0!"},{"$error":"#DIV/0!"},{"$error":"#DIV/0!"},{"$error":"#DIV/0!"},{"$error":"#DIV/0!"},{"$error":"#DIV/0!"},"冷房COP比","βc"]
[null,null,"Σ",{"$f":"D$161*D$249","v":{"$error":"#DIV/0!"}},{"$f":"E$161*E$249","v":{"$error":"#DIV/0!"}},{"$error":"#DIV/0!"},{"$error":"#DIV/0!"},{"$error":"#DIV/0!"},{"$error":"#DIV/0!"},{"$error":"#DIV/0!"},{"$error":"#DIV/0!"},{"$error":"#DIV/0!"},{"$error":"#DIV/0!"},{"$error":"#DIV/0!"},{"$error":"#DIV/0!"},{"$error":"#DIV/0!"},{"$error":"#DIV/0!"},{"$error":"#DIV/0!"},{"$error":"#DIV/0!"},{"$error":"#DIV/0!"},{"$error":"#DIV/0!"},{"$error":"#DIV/0!"},{"$error":"#DIV/0!"},{"$error":"#DIV/0!"},{"$error":"#DIV/0!"},{"$error":"#DIV/0!"},{"$error":"#DIV/0!"},{"$error":"#DIV/0!"},{"$error":"#DIV/0!"},{"$error":"#DIV/0!"},{"$error":"#DIV/0!"},{"$error":"#DIV/0!"},{"$error":"#DIV/0!"},{"$error":"#DIV/0!"},{"$error":"#DIV/0!"},{"$error":"#DIV/0!"},{"$error":"#DIV/0!"},{"$error":"#DIV/0!"},{"$error":"#DIV/0!"},{"$error":"#DIV/0!"},{"$error":"#DIV/0!"},{"$error":"#DIV/0!"},{"$error":"#DIV/0!"},{"$error":"#DIV/0!"},{"$error":"#DIV/0!"},{"$f":"SUM($D$254:$AS$254)","v":{"$error":"#DIV/0!"}},"Σ"]
[null,"後6","冷房時消費電力比",{"$f":"D$162/D$259","v":{"$error":"#DIV/0!"}},{"$error":"#DIV/0!"},{"$error":"#DIV/0!"},{"$error":"#DIV/0!"},{"$error":"#DIV/0!"},{"$error":"#DIV/0!"},{"$error":"#DIV/0!"},{"$error":"#DIV/0!"},{"$error":"#DIV/0!"},{"$error":"#DIV/0!"},{"$error":"#DIV/0!"},{"$error":"#DIV/0!"},{"$error":"#DIV/0!"},{"$error":"#DIV/0!"},{"$error":"#DIV/0!"},{"$error":"#DIV/0!"},{"$error":"#DIV/0!"},{"$error":"#DIV/0!"},{"$error":"#DIV/0!"},{"$error":"#DIV/0!"},{"$error":"#DIV/0!"},{"$error":"#DIV/0!"},{"$error":"#DIV/0!"},{"$error":"#DIV/0!"},{"$error":"#DIV/0!"},{"$error":"#DIV/0!"},{"$error":"#DIV/0!"},{"$error":"#DIV/0!"},{"$error":"#DIV/0!"},{"$error":"#DIV/0!"},{"$error":"#DIV/0!"},{"$error":"#DIV/0!"},{"$error":"#DIV/0!"},{"$error":"#DIV/0!"},{"$error":"#DIV/0!"},{"$error":"#DIV/0!"},{"$error":"#DIV/0!"},{"$error":"#DIV/0!"},{"$error":"#DIV/0!"},{"$error":"#DIV/0!"},{"$error":"#DIV/0!"},{"$f":"AS$162/AS$259","v":{"$error":"#DIV/0!"}},"冷房時消費電力比","εc"]
[null,null,"冷房能力",{"$f":"($V$43-1.077*$V$43)/6*($D$148-35)+$V$43","v":0},{"$f":"($V$43-1.077*$V$43)/6*($E$148-35)+$V$43","v":0},{"$f":"($V$43-1.077*$V$43)/6*($F$148-35)+$V$43","v":0},{"$f":"($V$43-1.077*$V$43)/6*($G$148-35)+$V$43","v":0},{"$f":"($V$43-1.077*$V$43)/6*($H$148-35)+$V$43","v":0},{"$f":"($V$43-1.077*$V$43)/6*($I$148-35)+$V$43","v":0},{"$f":"($V$43-1.077*$V$43)/6*($J$148-35)+$V$43","v":0},{"$f":"($V$43-1.077*$V$43)/6*($K$148-35)+$V$43","v":0},{"$f":"($V$43-1.077*$V$43)/6*($L$148-35)+$V$43","v":0},{"$f":"($V$43-1.077*$V$43)/6*($M$148-35)+$V$43","v":0},{"$f":"($V$43-1.077*$V$43)/6*($N$148-35)+$V$43","v":0},{"$f":"($V$43-1.077*$V$43)/6*($O$148-35)+$V$43","v":0},{"$f":"($V$43-1.077*$V$43)/6*($P$148-35)+$V$43","v":0},{"$f":"($V$43-1.077*$V$43)/6*($Q$148-35)+$V$43","v":0},{"$f":"($V$43-1.077*$V$43)/6*($R$148-35)+$V$43","v":0},{"$f":"($V$43-1.077*$V$43)/6*($S$148-35)+$V$43","v":0},{"$f":"($V$43-1.077*$V$43)/6*($T$148-35)+$V$43","v":0},{"$f":"($V$43-1.077*$V$43)/6*($U$148-35)+$V$43","v":0},{"$f":"($V$43-1.077*$V$43)/6*($V$148-35)+$V$43","v":0},{"$f":"($V$43-1.077*$V$43)/6*($W$148-35)+$V$43","v":0},{"$f":"($V$43-1.077*$V$43)/6*($X$148-35)+$V$43","v":0},{"$f":"($V$43-1.077*$V$43)/6*($Y$148-35)+$V$43","v":0},{"$f":"($V$43-1.077*$V$43)/6*($Z$148-35)+$V$43","v":0},{"$f":"($V$43-1.077*$V$43)/6*($AA$148-35)+$V$43","v":0},{"$f":"($V$43-1.077*$V$43)/6*($AB$148-35)+$V$43","v":0},{"$f":"($V$43-1.077*$V$43)/6*($AC$148-35)+$V$43","v":0},{"$f":"($V$43-1.077*$V$43)/6*($AD$148-35)+$V$43","v":0},{"$f":"($V$43-1.077*$V$43)/6*($AE$148-35)+$V$43","v":0},{"$f":"($V$43-1.077*$V$43)/6*($AF$148-35)+$V$43","v":0},{"$f":"($V$43-1.077*$V$43)/6*($AG$148-35)+$V$43","v":0},{"$f":"($V$43-1.077*$V$43)/6*($AH$148-35)+$V$43","v":0},{"$f":"($V$43-1.077*$V$43)/6*($AI$148-35)+$V$43","v":0},{"$f":"($V$43-1.077*$V$43)/6*($AJ$148-35)+$V$43","v":0},{"$f":"($V$43-1.077*$V$43)/6*($AK$148-35)+$V$43","v":0},{"$f":"($V$43-1.077*$V$43)/6*($AL$148-35)+$V$43","v":0},{"$f":"($V$43-1.077*$V$43)/6*($AM$148-35)+$V$43","v":0},{"$f":"($V$43-1.077*$V$43)/6*($AN$148-35)+$V$43","v":0},{"$f":"($V$43-1.077*$V$43)/6*($AO$148-35)+$V$43","v":0},{"$f":"($V$43-1.077*$V$43)/6*($AP$148-35)+$V$43","v":0},{"$f":"($V$43-1.077*$V$43)/6*($AQ$148-35)+$V$43","v":0},{"$f":"($V$43-1.077*$V$43)/6*($AR$148-35)+$V$43","v":0},{"$f":"($V$43-1.077*$V$43)/6*($AS$148-35)+$V$43","v":0},"冷房能力","Φc"]
[null,null,"冷房消費電力",{"$f":"($V$44-0.914*$V$44)/6*($D$148-35)+$V$44","v":0},{"$f":"($V$44-0.914*$V$44)/6*($E$148-35)+$V$44","v":0},{"$f":"($V$44-0.914*$V$44)/6*($F$148-35)+$V$44","v":0},{"$f":"($V$44-0.914*$V$44)/6*($G$148-35)+$V$44","v":0},{"$f":"($V$44-0.914*$V$44)/6*($H$148-35)+$V$44","v":0},{"$f":"($V$44-0.914*$V$44)/6*($I$148-35)+$V$44","v":0},{"$f":"($V$44-0.914*$V$44)/6*($J$148-35)+$V$44","v":0},{"$f":"($V$44-0.914*$V$44)/6*($K$148-35)+$V$44","v":0},{"$f":"($V$44-0.914*$V$44)/6*($L$148-35)+$V$44","v":0},{"$f":"($V$44-0.914*$V$44)/6*($M$148-35)+$V$44","v":0},{"$f":"($V$44-0.914*$V$44)/6*($N$148-35)+$V$44","v":0},{"$f":"($V$44-0.914*$V$44)/6*($O$148-35)+$V$44","v":0},{"$f":"($V$44-0.914*$V$44)/6*($P$148-35)+$V$44","v":0},{"$f":"($V$44-0.914*$V$44)/6*($Q$148-35)+$V$44","v":0},{"$f":"($V$44-0.914*$V$44)/6*($R$148-35)+$V$44","v":0},{"$f":"($V$44-0.914*$V$44)/6*($S$148-35)+$V$44","v":0},{"$f":"($V$44-0.914*$V$44)/6*($T$148-35)+$V$44","v":0},{"$f":"($V$44-0.914*$V$44)/6*($U$148-35)+$V$44","v":0},{"$f":"($V$44-0.914*$V$44)/6*($V$148-35)+$V$44","v":0},{"$f":"($V$44-0.914*$V$44)/6*($W$148-35)+$V$44","v":0},{"$f":"($V$44-0.914*$V$44)/6*($X$148-35)+$V$44","v":0},{"$f":"($V$44-0.914*$V$44)/6*($Y$148-35)+$V$44","v":0},{"$f":"($V$44-0.914*$V$44)/6*($Z$148-35)+$V$44","v":0},{"$f":"($V$44-0.914*$V$44)/6*($AA$148-35)+$V$44","v":0},{"$f":"($V$44-0.914*$V$44)/6*($AB$148-35)+$V$44","v":0},{"$f":"($V$44-0.914*$V$44)/6*($AC$148-35)+$V$44","v":0},{"$f":"($V$44-0.914*$V$44)/6*($AD$148-35)+$V$44","v":0},{"$f":"($V$44-0.914*$V$44)/6*($AE$148-35)+$V$44","v":0},{"$f":"($V$44-0.914*$V$44)/6*($AF$148-35)+$V$44","v":0},{"$f":"($V$44-0.914*$V$44)/6*($AG$148-35)+$V$44","v":0},{"$f":"($V$44-0.914*$V$44)/6*($AH$148-35)+$V$44","v":0},{"$f":"($V$44-0.914*$V$44)/6*($AI$148-35)+$V$44","v":0},{"$f":"($V$44-0.914*$V$44)/6*($AJ$148-35)+$V$44","v":0},{"$f":"($V$44-0.914*$V$44)/6*($AK$148-35)+$V$44","v":0},{"$f":"($V$44-0.914*$V$44)/6*($AL$148-35)+$V$44","v":0},{"$f":"($V$44-0.914*$V$44)/6*($AM$148-35)+$V$44","v":0},{"$f":"($V$44-0.914*$V$44)/6*($AN$148-35)+$V$44","v":0},{"$f":"($V$44-0.914*$V$44)/6*($AO$148-35)+$V$44","v":0},{"$f":"($V$44-0.914*$V$44)/6*($AP$148-35)+$V$44","v":0},{"$f":"($V$44-0.914*$V$44)/6*($AQ$148-35)+$V$44","v":0},{"$f":"($V$44-0.914*$V$44)/6*($AR$148-35)+$V$44","v":0},{"$f":"($V$44-0.914*$V$44)/6*($AS$148-35)+$V$44","v":0},"冷房消費電力","Pc"]
[null,null,"冷房COP",{"$f":"D$256/D$257","v":{"$error":"#DIV/0!"}},{"$error":"#DIV/0!"},{"$error":"#DIV/0!"},{"$error":"#DIV/0!"},{"$error":"#DIV/0!"},{"$error":"#DIV/0!"},{"$error":"#DIV/0!"},{"$error":"#DIV/0!"},{"$error":"#DIV/0!"},{"$error":"#DIV/0!"},{"$error":"#DIV/0!"},{"$error":"#DIV/0!"},{"$error":"#DIV/0!"},{"$error":"#DIV/0!"},{"$error":"#DIV/0!"},{"$error":"#DIV/0!"},{"$error":"#DIV/0!"},{"$error":"#DIV/0!"},{"$error":"#DIV/0!"},{"$error":"#DIV/0!"},{"$error":"#DIV/0!"},{"$error":"#DIV/0!"},{"$error":"#DIV/0!"},{"$error":"#DIV/0!"},{"$error":"#DIV/0!"},{"$error":"#DIV/0!"},{"$error":"#DIV/0!"},{"$error":"#DIV/0!"},{"$error":"#DIV/0!"},{"$error":"#DIV/0!"},{"$error":"#DIV/0!"},{"$error":"#DIV/0!"},{"$error":"#DIV/0!"},{"$error":"#DIV/0!"},{"$error":"#DIV/0!"},{"$error":"#DIV/0!"},{"$error":"#DIV/0!"},{"$error":"#DIV/0!"},{"$error":"#DIV/0!"},{"$error":"#DIV/0!"},{"$error":"#DIV/0!"},{"$error":"#DIV/0!"},"冷房COP","σc"]
[null,null,"冷房COP比",{"$f":"D258/$V$45","v":{"$error":"#DIV/0!"}},{"$f":"E258/$V$45","v":{"$error":"#DIV/0!"}},{"$error":"#DIV/0!"},{"$error":"#DIV/0!"},{"$error":"#DIV/0!"},{"$error":"#DIV/0!"},{"$error":"#DIV/0!"},{"$error":"#DIV/0!"},{"$error":"#DIV/0!"},{"$error":"#DIV/0!"},{"$error":"#DIV/0!"},{"$error":"#DIV/0!"},{"$error":"#DIV/0!"},{"$error":"#DIV/0!"},{"$error":"#DIV/0!"},{"$error":"#DIV/0!"},{"$error":"#DIV/0!"},{"$error":"#DIV/0!"},{"$error":"#DIV/0!"},{"$error":"#DIV/0!"},{"$error":"#DIV/0!"},{"$error":"#DIV/0!"},{"$error":"#DIV/0!"},{"$error":"#DIV/0!"},{"$error":"#DIV/0!"},{"$error":"#DIV/0!"},{"$error":"#DIV/0!"},{"$error":"#DIV/0!"},{"$error":"#DIV/0!"},{"$error":"#DIV/0!"},{"$error":"#DIV/0!"},{"$error":"#DIV/0!"},{"$error":"#DIV/0!"},{"$error":"#DIV/0!"},{"$error":"#DIV/0!"},{"$error":"#DIV/0!"},{"$error":"#DIV/0!"},{"$error":"#DIV/0!"},{"$error":"#DIV/0!"},{"$error":"#DIV/0!"},{"$error":"#DIV/0!"},{"$error":"#DIV/0!"},"冷房COP比","βc"]
[null,null,"Σ",{"$f":"D$161*D$255","v":{"$error":"#DIV/0!"}},{"$f":"E$161*E$255","v":{"$error":"#DIV/0!"}},{"$error":"#DIV/0!"},{"$error":"#DIV/0!"},{"$error":"#DIV/0!"},{"$error":"#DIV/0!"},{"$error":"#DIV/0!"},{"$error":"#DIV/0!"},{"$error":"#DIV/0!"},{"$error":"#DIV/0!"},{"$error":"#DIV/0!"},{"$error":"#DIV/0!"},{"$error":"#DIV/0!"},{"$error":"#DIV/0!"},{"$error":"#DIV/0!"},{"$error":"#DIV/0!"},{"$error":"#DIV/0!"},{"$error":"#DIV/0!"},{"$error":"#DIV/0!"},{"$error":"#DIV/0!"},{"$error":"#DIV/0!"},{"$error":"#DIV/0!"},{"$error":"#DIV/0!"},{"$error":"#DIV/0!"},{"$error":"#DIV/0!"},{"$error":"#DIV/0!"},{"$error":"#DIV/0!"},{"$error":"#DIV/0!"},{"$error":"#DIV/0!"},{"$error":"#DIV/0!"},{"$error":"#DIV/0!"},{"$error":"#DIV/0!"},{"$error":"#DIV/0!"},{"$error":"#DIV/0!"},{"$error":"#DIV/0!"},{"$error":"#DIV/0!"},{"$error":"#DIV/0!"},{"$error":"#DIV/0!"},{"$error":"#DIV/0!"},{"$error":"#DIV/0!"},{"$error":"#DIV/0!"},{"$error":"#DIV/0!"},{"$f":"SUM($D$260:$AS$260)","v":{"$error":"#DIV/0!"}},"Σ"]
[null,"後7","冷房時消費電力比",{"$f":"D$162/D$265","v":{"$error":"#DIV/0!"}},{"$error":"#DIV/0!"},{"$error":"#DIV/0!"},{"$error":"#DIV/0!"},{"$error":"#DIV/0!"},{"$error":"#DIV/0!"},{"$error":"#DIV/0!"},{"$error":"#DIV/0!"},{"$error":"#DIV/0!"},{"$error":"#DIV/0!"},{"$error":"#DIV/0!"},{"$error":"#DIV/0!"},{"$error":"#DIV/0!"},{"$error":"#DIV/0!"},{"$error":"#DIV/0!"},{"$error":"#DIV/0!"},{"$error":"#DIV/0!"},{"$error":"#DIV/0!"},{"$error":"#DIV/0!"},{"$error":"#DIV/0!"},{"$error":"#DIV/0!"},{"$error":"#DIV/0!"},{"$error":"#DIV/0!"},{"$error":"#DIV/0!"},{"$error":"#DIV/0!"},{"$error":"#DIV/0!"},{"$error":"#DIV/0!"},{"$error":"#DIV/0!"},{"$error":"#DIV/0!"},{"$error":"#DIV/0!"},{"$error":"#DIV/0!"},{"$error":"#DIV/0!"},{"$error":"#DIV/0!"},{"$error":"#DIV/0!"},{"$error":"#DIV/0!"},{"$error":"#DIV/0!"},{"$error":"#DIV/0!"},{"$error":"#DIV/0!"},{"$error":"#DIV/0!"},{"$error":"#DIV/0!"},{"$error":"#DIV/0!"},{"$f":"AS$162/AS$265","v":{"$error":"#DIV/0!"}},"冷房時消費電力比","εc"]
[null,null,"冷房能力",{"$f":"($W$43-1.077*$W$43)/6*($D$148-35)+$W$43","v":0},{"$f":"($W$43-1.077*$W$43)/6*($E$148-35)+$W$43","v":0},{"$f":"($W$43-1.077*$W$43)/6*($F$148-35)+$W$43","v":0},{"$f":"($W$43-1.077*$W$43)/6*($G$148-35)+$W$43","v":0},{"$f":"($W$43-1.077*$W$43)/6*($H$148-35)+$W$43","v":0},{"$f":"($W$43-1.077*$W$43)/6*($I$148-35)+$W$43","v":0},{"$f":"($W$43-1.077*$W$43)/6*($J$148-35)+$W$43","v":0},{"$f":"($W$43-1.077*$W$43)/6*($K$148-35)+$W$43","v":0},{"$f":"($W$43-1.077*$W$43)/6*($L$148-35)+$W$43","v":0},{"$f":"($W$43-1.077*$W$43)/6*($M$148-35)+$W$43","v":0},{"$f":"($W$43-1.077*$W$43)/6*($N$148-35)+$W$43","v":0},{"$f":"($W$43-1.077*$W$43)/6*($O$148-35)+$W$43","v":0},{"$f":"($W$43-1.077*$W$43)/6*($P$148-35)+$W$43","v":0},{"$f":"($W$43-1.077*$W$43)/6*($Q$148-35)+$W$43","v":0},{"$f":"($W$43-1.077*$W$43)/6*($R$148-35)+$W$43","v":0},{"$f":"($W$43-1.077*$W$43)/6*($S$148-35)+$W$43","v":0},{"$f":"($W$43-1.077*$W$43)/6*($T$148-35)+$W$43","v":0},{"$f":"($W$43-1.077*$W$43)/6*($U$148-35)+$W$43","v":0},{"$f":"($W$43-1.077*$W$43)/6*($V$148-35)+$W$43","v":0},{"$f":"($W$43-1.077*$W$43)/6*($W$148-35)+$W$43","v":0},{"$f":"($W$43-1.077*$W$43)/6*($X$148-35)+$W$43","v":0},{"$f":"($W$43-1.077*$W$43)/6*($Y$148-35)+$W$43","v":0},{"$f":"($W$43-1.077*$W$43)/6*($Z$148-35)+$W$43","v":0},{"$f":"($W$43-1.077*$W$43)/6*($AA$148-35)+$W$43","v":0},{"$f":"($W$43-1.077*$W$43)/6*($AB$148-35)+$W$43","v":0},{"$f":"($W$43-1.077*$W$43)/6*($AC$148-35)+$W$43","v":0},{"$f":"($W$43-1.077*$W$43)/6*($AD$148-35)+$W$43","v":0},{"$f":"($W$43-1.077*$W$43)/6*($AE$148-35)+$W$43","v":0},{"$f":"($W$43-1.077*$W$43)/6*($AF$148-35)+$W$43","v":0},{"$f":"($W$43-1.077*$W$43)/6*($AG$148-35)+$W$43","v":0},{"$f":"($W$43-1.077*$W$43)/6*($AH$148-35)+$W$43","v":0},{"$f":"($W$43-1.077*$W$43)/6*($AI$148-35)+$W$43","v":0},{"$f":"($W$43-1.077*$W$43)/6*($AJ$148-35)+$W$43","v":0},{"$f":"($W$43-1.077*$W$43)/6*($AK$148-35)+$W$43","v":0},{"$f":"($W$43-1.077*$W$43)/6*($AL$148-35)+$W$43","v":0},{"$f":"($W$43-1.077*$W$43)/6*($AM$148-35)+$W$43","v":0},{"$f":"($W$43-1.077*$W$43)/6*($AN$148-35)+$W$43","v":0},{"$f":"($W$43-1.077*$W$43)/6*($AO$148-35)+$W$43","v":0},{"$f":"($W$43-1.077*$W$43)/6*($AP$148-35)+$W$43","v":0},{"$f":"($W$43-1.077*$W$43)/6*($AQ$148-35)+$W$43","v":0},{"$f":"($W$43-1.077*$W$43)/6*($AR$148-35)+$W$43","v":0},{"$f":"($W$43-1.077*$W$43)/6*($AS$148-35)+$W$43","v":0},"冷房能力","Φc"]
[null,null,"冷房消費電力",{"$f":"($W$44-0.914*$W$44)/6*($D$148-35)+$W$44","v":0},{"$f":"($W$44-0.914*$W$44)/6*($E$148-35)+$W$44","v":0},{"$f":"($W$44-0.914*$W$44)/6*($F$148-35)+$W$44","v":0},{"$f":"($W$44-0.914*$W$44)/6*($G$148-35)+$W$44","v":0},{"$f":"($W$44-0.914*$W$44)/6*($H$148-35)+$W$44","v":0},{"$f":"($W$44-0.914*$W$44)/6*($I$148-35)+$W$44","v":0},{"$f":"($W$44-0.914*$W$44)/6*($J$148-35)+$W$44","v":0},{"$f":"($W$44-0.914*$W$44)/6*($K$148-35)+$W$44","v":0},{"$f":"($W$44-0.914*$W$44)/6*($L$148-35)+$W$44","v":0},{"$f":"($W$44-0.914*$W$44)/6*($M$148-35)+$W$44","v":0},{"$f":"($W$44-0.914*$W$44)/6*($N$148-35)+$W$44","v":0},{"$f":"($W$44-0.914*$W$44)/6*($O$148-35)+$W$44","v":0},{"$f":"($W$44-0.914*$W$44)/6*($P$148-35)+$W$44","v":0},{"$f":"($W$44-0.914*$W$44)/6*($Q$148-35)+$W$44","v":0},{"$f":"($W$44-0.914*$W$44)/6*($R$148-35)+$W$44","v":0},{"$f":"($W$44-0.914*$W$44)/6*($S$148-35)+$W$44","v":0},{"$f":"($W$44-0.914*$W$44)/6*($T$148-35)+$W$44","v":0},{"$f":"($W$44-0.914*$W$44)/6*($U$148-35)+$W$44","v":0},{"$f":"($W$44-0.914*$W$44)/6*($V$148-35)+$W$44","v":0},{"$f":"($W$44-0.914*$W$44)/6*($W$148-35)+$W$44","v":0},{"$f":"($W$44-0.914*$W$44)/6*($X$148-35)+$W$44","v":0},{"$f":"($W$44-0.914*$W$44)/6*($Y$148-35)+$W$44","v":0},{"$f":"($W$44-0.914*$W$44)/6*($Z$148-35)+$W$44","v":0},{"$f":"($W$44-0.914*$W$44)/6*($AA$148-35)+$W$44","v":0},{"$f":"($W$44-0.914*$W$44)/6*($AB$148-35)+$W$44","v":0},{"$f":"($W$44-0.914*$W$44)/6*($AC$148-35)+$W$44","v":0},{"$f":"($W$44-0.914*$W$44)/6*($AD$148-35)+$W$44","v":0},{"$f":"($W$44-0.914*$W$44)/6*($AE$148-35)+$W$44","v":0},{"$f":"($W$44-0.914*$W$44)/6*($AF$148-35)+$W$44","v":0},{"$f":"($W$44-0.914*$W$44)/6*($AG$148-35)+$W$44","v":0},{"$f":"($W$44-0.914*$W$44)/6*($AH$148-35)+$W$44","v":0},{"$f":"($W$44-0.914*$W$44)/6*($AI$148-35)+$W$44","v":0},{"$f":"($W$44-0.914*$W$44)/6*($AJ$148-35)+$W$44","v":0},{"$f":"($W$44-0.914*$W$44)/6*($AK$148-35)+$W$44","v":0},{"$f":"($W$44-0.914*$W$44)/6*($AL$148-35)+$W$44","v":0},{"$f":"($W$44-0.914*$W$44)/6*($AM$148-35)+$W$44","v":0},{"$f":"($W$44-0.914*$W$44)/6*($AN$148-35)+$W$44","v":0},{"$f":"($W$44-0.914*$W$44)/6*($AO$148-35)+$W$44","v":0},{"$f":"($W$44-0.914*$W$44)/6*($AP$148-35)+$W$44","v":0},{"$f":"($W$44-0.914*$W$44)/6*($AQ$148-35)+$W$44","v":0},{"$f":"($W$44-0.914*$W$44)/6*($AR$148-35)+$W$44","v":0},{"$f":"($W$44-0.914*$W$44)/6*($AS$148-35)+$W$44","v":0},"冷房消費電力","Pc"]
[null,null,"冷房COP",{"$f":"D$262/D$263","v":{"$error":"#DIV/0!"}},{"$error":"#DIV/0!"},{"$error":"#DIV/0!"},{"$error":"#DIV/0!"},{"$error":"#DIV/0!"},{"$error":"#DIV/0!"},{"$error":"#DIV/0!"},{"$error":"#DIV/0!"},{"$error":"#DIV/0!"},{"$error":"#DIV/0!"},{"$error":"#DIV/0!"},{"$error":"#DIV/0!"},{"$error":"#DIV/0!"},{"$error":"#DIV/0!"},{"$error":"#DIV/0!"},{"$error":"#DIV/0!"},{"$error":"#DIV/0!"},{"$error":"#DIV/0!"},{"$error":"#DIV/0!"},{"$error":"#DIV/0!"},{"$error":"#DIV/0!"},{"$error":"#DIV/0!"},{"$error":"#DIV/0!"},{"$error":"#DIV/0!"},{"$error":"#DIV/0!"},{"$error":"#DIV/0!"},{"$error":"#DIV/0!"},{"$error":"#DIV/0!"},{"$error":"#DIV/0!"},{"$error":"#DIV/0!"},{"$error":"#DIV/0!"},{"$error":"#DIV/0!"},{"$error":"#DIV/0!"},{"$error":"#DIV/0!"},{"$error":"#DIV/0!"},{"$error":"#DIV/0!"},{"$error":"#DIV/0!"},{"$error":"#DIV/0!"},{"$error":"#DIV/0!"},{"$error":"#DIV/0!"},{"$error":"#DIV/0!"},{"$error":"#DIV/0!"},"冷房COP","σc"]
[null,null,"冷房COP比",{"$f":"D264/$W$45","v":{"$error":"#DIV/0!"}},{"$f":"E264/$W$45","v":{"$error":"#DIV/0!"}},{"$error":"#DIV/0!"},{"$error":"#DIV/0!"},{"$error":"#DIV/0!"},{"$error":"#DIV/0!"},{"$error":"#DIV/0!"},{"$error":"#DIV/0!"},{"$error":"#DIV/0!"},{"$error":"#DIV/0!"},{"$error":"#DIV/0!"},{"$error":"#DIV/0!"},{"$error":"#DIV/0!"},{"$error":"#DIV/0!"},{"$error":"#DIV/0!"},{"$error":"#DIV/0!"},{"$error":"#DIV/0!"},{"$error":"#DIV/0!"},{"$error":"#DIV/0!"},{"$error":"#DIV/0!"},{"$error":"#DIV/0!"},{"$error":"#DIV/0!"},{"$error":"#DIV/0!"},{"$error":"#DIV/0!"},{"$error":"#DIV/0!"},{"$error":"#DIV/0!"},{"$error":"#DIV/0!"},{"$error":"#DIV/0!"},{"$error":"#DIV/0!"},{"$error":"#DIV/0!"},{"$error":"#DIV/0!"},{"$error":"#DIV/0!"},{"$error":"#DIV/0!"},{"$error":"#DIV/0!"},{"$error":"#DIV/0!"},{"$error":"#DIV/0!"},{"$error":"#DIV/0!"},{"$error":"#DIV/0!"},{"$error":"#DIV/0!"},{"$error":"#DIV/0!"},{"$error":"#DIV/0!"},{"$error":"#DIV/0!"},"冷房COP比","βc"]
[null,null,"Σ",{"$f":"D$161*D$261","v":{"$error":"#DIV/0!"}},{"$f":"E$161*E$261","v":{"$error":"#DIV/0!"}},{"$error":"#DIV/0!"},{"$error":"#DIV/0!"},{"$error":"#DIV/0!"},{"$error":"#DIV/0!"},{"$error":"#DIV/0!"},{"$error":"#DIV/0!"},{"$error":"#DIV/0!"},{"$error":"#DIV/0!"},{"$error":"#DIV/0!"},{"$error":"#DIV/0!"},{"$error":"#DIV/0!"},{"$error":"#DIV/0!"},{"$error":"#DIV/0!"},{"$error":"#DIV/0!"},{"$error":"#DIV/0!"},{"$error":"#DIV/0!"},{"$error":"#DIV/0!"},{"$error":"#DIV/0!"},{"$error":"#DIV/0!"},{"$error":"#DIV/0!"},{"$error":"#DIV/0!"},{"$error":"#DIV/0!"},{"$error":"#DIV/0!"},{"$error":"#DIV/0!"},{"$error":"#DIV/0!"},{"$error":"#DIV/0!"},{"$error":"#DIV/0!"},{"$error":"#DIV/0!"},{"$error":"#DIV/0!"},{"$error":"#DIV/0!"},{"$error":"#DIV/0!"},{"$error":"#DIV/0!"},{"$error":"#DIV/0!"},{"$error":"#DIV/0!"},{"$error":"#DIV/0!"},{"$error":"#DIV/0!"},{"$error":"#DIV/0!"},{"$error":"#DIV/0!"},{"$error":"#DIV/0!"},{"$error":"#DIV/0!"},{"$f":"SUM($D$266:$AS$266)","v":{"$error":"#DIV/0!"}},"Σ"]
[null,"後8","冷房時消費電力比",{"$f":"D$162/D$271","v":{"$error":"#DIV/0!"}},{"$error":"#DIV/0!"},{"$error":"#DIV/0!"},{"$error":"#DIV/0!"},{"$error":"#DIV/0!"},{"$error":"#DIV/0!"},{"$error":"#DIV/0!"},{"$error":"#DIV/0!"},{"$error":"#DIV/0!"},{"$error":"#DIV/0!"},{"$error":"#DIV/0!"},{"$error":"#DIV/0!"},{"$error":"#DIV/0!"},{"$error":"#DIV/0!"},{"$error":"#DIV/0!"},{"$error":"#DIV/0!"},{"$error":"#DIV/0!"},{"$error":"#DIV/0!"},{"$error":"#DIV/0!"},{"$error":"#DIV/0!"},{"$error":"#DIV/0!"},{"$error":"#DIV/0!"},{"$error":"#DIV/0!"},{"$error":"#DIV/0!"},{"$error":"#DIV/0!"},{"$error":"#DIV/0!"},{"$error":"#DIV/0!"},{"$error":"#DIV/0!"},{"$error":"#DIV/0!"},{"$error":"#DIV/0!"},{"$error":"#DIV/0!"},{"$error":"#DIV/0!"},{"$error":"#DIV/0!"},{"$error":"#DIV/0!"},{"$error":"#DIV/0!"},{"$error":"#DIV/0!"},{"$error":"#DIV/0!"},{"$error":"#DIV/0!"},{"$error":"#DIV/0!"},{"$error":"#DIV/0!"},{"$error":"#DIV/0!"},{"$f":"AS$162/AS$271","v":{"$error":"#DIV/0!"}},"冷房時消費電力比","εc"]
[null,null,"冷房能力",{"$f":"($X$43-1.077*$X$43)/6*($D$148-35)+$X$43","v":0},{"$f":"($X$43-1.077*$X$43)/6*($E$148-35)+$X$43","v":0},{"$f":"($X$43-1.077*$X$43)/6*($F$148-35)+$X$43","v":0},{"$f":"($X$43-1.077*$X$43)/6*($G$148-35)+$X$43","v":0},{"$f":"($X$43-1.077*$X$43)/6*($H$148-35)+$X$43","v":0},{"$f":"($X$43-1.077*$X$43)/6*($I$148-35)+$X$43","v":0},{"$f":"($X$43-1.077*$X$43)/6*($J$148-35)+$X$43","v":0},{"$f":"($X$43-1.077*$X$43)/6*($K$148-35)+$X$43","v":0},{"$f":"($X$43-1.077*$X$43)/6*($L$148-35)+$X$43","v":0},{"$f":"($X$43-1.077*$X$43)/6*($M$148-35)+$X$43","v":0},{"$f":"($X$43-1.077*$X$43)/6*($N$148-35)+$X$43","v":0},{"$f":"($X$43-1.077*$X$43)/6*($O$148-35)+$X$43","v":0},{"$f":"($X$43-1.077*$X$43)/6*($P$148-35)+$X$43","v":0},{"$f":"($X$43-1.077*$X$43)/6*($Q$148-35)+$X$43","v":0},{"$f":"($X$43-1.077*$X$43)/6*($R$148-35)+$X$43","v":0},{"$f":"($X$43-1.077*$X$43)/6*($S$148-35)+$X$43","v":0},{"$f":"($X$43-1.077*$X$43)/6*($T$148-35)+$X$43","v":0},{"$f":"($X$43-1.077*$X$43)/6*($U$148-35)+$X$43","v":0},{"$f":"($X$43-1.077*$X$43)/6*($V$148-35)+$X$43","v":0},{"$f":"($X$43-1.077*$X$43)/6*($W$148-35)+$X$43","v":0},{"$f":"($X$43-1.077*$X$43)/6*($X$148-35)+$X$43","v":0},{"$f":"($X$43-1.077*$X$43)/6*($Y$148-35)+$X$43","v":0},{"$f":"($X$43-1.077*$X$43)/6*($Z$148-35)+$X$43","v":0},{"$f":"($X$43-1.077*$X$43)/6*($AA$148-35)+$X$43","v":0},{"$f":"($X$43-1.077*$X$43)/6*($AB$148-35)+$X$43","v":0},{"$f":"($X$43-1.077*$X$43)/6*($AC$148-35)+$X$43","v":0},{"$f":"($X$43-1.077*$X$43)/6*($AD$148-35)+$X$43","v":0},{"$f":"($X$43-1.077*$X$43)/6*($AE$148-35)+$X$43","v":0},{"$f":"($X$43-1.077*$X$43)/6*($AF$148-35)+$X$43","v":0},{"$f":"($X$43-1.077*$X$43)/6*($AG$148-35)+$X$43","v":0},{"$f":"($X$43-1.077*$X$43)/6*($AH$148-35)+$X$43","v":0},{"$f":"($X$43-1.077*$X$43)/6*($AI$148-35)+$X$43","v":0},{"$f":"($X$43-1.077*$X$43)/6*($AJ$148-35)+$X$43","v":0},{"$f":"($X$43-1.077*$X$43)/6*($AK$148-35)+$X$43","v":0},{"$f":"($X$43-1.077*$X$43)/6*($AL$148-35)+$X$43","v":0},{"$f":"($X$43-1.077*$X$43)/6*($AM$148-35)+$X$43","v":0},{"$f":"($X$43-1.077*$X$43)/6*($AN$148-35)+$X$43","v":0},{"$f":"($X$43-1.077*$X$43)/6*($AO$148-35)+$X$43","v":0},{"$f":"($X$43-1.077*$X$43)/6*($AP$148-35)+$X$43","v":0},{"$f":"($X$43-1.077*$X$43)/6*($AQ$148-35)+$X$43","v":0},{"$f":"($X$43-1.077*$X$43)/6*($AR$148-35)+$X$43","v":0},{"$f":"($X$43-1.077*$X$43)/6*($AS$148-35)+$X$43","v":0},"冷房能力","Φc"]
[null,null,"冷房消費電力",{"$f":"($X$44-0.914*$X$44)/6*($D$148-35)+$X$44","v":0},{"$f":"($X$44-0.914*$X$44)/6*($E$148-35)+$X$44","v":0},{"$f":"($X$44-0.914*$X$44)/6*($F$148-35)+$X$44","v":0},{"$f":"($X$44-0.914*$X$44)/6*($G$148-35)+$X$44","v":0},{"$f":"($X$44-0.914*$X$44)/6*($H$148-35)+$X$44","v":0},{"$f":"($X$44-0.914*$X$44)/6*($I$148-35)+$X$44","v":0},{"$f":"($X$44-0.914*$X$44)/6*($J$148-35)+$X$44","v":0},{"$f":"($X$44-0.914*$X$44)/6*($K$148-35)+$X$44","v":0},{"$f":"($X$44-0.914*$X$44)/6*($L$148-35)+$X$44","v":0},{"$f":"($X$44-0.914*$X$44)/6*($M$148-35)+$X$44","v":0},{"$f":"($X$44-0.914*$X$44)/6*($N$148-35)+$X$44","v":0},{"$f":"($X$44-0.914*$X$44)/6*($O$148-35)+$X$44","v":0},{"$f":"($X$44-0.914*$X$44)/6*($P$148-35)+$X$44","v":0},{"$f":"($X$44-0.914*$X$44)/6*($Q$148-35)+$X$44","v":0},{"$f":"($X$44-0.914*$X$44)/6*($R$148-35)+$X$44","v":0},{"$f":"($X$44-0.914*$X$44)/6*($S$148-35)+$X$44","v":0},{"$f":"($X$44-0.914*$X$44)/6*($T$148-35)+$X$44","v":0},{"$f":"($X$44-0.914*$X$44)/6*($U$148-35)+$X$44","v":0},{"$f":"($X$44-0.914*$X$44)/6*($V$148-35)+$X$44","v":0},{"$f":"($X$44-0.914*$X$44)/6*($W$148-35)+$X$44","v":0},{"$f":"($X$44-0.914*$X$44)/6*($X$148-35)+$X$44","v":0},{"$f":"($X$44-0.914*$X$44)/6*($Y$148-35)+$X$44","v":0},{"$f":"($X$44-0.914*$X$44)/6*($Z$148-35)+$X$44","v":0},{"$f":"($X$44-0.914*$X$44)/6*($AA$148-35)+$X$44","v":0},{"$f":"($X$44-0.914*$X$44)/6*($AB$148-35)+$X$44","v":0},{"$f":"($X$44-0.914*$X$44)/6*($AC$148-35)+$X$44","v":0},{"$f":"($X$44-0.914*$X$44)/6*($AD$148-35)+$X$44","v":0},{"$f":"($X$44-0.914*$X$44)/6*($AE$148-35)+$X$44","v":0},{"$f":"($X$44-0.914*$X$44)/6*($AF$148-35)+$X$44","v":0},{"$f":"($X$44-0.914*$X$44)/6*($AG$148-35)+$X$44","v":0},{"$f":"($X$44-0.914*$X$44)/6*($AH$148-35)+$X$44","v":0},{"$f":"($X$44-0.914*$X$44)/6*($AI$148-35)+$X$44","v":0},{"$f":"($X$44-0.914*$X$44)/6*($AJ$148-35)+$X$44","v":0},{"$f":"($X$44-0.914*$X$44)/6*($AK$148-35)+$X$44","v":0},{"$f":"($X$44-0.914*$X$44)/6*($AL$148-35)+$X$44","v":0},{"$f":"($X$44-0.914*$X$44)/6*($AM$148-35)+$X$44","v":0},{"$f":"($X$44-0.914*$X$44)/6*($AN$148-35)+$X$44","v":0},{"$f":"($X$44-0.914*$X$44)/6*($AO$148-35)+$X$44","v":0},{"$f":"($X$44-0.914*$X$44)/6*($AP$148-35)+$X$44","v":0},{"$f":"($X$44-0.914*$X$44)/6*($AQ$148-35)+$X$44","v":0},{"$f":"($X$44-0.914*$X$44)/6*($AR$148-35)+$X$44","v":0},{"$f":"($X$44-0.914*$X$44)/6*($AS$148-35)+$X$44","v":0},"冷房消費電力","Pc"]
[null,null,"冷房COP",{"$f":"D$268/D$269","v":{"$error":"#DIV/0!"}},{"$error":"#DIV/0!"},{"$error":"#DIV/0!"},{"$error":"#DIV/0!"},{"$error":"#DIV/0!"},{"$error":"#DIV/0!"},{"$error":"#DIV/0!"},{"$error":"#DIV/0!"},{"$error":"#DIV/0!"},{"$error":"#DIV/0!"},{"$error":"#DIV/0!"},{"$error":"#DIV/0!"},{"$error":"#DIV/0!"},{"$error":"#DIV/0!"},{"$error":"#DIV/0!"},{"$error":"#DIV/0!"},{"$error":"#DIV/0!"},{"$error":"#DIV/0!"},{"$error":"#DIV/0!"},{"$error":"#DIV/0!"},{"$error":"#DIV/0!"},{"$error":"#DIV/0!"},{"$error":"#DIV/0!"},{"$error":"#DIV/0!"},{"$error":"#DIV/0!"},{"$error":"#DIV/0!"},{"$error":"#DIV/0!"},{"$error":"#DIV/0!"},{"$error":"#DIV/0!"},{"$error":"#DIV/0!"},{"$error":"#DIV/0!"},{"$error":"#DIV/0!"},{"$error":"#DIV/0!"},{"$error":"#DIV/0!"},{"$error":"#DIV/0!"},{"$error":"#DIV/0!"},{"$error":"#DIV/0!"},{"$error":"#DIV/0!"},{"$error":"#DIV/0!"},{"$error":"#DIV/0!"},{"$error":"#DIV/0!"},{"$error":"#DIV/0!"},"冷房COP","σc"]
[null,null,"冷房COP比",{"$f":"D270/$X$45","v":{"$error":"#DIV/0!"}},{"$f":"E270/$X$45","v":{"$error":"#DIV/0!"}},{"$error":"#DIV/0!"},{"$error":"#DIV/0!"},{"$error":"#DIV/0!"},{"$error":"#DIV/0!"},{"$error":"#DIV/0!"},{"$error":"#DIV/0!"},{"$error":"#DIV/0!"},{"$error":"#DIV/0!"},{"$error":"#DIV/0!"},{"$error":"#DIV/0!"},{"$error":"#DIV/0!"},{"$error":"#DIV/0!"},{"$error":"#DIV/0!"},{"$error":"#DIV/0!"},{"$error":"#DIV/0!"},{"$error":"#DIV/0!"},{"$error":"#DIV/0!"},{"$error":"#DIV/0!"},{"$error":"#DIV/0!"},{"$error":"#DIV/0!"},{"$error":"#DIV/0!"},{"$error":"#DIV/0!"},{"$error":"#DIV/0!"},{"$error":"#DIV/0!"},{"$error":"#DIV/0!"},{"$error":"#DIV/0!"},{"$error":"#DIV/0!"},{"$error":"#DIV/0!"},{"$error":"#DIV/0!"},{"$error":"#DIV/0!"},{"$error":"#DIV/0!"},{"$error":"#DIV/0!"},{"$error":"#DIV/0!"},{"$error":"#DIV/0!"},{"$error":"#DIV/0!"},{"$error":"#DIV/0!"},{"$error":"#DIV/0!"},{"$error":"#DIV/0!"},{"$error":"#DIV/0!"},{"$error":"#DIV/0!"},"冷房COP比","βc"]
[null,null,"Σ",{"$f":"D$161*D$267","v":{"$error":"#DIV/0!"}},{"$f":"E$161*E$267","v":{"$error":"#DIV/0!"}},{"$error":"#DIV/0!"},{"$error":"#DIV/0!"},{"$error":"#DIV/0!"},{"$error":"#DIV/0!"},{"$error":"#DIV/0!"},{"$error":"#DIV/0!"},{"$error":"#DIV/0!"},{"$error":"#DIV/0!"},{"$error":"#DIV/0!"},{"$error":"#DIV/0!"},{"$error":"#DIV/0!"},{"$error":"#DIV/0!"},{"$error":"#DIV/0!"},{"$error":"#DIV/0!"},{"$error":"#DIV/0!"},{"$error":"#DIV/0!"},{"$error":"#DIV/0!"},{"$error":"#DIV/0!"},{"$error":"#DIV/0!"},{"$error":"#DIV/0!"},{"$error":"#DIV/0!"},{"$error":"#DIV/0!"},{"$error":"#DIV/0!"},{"$error":"#DIV/0!"},{"$error":"#DIV/0!"},{"$error":"#DIV/0!"},{"$error":"#DIV/0!"},{"$error":"#DIV/0!"},{"$error":"#DIV/0!"},{"$error":"#DIV/0!"},{"$error":"#DIV/0!"},{"$error":"#DIV/0!"},{"$error":"#DIV/0!"},{"$error":"#DIV/0!"},{"$error":"#DIV/0!"},{"$error":"#DIV/0!"},{"$error":"#DIV/0!"},{"$error":"#DIV/0!"},{"$error":"#DIV/0!"},{"$error":"#DIV/0!"},{"$f":"SUM($D$272:$AS$272)","v":{"$error":"#DIV/0!"}},"Σ"]
[null,"後9","冷房時消費電力比",{"$f":"D$162/D$277","v":{"$error":"#DIV/0!"}},{"$error":"#DIV/0!"},{"$error":"#DIV/0!"},{"$error":"#DIV/0!"},{"$error":"#DIV/0!"},{"$error":"#DIV/0!"},{"$error":"#DIV/0!"},{"$error":"#DIV/0!"},{"$error":"#DIV/0!"},{"$error":"#DIV/0!"},{"$error":"#DIV/0!"},{"$error":"#DIV/0!"},{"$error":"#DIV/0!"},{"$error":"#DIV/0!"},{"$error":"#DIV/0!"},{"$error":"#DIV/0!"},{"$error":"#DIV/0!"},{"$error":"#DIV/0!"},{"$error":"#DIV/0!"},{"$error":"#DIV/0!"},{"$error":"#DIV/0!"},{"$error":"#DIV/0!"},{"$error":"#DIV/0!"},{"$error":"#DIV/0!"},{"$error":"#DIV/0!"},{"$error":"#DIV/0!"},{"$error":"#DIV/0!"},{"$error":"#DIV/0!"},{"$error":"#DIV/0!"},{"$error":"#DIV/0!"},{"$error":"#DIV/0!"},{"$error":"#DIV/0!"},{"$error":"#DIV/0!"},{"$error":"#DIV/0!"},{"$error":"#DIV/0!"},{"$error":"#DIV/0!"},{"$error":"#DIV/0!"},{"$error":"#DIV/0!"},{"$error":"#DIV/0!"},{"$error":"#DIV/0!"},{"$error":"#DIV/0!"},{"$f":"AS$162/AS$277","v":{"$error":"#DIV/0!"}},"冷房時消費電力比","εc"]
[null,null,"冷房能力",{"$f":"($Y$43-1.077*$Y$43)/6*($D$148-35)+$Y$43","v":0},{"$f":"($Y$43-1.077*$Y$43)/6*($E$148-35)+$Y$43","v":0},{"$f":"($Y$43-1.077*$Y$43)/6*($F$148-35)+$Y$43","v":0},{"$f":"($Y$43-1.077*$Y$43)/6*($G$148-35)+$Y$43","v":0},{"$f":"($Y$43-1.077*$Y$43)/6*($H$148-35)+$Y$43","v":0},{"$f":"($Y$43-1.077*$Y$43)/6*($I$148-35)+$Y$43","v":0},{"$f":"($Y$43-1.077*$Y$43)/6*($J$148-35)+$Y$43","v":0},{"$f":"($Y$43-1.077*$Y$43)/6*($K$148-35)+$Y$43","v":0},{"$f":"($Y$43-1.077*$Y$43)/6*($L$148-35)+$Y$43","v":0},{"$f":"($Y$43-1.077*$Y$43)/6*($M$148-35)+$Y$43","v":0},{"$f":"($Y$43-1.077*$Y$43)/6*($N$148-35)+$Y$43","v":0},{"$f":"($Y$43-1.077*$Y$43)/6*($O$148-35)+$Y$43","v":0},{"$f":"($Y$43-1.077*$Y$43)/6*($P$148-35)+$Y$43","v":0},{"$f":"($Y$43-1.077*$Y$43)/6*($Q$148-35)+$Y$43","v":0},{"$f":"($Y$43-1.077*$Y$43)/6*($R$148-35)+$Y$43","v":0},{"$f":"($Y$43-1.077*$Y$43)/6*($S$148-35)+$Y$43","v":0},{"$f":"($Y$43-1.077*$Y$43)/6*($T$148-35)+$Y$43","v":0},{"$f":"($Y$43-1.077*$Y$43)/6*($U$148-35)+$Y$43","v":0},{"$f":"($Y$43-1.077*$Y$43)/6*($V$148-35)+$Y$43","v":0},{"$f":"($Y$43-1.077*$Y$43)/6*($W$148-35)+$Y$43","v":0},{"$f":"($Y$43-1.077*$Y$43)/6*($X$148-35)+$Y$43","v":0},{"$f":"($Y$43-1.077*$Y$43)/6*($Y$148-35)+$Y$43","v":0},{"$f":"($Y$43-1.077*$Y$43)/6*($Z$148-35)+$Y$43","v":0},{"$f":"($Y$43-1.077*$Y$43)/6*($AA$148-35)+$Y$43","v":0},{"$f":"($Y$43-1.077*$Y$43)/6*($AB$148-35)+$Y$43","v":0},{"$f":"($Y$43-1.077*$Y$43)/6*($AC$148-35)+$Y$43","v":0},{"$f":"($Y$43-1.077*$Y$43)/6*($AD$148-35)+$Y$43","v":0},{"$f":"($Y$43-1.077*$Y$43)/6*($AE$148-35)+$Y$43","v":0},{"$f":"($Y$43-1.077*$Y$43)/6*($AF$148-35)+$Y$43","v":0},{"$f":"($Y$43-1.077*$Y$43)/6*($AG$148-35)+$Y$43","v":0},{"$f":"($Y$43-1.077*$Y$43)/6*($AH$148-35)+$Y$43","v":0},{"$f":"($Y$43-1.077*$Y$43)/6*($AI$148-35)+$Y$43","v":0},{"$f":"($Y$43-1.077*$Y$43)/6*($AJ$148-35)+$Y$43","v":0},{"$f":"($Y$43-1.077*$Y$43)/6*($AK$148-35)+$Y$43","v":0},{"$f":"($Y$43-1.077*$Y$43)/6*($AL$148-35)+$Y$43","v":0},{"$f":"($Y$43-1.077*$Y$43)/6*($AM$148-35)+$Y$43","v":0},{"$f":"($Y$43-1.077*$Y$43)/6*($AN$148-35)+$Y$43","v":0},{"$f":"($Y$43-1.077*$Y$43)/6*($AO$148-35)+$Y$43","v":0},{"$f":"($Y$43-1.077*$Y$43)/6*($AP$148-35)+$Y$43","v":0},{"$f":"($Y$43-1.077*$Y$43)/6*($AQ$148-35)+$Y$43","v":0},{"$f":"($Y$43-1.077*$Y$43)/6*($AR$148-35)+$Y$43","v":0},{"$f":"($Y$43-1.077*$Y$43)/6*($AS$148-35)+$Y$43","v":0},"冷房能力","Φc"]
[null,null,"冷房消費電力",{"$f":"($Y$44-0.914*$Y$44)/6*($D$148-35)+$Y$44","v":0},{"$f":"($Y$44-0.914*$Y$44)/6*($E$148-35)+$Y$44","v":0},{"$f":"($Y$44-0.914*$Y$44)/6*($F$148-35)+$Y$44","v":0},{"$f":"($Y$44-0.914*$Y$44)/6*($G$148-35)+$Y$44","v":0},{"$f":"($Y$44-0.914*$Y$44)/6*($H$148-35)+$Y$44","v":0},{"$f":"($Y$44-0.914*$Y$44)/6*($I$148-35)+$Y$44","v":0},{"$f":"($Y$44-0.914*$Y$44)/6*($J$148-35)+$Y$44","v":0},{"$f":"($Y$44-0.914*$Y$44)/6*($K$148-35)+$Y$44","v":0},{"$f":"($Y$44-0.914*$Y$44)/6*($L$148-35)+$Y$44","v":0},{"$f":"($Y$44-0.914*$Y$44)/6*($M$148-35)+$Y$44","v":0},{"$f":"($Y$44-0.914*$Y$44)/6*($N$148-35)+$Y$44","v":0},{"$f":"($Y$44-0.914*$Y$44)/6*($O$148-35)+$Y$44","v":0},{"$f":"($Y$44-0.914*$Y$44)/6*($P$148-35)+$Y$44","v":0},{"$f":"($Y$44-0.914*$Y$44)/6*($Q$148-35)+$Y$44","v":0},{"$f":"($Y$44-0.914*$Y$44)/6*($R$148-35)+$Y$44","v":0},{"$f":"($Y$44-0.914*$Y$44)/6*($S$148-35)+$Y$44","v":0},{"$f":"($Y$44-0.914*$Y$44)/6*($T$148-35)+$Y$44","v":0},{"$f":"($Y$44-0.914*$Y$44)/6*($U$148-35)+$Y$44","v":0},{"$f":"($Y$44-0.914*$Y$44)/6*($V$148-35)+$Y$44","v":0},{"$f":"($Y$44-0.914*$Y$44)/6*($W$148-35)+$Y$44","v":0},{"$f":"($Y$44-0.914*$Y$44)/6*($X$148-35)+$Y$44","v":0},{"$f":"($Y$44-0.914*$Y$44)/6*($Y$148-35)+$Y$44","v":0},{"$f":"($Y$44-0.914*$Y$44)/6*($Z$148-35)+$Y$44","v":0},{"$f":"($Y$44-0.914*$Y$44)/6*($AA$148-35)+$Y$44","v":0},{"$f":"($Y$44-0.914*$Y$44)/6*($AB$148-35)+$Y$44","v":0},{"$f":"($Y$44-0.914*$Y$44)/6*($AC$148-35)+$Y$44","v":0},{"$f":"($Y$44-0.914*$Y$44)/6*($AD$148-35)+$Y$44","v":0},{"$f":"($Y$44-0.914*$Y$44)/6*($AE$148-35)+$Y$44","v":0},{"$f":"($Y$44-0.914*$Y$44)/6*($AF$148-35)+$Y$44","v":0},{"$f":"($Y$44-0.914*$Y$44)/6*($AG$148-35)+$Y$44","v":0},{"$f":"($Y$44-0.914*$Y$44)/6*($AH$148-35)+$Y$44","v":0},{"$f":"($Y$44-0.914*$Y$44)/6*($AI$148-35)+$Y$44","v":0},{"$f":"($Y$44-0.914*$Y$44)/6*($AJ$148-35)+$Y$44","v":0},{"$f":"($Y$44-0.914*$Y$44)/6*($AK$148-35)+$Y$44","v":0},{"$f":"($Y$44-0.914*$Y$44)/6*($AL$148-35)+$Y$44","v":0},{"$f":"($Y$44-0.914*$Y$44)/6*($AM$148-35)+$Y$44","v":0},{"$f":"($Y$44-0.914*$Y$44)/6*($AN$148-35)+$Y$44","v":0},{"$f":"($Y$44-0.914*$Y$44)/6*($AO$148-35)+$Y$44","v":0},{"$f":"($Y$44-0.914*$Y$44)/6*($AP$148-35)+$Y$44","v":0},{"$f":"($Y$44-0.914*$Y$44)/6*($AQ$148-35)+$Y$44","v":0},{"$f":"($Y$44-0.914*$Y$44)/6*($AR$148-35)+$Y$44","v":0},{"$f":"($Y$44-0.914*$Y$44)/6*($AS$148-35)+$Y$44","v":0},"冷房消費電力","Pc"]
[null,null,"冷房COP",{"$f":"D$274/D$275","v":{"$error":"#DIV/0!"}},{"$error":"#DIV/0!"},{"$error":"#DIV/0!"},{"$error":"#DIV/0!"},{"$error":"#DIV/0!"},{"$error":"#DIV/0!"},{"$error":"#DIV/0!"},{"$error":"#DIV/0!"},{"$error":"#DIV/0!"},{"$error":"#DIV/0!"},{"$error":"#DIV/0!"},{"$error":"#DIV/0!"},{"$error":"#DIV/0!"},{"$error":"#DIV/0!"},{"$error":"#DIV/0!"},{"$error":"#DIV/0!"},{"$error":"#DIV/0!"},{"$error":"#DIV/0!"},{"$error":"#DIV/0!"},{"$error":"#DIV/0!"},{"$error":"#DIV/0!"},{"$error":"#DIV/0!"},{"$error":"#DIV/0!"},{"$error":"#DIV/0!"},{"$error":"#DIV/0!"},{"$error":"#DIV/0!"},{"$error":"#DIV/0!"},{"$error":"#DIV/0!"},{"$error":"#DIV/0!"},{"$error":"#DIV/0!"},{"$error":"#DIV/0!"},{"$error":"#DIV/0!"},{"$error":"#DIV/0!"},{"$error":"#DIV/0!"},{"$error":"#DIV/0!"},{"$error":"#DIV/0!"},{"$error":"#DIV/0!"},{"$error":"#DIV/0!"},{"$error":"#DIV/0!"},{"$error":"#DIV/0!"},{"$error":"#DIV/0!"},{"$error":"#DIV/0!"},"冷房COP","σc"]
[null,null,"冷房COP比",{"$f":"D276/$Y$45","v":{"$error":"#DIV/0!"}},{"$f":"E276/$Y$45","v":{"$error":"#DIV/0!"}},{"$error":"#DIV/0!"},{"$error":"#DIV/0!"},{"$error":"#DIV/0!"},{"$error":"#DIV/0!"},{"$error":"#DIV/0!"},{"$error":"#DIV/0!"},{"$error":"#DIV/0!"},{"$error":"#DIV/0!"},{"$error":"#DIV/0!"},{"$error":"#DIV/0!"},{"$error":"#DIV/0!"},{"$error":"#DIV/0!"},{"$error":"#DIV/0!"},{"$error":"#DIV/0!"},{"$error":"#DIV/0!"},{"$error":"#DIV/0!"},{"$error":"#DIV/0!"},{"$error":"#DIV/0!"},{"$error":"#DIV/0!"},{"$error":"#DIV/0!"},{"$error":"#DIV/0!"},{"$error":"#DIV/0!"},{"$error":"#DIV/0!"},{"$error":"#DIV/0!"},{"$error":"#DIV/0!"},{"$error":"#DIV/0!"},{"$error":"#DIV/0!"},{"$error":"#DIV/0!"},{"$error":"#DIV/0!"},{"$error":"#DIV/0!"},{"$error":"#DIV/0!"},{"$error":"#DIV/0!"},{"$error":"#DIV/0!"},{"$error":"#DIV/0!"},{"$error":"#DIV/0!"},{"$error":"#DIV/0!"},{"$error":"#DIV/0!"},{"$error":"#DIV/0!"},{"$error":"#DIV/0!"},{"$error":"#DIV/0!"},"冷房COP比","βc"]
[null,null,"Σ",{"$f":"D$161*D$273","v":{"$error":"#DIV/0!"}},{"$f":"E$161*E$273","v":{"$error":"#DIV/0!"}},{"$error":"#DIV/0!"},{"$error":"#DIV/0!"},{"$error":"#DIV/0!"},{"$error":"#DIV/0!"},{"$error":"#DIV/0!"},{"$error":"#DIV/0!"},{"$error":"#DIV/0!"},{"$error":"#DIV/0!"},{"$error":"#DIV/0!"},{"$error":"#DIV/0!"},{"$error":"#DIV/0!"},{"$error":"#DIV/0!"},{"$error":"#DIV/0!"},{"$error":"#DIV/0!"},{"$error":"#DIV/0!"},{"$error":"#DIV/0!"},{"$error":"#DIV/0!"},{"$error":"#DIV/0!"},{"$error":"#DIV/0!"},{"$error":"#DIV/0!"},{"$error":"#DIV/0!"},{"$error":"#DIV/0!"},{"$error":"#DIV/0!"},{"$error":"#DIV/0!"},{"$error":"#DIV/0!"},{"$error":"#DIV/0!"},{"$error":"#DIV/0!"},{"$error":"#DIV/0!"},{"$error":"#DIV/0!"},{"$error":"#DIV/0!"},{"$error":"#DIV/0!"},{"$error":"#DIV/0!"},{"$error":"#DIV/0!"},{"$error":"#DIV/0!"},{"$error":"#DIV/0!"},{"$error":"#DIV/0!"},{"$error":"#DIV/0!"},{"$error":"#DIV/0!"},{"$error":"#DIV/0!"},{"$error":"#DIV/0!"},{"$f":"SUM($D$278:$AS$278)","v":{"$error":"#DIV/0!"}},"Σ"]
[null,"後10","冷房時消費電力比",{"$f":"D$162/D$283","v":{"$error":"#DIV/0!"}},{"$error":"#DIV/0!"},{"$error":"#DIV/0!"},{"$error":"#DIV/0!"},{"$error":"#DIV/0!"},{"$error":"#DIV/0!"},{"$error":"#DIV/0!"},{"$error":"#DIV/0!"},{"$error":"#DIV/0!"},{"$error":"#DIV/0!"},{"$error":"#DIV/0!"},{"$error":"#DIV/0!"},{"$error":"#DIV/0!"},{"$error":"#DIV/0!"},{"$error":"#DIV/0!"},{"$error":"#DIV/0!"},{"$error":"#DIV/0!"},{"$error":"#DIV/0!"},{"$error":"#DIV/0!"},{"$error":"#DIV/0!"},{"$error":"#DIV/0!"},{"$error":"#DIV/0!"},{"$error":"#DIV/0!"},{"$error":"#DIV/0!"},{"$error":"#DIV/0!"},{"$error":"#DIV/0!"},{"$error":"#DIV/0!"},{"$error":"#DIV/0!"},{"$error":"#DIV/0!"},{"$error":"#DIV/0!"},{"$error":"#DIV/0!"},{"$error":"#DIV/0!"},{"$error":"#DIV/0!"},{"$error":"#DIV/0!"},{"$error":"#DIV/0!"},{"$error":"#DIV/0!"},{"$error":"#DIV/0!"},{"$error":"#DIV/0!"},{"$error":"#DIV/0!"},{"$error":"#DIV/0!"},{"$error":"#DIV/0!"},{"$f":"AS$162/AS$283","v":{"$error":"#DIV/0!"}},"冷房時消費電力比","εc"]
[null,null,"冷房能力",{"$f":"($Z$43-1.077*$Z$43)/6*($D$148-35)+$Z$43","v":0},{"$f":"($Z$43-1.077*$Z$43)/6*($E$148-35)+$Z$43","v":0},{"$f":"($Z$43-1.077*$Z$43)/6*($F$148-35)+$Z$43","v":0},{"$f":"($Z$43-1.077*$Z$43)/6*($G$148-35)+$Z$43","v":0},{"$f":"($Z$43-1.077*$Z$43)/6*($H$148-35)+$Z$43","v":0},{"$f":"($Z$43-1.077*$Z$43)/6*($I$148-35)+$Z$43","v":0},{"$f":"($Z$43-1.077*$Z$43)/6*($J$148-35)+$Z$43","v":0},{"$f":"($Z$43-1.077*$Z$43)/6*($K$148-35)+$Z$43","v":0},{"$f":"($Z$43-1.077*$Z$43)/6*($L$148-35)+$Z$43","v":0},{"$f":"($Z$43-1.077*$Z$43)/6*($M$148-35)+$Z$43","v":0},{"$f":"($Z$43-1.077*$Z$43)/6*($N$148-35)+$Z$43","v":0},{"$f":"($Z$43-1.077*$Z$43)/6*($O$148-35)+$Z$43","v":0},{"$f":"($Z$43-1.077*$Z$43)/6*($P$148-35)+$Z$43","v":0},{"$f":"($Z$43-1.077*$Z$43)/6*($Q$148-35)+$Z$43","v":0},{"$f":"($Z$43-1.077*$Z$43)/6*($R$148-35)+$Z$43","v":0},{"$f":"($Z$43-1.077*$Z$43)/6*($S$148-35)+$Z$43","v":0},{"$f":"($Z$43-1.077*$Z$43)/6*($T$148-35)+$Z$43","v":0},{"$f":"($Z$43-1.077*$Z$43)/6*($U$148-35)+$Z$43","v":0},{"$f":"($Z$43-1.077*$Z$43)/6*($V$148-35)+$Z$43","v":0},{"$f":"($Z$43-1.077*$Z$43)/6*($W$148-35)+$Z$43","v":0},{"$f":"($Z$43-1.077*$Z$43)/6*($X$148-35)+$Z$43","v":0},{"$f":"($Z$43-1.077*$Z$43)/6*($Y$148-35)+$Z$43","v":0},{"$f":"($Z$43-1.077*$Z$43)/6*($Z$148-35)+$Z$43","v":0},{"$f":"($Z$43-1.077*$Z$43)/6*($AA$148-35)+$Z$43","v":0},{"$f":"($Z$43-1.077*$Z$43)/6*($AB$148-35)+$Z$43","v":0},{"$f":"($Z$43-1.077*$Z$43)/6*($AC$148-35)+$Z$43","v":0},{"$f":"($Z$43-1.077*$Z$43)/6*($AD$148-35)+$Z$43","v":0},{"$f":"($Z$43-1.077*$Z$43)/6*($AE$148-35)+$Z$43","v":0},{"$f":"($Z$43-1.077*$Z$43)/6*($AF$148-35)+$Z$43","v":0},{"$f":"($Z$43-1.077*$Z$43)/6*($AG$148-35)+$Z$43","v":0},{"$f":"($Z$43-1.077*$Z$43)/6*($AH$148-35)+$Z$43","v":0},{"$f":"($Z$43-1.077*$Z$43)/6*($AI$148-35)+$Z$43","v":0},{"$f":"($Z$43-1.077*$Z$43)/6*($AJ$148-35)+$Z$43","v":0},{"$f":"($Z$43-1.077*$Z$43)/6*($AK$148-35)+$Z$43","v":0},{"$f":"($Z$43-1.077*$Z$43)/6*($AL$148-35)+$Z$43","v":0},{"$f":"($Z$43-1.077*$Z$43)/6*($AM$148-35)+$Z$43","v":0},{"$f":"($Z$43-1.077*$Z$43)/6*($AN$148-35)+$Z$43","v":0},{"$f":"($Z$43-1.077*$Z$43)/6*($AO$148-35)+$Z$43","v":0},{"$f":"($Z$43-1.077*$Z$43)/6*($AP$148-35)+$Z$43","v":0},{"$f":"($Z$43-1.077*$Z$43)/6*($AQ$148-35)+$Z$43","v":0},{"$f":"($Z$43-1.077*$Z$43)/6*($AR$148-35)+$Z$43","v":0},{"$f":"($Z$43-1.077*$Z$43)/6*($AS$148-35)+$Z$43","v":0},"冷房能力","Φc"]
[null,null,"冷房消費電力",{"$f":"($Z$44-0.914*$Z$44)/6*($D$148-35)+$Z$44","v":0},{"$f":"($Z$44-0.914*$Z$44)/6*($E$148-35)+$Z$44","v":0},{"$f":"($Z$44-0.914*$Z$44)/6*($F$148-35)+$Z$44","v":0},{"$f":"($Z$44-0.914*$Z$44)/6*($G$148-35)+$Z$44","v":0},{"$f":"($Z$44-0.914*$Z$44)/6*($H$148-35)+$Z$44","v":0},{"$f":"($Z$44-0.914*$Z$44)/6*($I$148-35)+$Z$44","v":0},{"$f":"($Z$44-0.914*$Z$44)/6*($J$148-35)+$Z$44","v":0},{"$f":"($Z$44-0.914*$Z$44)/6*($K$148-35)+$Z$44","v":0},{"$f":"($Z$44-0.914*$Z$44)/6*($L$148-35)+$Z$44","v":0},{"$f":"($Z$44-0.914*$Z$44)/6*($M$148-35)+$Z$44","v":0},{"$f":"($Z$44-0.914*$Z$44)/6*($N$148-35)+$Z$44","v":0},{"$f":"($Z$44-0.914*$Z$44)/6*($O$148-35)+$Z$44","v":0},{"$f":"($Z$44-0.914*$Z$44)/6*($P$148-35)+$Z$44","v":0},{"$f":"($Z$44-0.914*$Z$44)/6*($Q$148-35)+$Z$44","v":0},{"$f":"($Z$44-0.914*$Z$44)/6*($R$148-35)+$Z$44","v":0},{"$f":"($Z$44-0.914*$Z$44)/6*($S$148-35)+$Z$44","v":0},{"$f":"($Z$44-0.914*$Z$44)/6*($T$148-35)+$Z$44","v":0},{"$f":"($Z$44-0.914*$Z$44)/6*($U$148-35)+$Z$44","v":0},{"$f":"($Z$44-0.914*$Z$44)/6*($V$148-35)+$Z$44","v":0},{"$f":"($Z$44-0.914*$Z$44)/6*($W$148-35)+$Z$44","v":0},{"$f":"($Z$44-0.914*$Z$44)/6*($X$148-35)+$Z$44","v":0},{"$f":"($Z$44-0.914*$Z$44)/6*($Y$148-35)+$Z$44","v":0},{"$f":"($Z$44-0.914*$Z$44)/6*($Z$148-35)+$Z$44","v":0},{"$f":"($Z$44-0.914*$Z$44)/6*($AA$148-35)+$Z$44","v":0},{"$f":"($Z$44-0.914*$Z$44)/6*($AB$148-35)+$Z$44","v":0},{"$f":"($Z$44-0.914*$Z$44)/6*($AC$148-35)+$Z$44","v":0},{"$f":"($Z$44-0.914*$Z$44)/6*($AD$148-35)+$Z$44","v":0},{"$f":"($Z$44-0.914*$Z$44)/6*($AE$148-35)+$Z$44","v":0},{"$f":"($Z$44-0.914*$Z$44)/6*($AF$148-35)+$Z$44","v":0},{"$f":"($Z$44-0.914*$Z$44)/6*($AG$148-35)+$Z$44","v":0},{"$f":"($Z$44-0.914*$Z$44)/6*($AH$148-35)+$Z$44","v":0},{"$f":"($Z$44-0.914*$Z$44)/6*($AI$148-35)+$Z$44","v":0},{"$f":"($Z$44-0.914*$Z$44)/6*($AJ$148-35)+$Z$44","v":0},{"$f":"($Z$44-0.914*$Z$44)/6*($AK$148-35)+$Z$44","v":0},{"$f":"($Z$44-0.914*$Z$44)/6*($AL$148-35)+$Z$44","v":0},{"$f":"($Z$44-0.914*$Z$44)/6*($AM$148-35)+$Z$44","v":0},{"$f":"($Z$44-0.914*$Z$44)/6*($AN$148-35)+$Z$44","v":0},{"$f":"($Z$44-0.914*$Z$44)/6*($AO$148-35)+$Z$44","v":0},{"$f":"($Z$44-0.914*$Z$44)/6*($AP$148-35)+$Z$44","v":0},{"$f":"($Z$44-0.914*$Z$44)/6*($AQ$148-35)+$Z$44","v":0},{"$f":"($Z$44-0.914*$Z$44)/6*($AR$148-35)+$Z$44","v":0},{"$f":"($Z$44-0.914*$Z$44)/6*($AS$148-35)+$Z$44","v":0},"冷房消費電力","Pc"]
[null,null,"冷房COP",{"$f":"D$280/D$281","v":{"$error":"#DIV/0!"}},{"$error":"#DIV/0!"},{"$error":"#DIV/0!"},{"$error":"#DIV/0!"},{"$error":"#DIV/0!"},{"$error":"#DIV/0!"},{"$error":"#DIV/0!"},{"$error":"#DIV/0!"},{"$error":"#DIV/0!"},{"$error":"#DIV/0!"},{"$error":"#DIV/0!"},{"$error":"#DIV/0!"},{"$error":"#DIV/0!"},{"$error":"#DIV/0!"},{"$error":"#DIV/0!"},{"$error":"#DIV/0!"},{"$error":"#DIV/0!"},{"$error":"#DIV/0!"},{"$error":"#DIV/0!"},{"$error":"#DIV/0!"},{"$error":"#DIV/0!"},{"$error":"#DIV/0!"},{"$error":"#DIV/0!"},{"$error":"#DIV/0!"},{"$error":"#DIV/0!"},{"$error":"#DIV/0!"},{"$error":"#DIV/0!"},{"$error":"#DIV/0!"},{"$error":"#DIV/0!"},{"$error":"#DIV/0!"},{"$error":"#DIV/0!"},{"$error":"#DIV/0!"},{"$error":"#DIV/0!"},{"$error":"#DIV/0!"},{"$error":"#DIV/0!"},{"$error":"#DIV/0!"},{"$error":"#DIV/0!"},{"$error":"#DIV/0!"},{"$error":"#DIV/0!"},{"$error":"#DIV/0!"},{"$error":"#DIV/0!"},{"$error":"#DIV/0!"},"冷房COP","σc"]
[null,null,"冷房COP比",{"$f":"D282/$Z$45","v":{"$error":"#DIV/0!"}},{"$f":"E282/$Z$45","v":{"$error":"#DIV/0!"}},{"$error":"#DIV/0!"},{"$error":"#DIV/0!"},{"$error":"#DIV/0!"},{"$error":"#DIV/0!"},{"$error":"#DIV/0!"},{"$error":"#DIV/0!"},{"$error":"#DIV/0!"},{"$error":"#DIV/0!"},{"$error":"#DIV/0!"},{"$error":"#DIV/0!"},{"$error":"#DIV/0!"},{"$error":"#DIV/0!"},{"$error":"#DIV/0!"},{"$error":"#DIV/0!"},{"$error":"#DIV/0!"},{"$error":"#DIV/0!"},{"$error":"#DIV/0!"},{"$error":"#DIV/0!"},{"$error":"#DIV/0!"},{"$error":"#DIV/0!"},{"$error":"#DIV/0!"},{"$error":"#DIV/0!"},{"$error":"#DIV/0!"},{"$error":"#DIV/0!"},{"$error":"#DIV/0!"},{"$error":"#DIV/0!"},{"$error":"#DIV/0!"},{"$error":"#DIV/0!"},{"$error":"#DIV/0!"},{"$error":"#DIV/0!"},{"$error":"#DIV/0!"},{"$error":"#DIV/0!"},{"$error":"#DIV/0!"},{"$error":"#DIV/0!"},{"$error":"#DIV/0!"},{"$error":"#DIV/0!"},{"$error":"#DIV/0!"},{"$error":"#DIV/0!"},{"$error":"#DIV/0!"},{"$error":"#DIV/0!"},"冷房COP比","βc"]
[null,null,"Σ",{"$f":"D$161*D$279","v":{"$error":"#DIV/0!"}},{"$f":"E$161*E$279","v":{"$error":"#DIV/0!"}},{"$error":"#DIV/0!"},{"$error":"#DIV/0!"},{"$error":"#DIV/0!"},{"$error":"#DIV/0!"},{"$error":"#DIV/0!"},{"$error":"#DIV/0!"},{"$error":"#DIV/0!"},{"$error":"#DIV/0!"},{"$error":"#DIV/0!"},{"$error":"#DIV/0!"},{"$error":"#DIV/0!"},{"$error":"#DIV/0!"},{"$error":"#DIV/0!"},{"$error":"#DIV/0!"},{"$error":"#DIV/0!"},{"$error":"#DIV/0!"},{"$error":"#DIV/0!"},{"$error":"#DIV/0!"},{"$error":"#DIV/0!"},{"$error":"#DIV/0!"},{"$error":"#DIV/0!"},{"$error":"#DIV/0!"},{"$error":"#DIV/0!"},{"$error":"#DIV/0!"},{"$error":"#DIV/0!"},{"$error":"#DIV/0!"},{"$error":"#DIV/0!"},{"$error":"#DIV/0!"},{"$error":"#DIV/0!"},{"$error":"#DIV/0!"},{"$error":"#DIV/0!"},{"$error":"#DIV/0!"},{"$error":"#DIV/0!"},{"$error":"#DIV/0!"},{"$error":"#DIV/0!"},{"$error":"#DIV/0!"},{"$error":"#DIV/0!"},{"$error":"#DIV/0!"},{"$error":"#DIV/0!"},{"$error":"#DIV/0!"},{"$f":"SUM($D$284:$AS$284)","v":{"$error":"#DIV/0!"}},"Σ"]
[]
[null,null,"暖房期間中　温度(T)が発生する時間[hour]"]
[null,null,null," 温度(T)",null,null,null,null,null,null,null,null,null,null,null,null,null,null,null,null,null,null,null,null,null,null,null,null,null,null,null,null,null,null,null,null,null,null,null,null,null,null,null,null,null,null,"月単位"]
[null,null,"月",-6,-5,-4,-3,-2,-1,0,1,2,3,4,5,6,7,8,9,10,11,12,13,14,15,16,17,18,19,20,21,22,23,24,25,26,27,28,29,30,31,32,33,34,35,"月","前1","前2","前3","前4","前5","前6","前7","前8","前9","前10",null,"後1","後2","後3","後4","後5","後6","後7","後8","後9","後10"]
[null,null,4,{"$f":"COUNTIF($D$133:$AA$133,$D$288)*$AB$12","v":0},{"$f":"COUNTIF($D$133:$AA$133,$E$288)*$AB$12","v":0},{"$f":"COUNTIF($D$133:$AA$133,$F$288)*$AB$12","v":0},{"$f":"COUNTIF($D$133:$AA$133,$G$288)*$AB$12","v":0},{"$f":"COUNTIF($D$133:$AA$133,$H$288)*$AB$12","v":0},{"$f":"COUNTIF($D$133:$AA$133,$I$288)*$AB$12","v":0},{"$f":"COUNTIF($D$133:$AA$133,$J$288)*$AB$12","v":0},{"$f":"COUNTIF($D$133:$AA$133,$K$288)*$AB$12","v":0},{"$f":"COUNTIF($D$133:$AA$133,$L$288)*$AB$12","v":0},{"$f":"COUNTIF($D$133:$AA$133,$M$288)*$AB$12","v":0},{"$f":"COUNTIF($D$133:$AA$133,$N$288)*$AB$12","v":0},{"$f":"COUNTIF($D$133:$AA$133,$O$288)*$AB$12","v":0},{"$f":"COUNTIF($D$133:$AA$133,$P$288)*$AB$12","v":0},{"$f":"COUNTIF($D$133:$AA$133,$Q$288)*$AB$12","v":0},{"$f":"COUNTIF($D$133:$AA$133,$R$288)*$AB$12","v":0},{"$f":"COUNTIF($D$133:$AA$133,$S$288)*$AB$12","v":0},{"$f":"COUNTIF($D$133:$AA$133,$T$288)*$AB$12","v":0},{"$f":"COUNTIF($D$133:$AA$133,$U$288)*$AB$12","v":0},{"$f":"COUNTIF($D$133:$AA$133,$V$288)*$AB$12","v":0},{"$f":"COUNTIF($D$133:$AA$133,$W$288)*$AB$12","v":0},{"$f":"COUNTIF($D$133:$AA$133,$X$288)*$AB$12","v":0},{"$f":"COUNTIF($D$133:$AA$133,$Y$288)*$AB$12","v":0},{"$f":"COUNTIF($D$133:$AA$133,$Z$288)*$AB$12","v":0},{"$f":"COUNTIF($D$133:$AA$133,$AA$288)*$AB$12","v":0},{"$f":"COUNTIF($D$133:$AA$133,$AB$288)*$AB$12","v":0},{"$f":"COUNTIF($D$133:$AA$133,$AC$288)*$AB$12","v":0},{"$f":"COUNTIF($D$133:$AA$133,$AD$288)*$AB$12","v":0},{"$f":"COUNTIF($D$133:$AA$133,$AE$288)*$AB$12","v":0},{"$f":"COUNTIF($D$133:$AA$133,$AF$288)*$AB$12","v":0},{"$f":"COUNTIF($D$133:$AA$133,$AG$288)*$AB$12","v":0},{"$f":"COUNTIF($D$133:$AA$133,$AH$288)*$AB$12","v":0},{"$f":"COUNTIF($D$133:$AA$133,$AI$288)*$AB$12","v":0},{"$f":"COUNTIF($D$133:$AA$133,$AJ$288)*$AB$12","v":0},{"$f":"COUNTIF($D$133:$AA$133,$AK$288)*$AB$12","v":0},{"$f":"COUNTIF($D$133:$AA$133,$AL$288)*$AB$12","v":0},{"$f":"COUNTIF($D$133:$AA$133,$AM$288)*$AB$12","v":0},{"$f":"COUNTIF($D$133:$AA$133,$AN$288)*$AB$12","v":0},{"$f":"COUNTIF($D$133:$AA$133,$AO$288)*$AB$12","v":0},{"$f":"COUNTIF($D$133:$AA$133,$AP$288)*$AB$12","v":0},{"$f":"COUNTIF($D$133:$AA$133,$AQ$288)*$AB$12","v":0},{"$f":"COUNTIF($D$133:$AA$133,$AR$288)*$AB$12","v":0},{"$f":"COUNTIF($D$133:$AA$133,$AS$288)*$AB$12","v":0},4,{"$f":"IFERROR(SUMPRODUCT($D289:$AS289,$D$304:$AS$304),\"\")","v":0},{"$f":"IFERROR(SUMPRODUCT($D289:$AS289,$D$310:$AS$310),\"\")","v":""},{"$f":"IFERROR(SUMPRODUCT($D289:$AS289,$D$316:$AS$316),\"\")","v":""},{"$f":"IFERROR(SUMPRODUCT($D289:$AS289,$D$322:$AS$322),\"\")","v":""},{"$f":"IFERROR(SUMPRODUCT($D289:$AS289,$D$328:$AS$328),\"\")","v":""},{"$f":"IFERROR(SUMPRODUCT($D289:$AS289,$D$334:$AS$334),\"\")","v":""},{"$f":"IFERROR(SUMPRODUCT($D289:$AS289,$D$340:$AS$340),\"\")","v":""},{"$f":"IFERROR(SUMPRODUCT($D289:$AS289,$D$346:$AS$346),\"\")","v":""},{"$f":"IFERROR(SUMPRODUCT($D289:$AS289,$D$352:$AS$352),\"\")","v":""},{"$f":"IFERROR(SUMPRODUCT($D289:$AS289,$D$358:$AS$358),\"\")","v":""},null,{"$f":"IFERROR(SUMPRODUCT($D289:$AS289,$D$365:$AS$365),\"\")","v":""},{"$f":"IFERROR(SUMPRODUCT($D289:$AS289,$D$371:$AS$371),\"\")","v":""},{"$f":"IFERROR(SUMPRODUCT($D289:$AS289,$D$377:$AS$377),\"\")","v":""},{"$f":"IFERROR(SUMPRODUCT($D289:$AS289,$D$383:$AS$383),\"\")","v":""},{"$f":"IFERROR(SUMPRODUCT($D289:$AS289,$D$389:$AS$389),\"\")","v":""},{"$f":"IFERROR(SUMPRODUCT($D289:$AS289,$D$395:$AS$395),\"\")","v":""},{"$f":"IFERROR(SUMPRODUCT($D289:$AS289,$D$401:$AS$401),\"\")","v":""},{"$f":"IFERROR(SUMPRODUCT($D289:$AS289,$D$407:$AS$407),\"\")","v":""},{"$f":"IFERROR(SUMPRODUCT($D289:$AS289,$D$413:$AS$413),\"\")","v":""},{"$f":"IFERROR(SUMPRODUCT($D289:$AS289,$D$419:$AS$419),\"\")","v":""}]
[null,null,5,{"$f":"COUNTIF($D$134:$AA$134,$D$288)*$AB$13","v":0},{"$f":"COUNTIF($D$134:$AA$134,$E$288)*$AB$13","v":0},{"$f":"COUNTIF($D$134:$AA$134,$F$288)*$AB$13","v":0},{"$f":"COUNTIF($D$134:$AA$134,$G$288)*$AB$13","v":0},{"$f":"COUNTIF($D$134:$AA$134,$H$288)*$AB$13","v":0},{"$f":"COUNTIF($D$134:$AA$134,$I$288)*$AB$13","v":0},{"$f":"COUNTIF($D$134:$AA$134,$J$288)*$AB$13","v":0},{"$f":"COUNTIF($D$134:$AA$134,$K$288)*$AB$13","v":0},{"$f":"COUNTIF($D$134:$AA$134,$L$288)*$AB$13","v":0},{"$f":"COUNTIF($D$134:$AA$134,$M$288)*$AB$13","v":0},{"$f":"COUNTIF($D$134:$AA$134,$N$288)*$AB$13","v":0},{"$f":"COUNTIF($D$134:$AA$134,$O$288)*$AB$13","v":0},{"$f":"COUNTIF($D$134:$AA$134,$P$288)*$AB$13","v":0},{"$f":"COUNTIF($D$134:$AA$134,$Q$288)*$AB$13","v":0},{"$f":"COUNTIF($D$134:$AA$134,$R$288)*$AB$13","v":0},{"$f":"COUNTIF($D$134:$AA$134,$S$288)*$AB$13","v":0},{"$f":"COUNTIF($D$134:$AA$134,$T$288)*$AB$13","v":0},{"$f":"COUNTIF($D$134:$AA$134,$U$288)*$AB$13","v":0},{"$f":"COUNTIF($D$134:$AA$134,$V$288)*$AB$13","v":0},{"$f":"COUNTIF($D$134:$AA$134,$W$288)*$AB$13","v":0},{"$f":"COUNTIF($D$134:$AA$134,$X$288)*$AB$13","v":0},{"$f":"COUNTIF($D$134:$AA$134,$Y$288)*$AB$13","v":0},{"$f":"COUNTIF($D$134:$AA$134,$Z$288)*$AB$13","v":0},{"$f":"COUNTIF($D$134:$AA$134,$AA$288)*$AB$13","v":0},{"$f":"COUNTIF($D$134:$AA$134,$AB$288)*$AB$13","v":0},{"$f":"COUNTIF($D$134:$AA$134,$AC$288)*$AB$13","v":0},{"$f":"COUNTIF($D$134:$AA$134,$AD$288)*$AB$13","v":0},{"$f":"COUNTIF($D$134:$AA$134,$AE$288)*$AB$13","v":0},{"$f":"COUNTIF($D$134:$AA$134,$AF$288)*$AB$13","v":0},{"$f":"COUNTIF($D$134:$AA$134,$AG$288)*$AB$13","v":0},{"$f":"COUNTIF($D$134:$AA$134,$AH$288)*$AB$13","v":0},{"$f":"COUNTIF($D$134:$AA$134,$AI$288)*$AB$13","v":0},{"$f":"COUNTIF($D$134:$AA$134,$AJ$288)*$AB$13","v":0},{"$f":"COUNTIF($D$134:$AA$134,$AK$288)*$AB$13","v":0},{"$f":"COUNTIF($D$134:$AA$134,$AL$288)*$AB$13","v":0},{"$f":"COUNTIF($D$134:$AA$134,$AM$288)*$AB$13","v":0},{"$f":"COUNTIF($D$134:$AA$134,$AN$288)*$AB$13","v":0},{"$f":"COUNTIF($D$134:$AA$134,$AO$288)*$AB$13","v":0},{"$f":"COUNTIF($D$134:$AA$134,$AP$288)*$AB$13","v":0},{"$f":"COUNTIF($D$134:$AA$134,$AQ$288)*$AB$13","v":0},{"$f":"COUNTIF($D$134:$AA$134,$AR$288)*$AB$13","v":0},{"$f":"COUNTIF($D$134:$AA$134,$AS$288)*$AB$13","v":0},5,{"$f":"IFERROR(SUMPRODUCT($D290:$AS290,$D$304:$AS$304),\"\")","v":0},{"$f":"IFERROR(SUMPRODUCT($D290:$AS290,$D$310:$AS$310),\"\")","v":""},{"$f":"IFERROR(SUMPRODUCT($D290:$AS290,$D$316:$AS$316),\"\")","v":""},{"$f":"IFERROR(SUMPRODUCT($D290:$AS290,$D$322:$AS$322),\"\")","v":""},{"$f":"IFERROR(SUMPRODUCT($D290:$AS290,$D$328:$AS$328),\"\")","v":""},{"$f":"IFERROR(SUMPRODUCT($D290:$AS290,$D$334:$AS$334),\"\")","v":""},{"$f":"IFERROR(SUMPRODUCT($D290:$AS290,$D$340:$AS$340),\"\")","v":""},{"$f":"IFERROR(SUMPRODUCT($D290:$AS290,$D$346:$AS$346),\"\")","v":""},{"$f":"IFERROR(SUMPRODUCT($D290:$AS290,$D$352:$AS$352),\"\")","v":""},{"$f":"IFERROR(SUMPRODUCT($D290:$AS290,$D$358:$AS$358),\"\")","v":""},null,{"$f":"IFERROR(SUMPRODUCT($D290:$AS290,$D$365:$AS$365),\"\")","v":""},{"$f":"IFERROR(SUMPRODUCT($D290:$AS290,$D$371:$AS$371),\"\")","v":""},{"$f":"IFERROR(SUMPRODUCT($D290:$AS290,$D$377:$AS$377),\"\")","v":""},{"$f":"IFERROR(SUMPRODUCT($D290:$AS290,$D$383:$AS$383),\"\")","v":""},{"$f":"IFERROR(SUMPRODUCT($D290:$AS290,$D$389:$AS$389),\"\")","v":""},{"$f":"IFERROR(SUMPRODUCT($D290:$AS290,$D$395:$AS$395),\"\")","v":""},{"$f":"IFERROR(SUMPRODUCT($D290:$AS290,$D$401:$AS$401),\"\")","v":""},{"$f":"IFERROR(SUMPRODUCT($D290:$AS290,$D$407:$AS$407),\"\")","v":""},{"$f":"IFERROR(SUMPRODUCT($D290:$AS290,$D$413:$AS$413),\"\")","v":""},{"$f":"IFERROR(SUMPRODUCT($D290:$AS290,$D$419:$AS$419),\"\")","v":""}]
[null,null,6,{"$f":"COUNTIF($D$135:$AA$135,$D$288)*$AB$14","v":0},{"$f":"COUNTIF($D$135:$AA$135,$E$288)*$AB$14","v":0},{"$f":"COUNTIF($D$135:$AA$135,$F$288)*$AB$14","v":0},{"$f":"COUNTIF($D$135:$AA$135,$G$288)*$AB$14","v":0},{"$f":"COUNTIF($D$135:$AA$135,$H$288)*$AB$14","v":0},{"$f":"COUNTIF($D$135:$AA$135,$I$288)*$AB$14","v":0},{"$f":"COUNTIF($D$135:$AA$135,$J$288)*$AB$14","v":0},{"$f":"COUNTIF($D$135:$AA$135,$K$288)*$AB$14","v":0},{"$f":"COUNTIF($D$135:$AA$135,$L$288)*$AB$14","v":0},{"$f":"COUNTIF($D$135:$AA$135,$M$288)*$AB$14","v":0},{"$f":"COUNTIF($D$135:$AA$135,$N$288)*$AB$14","v":0},{"$f":"COUNTIF($D$135:$AA$135,$O$288)*$AB$14","v":0},{"$f":"COUNTIF($D$135:$AA$135,$P$288)*$AB$14","v":0},{"$f":"COUNTIF($D$135:$AA$135,$Q$288)*$AB$14","v":0},{"$f":"COUNTIF($D$135:$AA$135,$R$288)*$AB$14","v":0},{"$f":"COUNTIF($D$135:$AA$135,$S$288)*$AB$14","v":0},{"$f":"COUNTIF($D$135:$AA$135,$T$288)*$AB$14","v":0},{"$f":"COUNTIF($D$135:$AA$135,$U$288)*$AB$14","v":0},{"$f":"COUNTIF($D$135:$AA$135,$V$288)*$AB$14","v":0},{"$f":"COUNTIF($D$135:$AA$135,$W$288)*$AB$14","v":0},{"$f":"COUNTIF($D$135:$AA$135,$X$288)*$AB$14","v":0},{"$f":"COUNTIF($D$135:$AA$135,$Y$288)*$AB$14","v":0},{"$f":"COUNTIF($D$135:$AA$135,$Z$288)*$AB$14","v":0},{"$f":"COUNTIF($D$135:$AA$135,$AA$288)*$AB$14","v":0},{"$f":"COUNTIF($D$135:$AA$135,$AB$288)*$AB$14","v":0},{"$f":"COUNTIF($D$135:$AA$135,$AC$288)*$AB$14","v":0},{"$f":"COUNTIF($D$135:$AA$135,$AD$288)*$AB$14","v":0},{"$f":"COUNTIF($D$135:$AA$135,$AE$288)*$AB$14","v":0},{"$f":"COUNTIF($D$135:$AA$135,$AF$288)*$AB$14","v":0},{"$f":"COUNTIF($D$135:$AA$135,$AG$288)*$AB$14","v":0},{"$f":"COUNTIF($D$135:$AA$135,$AH$288)*$AB$14","v":0},{"$f":"COUNTIF($D$135:$AA$135,$AI$288)*$AB$14","v":0},{"$f":"COUNTIF($D$135:$AA$135,$AJ$288)*$AB$14","v":0},{"$f":"COUNTIF($D$135:$AA$135,$AK$288)*$AB$14","v":0},{"$f":"COUNTIF($D$135:$AA$135,$AL$288)*$AB$14","v":0},{"$f":"COUNTIF($D$135:$AA$135,$AM$288)*$AB$14","v":0},{"$f":"COUNTIF($D$135:$AA$135,$AN$288)*$AB$14","v":0},{"$f":"COUNTIF($D$135:$AA$135,$AO$288)*$AB$14","v":0},{"$f":"COUNTIF($D$135:$AA$135,$AP$288)*$AB$14","v":0},{"$f":"COUNTIF($D$135:$AA$135,$AQ$288)*$AB$14","v":0},{"$f":"COUNTIF($D$135:$AA$135,$AR$288)*$AB$14","v":0},{"$f":"COUNTIF($D$135:$AA$135,$AS$288)*$AB$14","v":0},6,0,"","","","","","","","","",null,"","","","","","","","","",""]
[null,null,7,{"$f":"COUNTIF($D$136:$AA$136,$D$288)*$AB$15","v":0},{"$f":"COUNTIF($D$136:$AA$136,$E$288)*$AB$15","v":0},{"$f":"COUNTIF($D$136:$AA$136,$F$288)*$AB$15","v":0},{"$f":"COUNTIF($D$136:$AA$136,$G$288)*$AB$15","v":0},{"$f":"COUNTIF($D$136:$AA$136,$H$288)*$AB$15","v":0},{"$f":"COUNTIF($D$136:$AA$136,$I$288)*$AB$15","v":0},{"$f":"COUNTIF($D$136:$AA$136,$J$288)*$AB$15","v":0},{"$f":"COUNTIF($D$136:$AA$136,$K$288)*$AB$15","v":0},{"$f":"COUNTIF($D$136:$AA$136,$L$288)*$AB$15","v":0},{"$f":"COUNTIF($D$136:$AA$136,$M$288)*$AB$15","v":0},{"$f":"COUNTIF($D$136:$AA$136,$N$288)*$AB$15","v":0},{"$f":"COUNTIF($D$136:$AA$136,$O$288)*$AB$15","v":0},{"$f":"COUNTIF($D$136:$AA$136,$P$288)*$AB$15","v":0},{"$f":"COUNTIF($D$136:$AA$136,$Q$288)*$AB$15","v":0},{"$f":"COUNTIF($D$136:$AA$136,$R$288)*$AB$15","v":0},{"$f":"COUNTIF($D$136:$AA$136,$S$288)*$AB$15","v":0},{"$f":"COUNTIF($D$136:$AA$136,$T$288)*$AB$15","v":0},{"$f":"COUNTIF($D$136:$AA$136,$U$288)*$AB$15","v":0},{"$f":"COUNTIF($D$136:$AA$136,$V$288)*$AB$15","v":0},{"$f":"COUNTIF($D$136:$AA$136,$W$288)*$AB$15","v":0},{"$f":"COUNTIF($D$136:$AA$136,$X$288)*$AB$15","v":0},{"$f":"COUNTIF($D$136:$AA$136,$Y$288)*$AB$15","v":0},{"$f":"COUNTIF($D$136:$AA$136,$Z$288)*$AB$15","v":0},{"$f":"COUNTIF($D$136:$AA$136,$AA$288)*$AB$15","v":0},{"$f":"COUNTIF($D$136:$AA$136,$AB$288)*$AB$15","v":0},{"$f":"COUNTIF($D$136:$AA$136,$AC$288)*$AB$15","v":0},{"$f":"COUNTIF($D$136:$AA$136,$AD$288)*$AB$15","v":0},{"$f":"COUNTIF($D$136:$AA$136,$AE$288)*$AB$15","v":0},{"$f":"COUNTIF($D$136:$AA$136,$AF$288)*$AB$15","v":0},{"$f":"COUNTIF($D$136:$AA$136,$AG$288)*$AB$15","v":0},{"$f":"COUNTIF($D$136:$AA$136,$AH$288)*$AB$15","v":0},{"$f":"COUNTIF($D$136:$AA$136,$AI$288)*$AB$15","v":0},{"$f":"COUNTIF($D$136:$AA$136,$AJ$288)*$AB$15","v":0},{"$f":"COUNTIF($D$136:$AA$136,$AK$288)*$AB$15","v":0},{"$f":"COUNTIF($D$136:$AA$136,$AL$288)*$AB$15","v":0},{"$f":"COUNTIF($D$136:$AA$136,$AM$288)*$AB$15","v":0},{"$f":"COUNTIF($D$136:$AA$136,$AN$288)*$AB$15","v":0},{"$f":"COUNTIF($D$136:$AA$136,$AO$288)*$AB$15","v":0},{"$f":"COUNTIF($D$136:$AA$136,$AP$288)*$AB$15","v":0},{"$f":"COUNTIF($D$136:$AA$136,$AQ$288)*$AB$15","v":0},{"$f":"COUNTIF($D$136:$AA$136,$AR$288)*$AB$15","v":0},{"$f":"COUNTIF($D$136:$AA$136,$AS$288)*$AB$15","v":0},7,0,"","","","","","","","","",null,"","","","","","","","","",""]
[null,null,8,{"$f":"COUNTIF($D$137:$AA$137,$D$288)*$AB$16","v":0},{"$f":"COUNTIF($D$137:$AA$137,$E$288)*$AB$16","v":0},{"$f":"COUNTIF($D$137:$AA$137,$F$288)*$AB$16","v":0},{"$f":"COUNTIF($D$137:$AA$137,$G$288)*$AB$16","v":0},{"$f":"COUNTIF($D$137:$AA$137,$H$288)*$AB$16","v":0},{"$f":"COUNTIF($D$137:$AA$137,$I$288)*$AB$16","v":0},{"$f":"COUNTIF($D$137:$AA$137,$J$288)*$AB$16","v":0},{"$f":"COUNTIF($D$137:$AA$137,$K$288)*$AB$16","v":0},{"$f":"COUNTIF($D$137:$AA$137,$L$288)*$AB$16","v":0},{"$f":"COUNTIF($D$137:$AA$137,$M$288)*$AB$16","v":0},{"$f":"COUNTIF($D$137:$AA$137,$N$288)*$AB$16","v":0},{"$f":"COUNTIF($D$137:$AA$137,$O$288)*$AB$16","v":0},{"$f":"COUNTIF($D$137:$AA$137,$P$288)*$AB$16","v":0},{"$f":"COUNTIF($D$137:$AA$137,$Q$288)*$AB$16","v":0},{"$f":"COUNTIF($D$137:$AA$137,$R$288)*$AB$16","v":0},{"$f":"COUNTIF($D$137:$AA$137,$S$288)*$AB$16","v":0},{"$f":"COUNTIF($D$137:$AA$137,$T$288)*$AB$16","v":0},{"$f":"COUNTIF($D$137:$AA$137,$U$288)*$AB$16","v":0},{"$f":"COUNTIF($D$137:$AA$137,$V$288)*$AB$16","v":0},{"$f":"COUNTIF($D$137:$AA$137,$W$288)*$AB$16","v":0},{"$f":"COUNTIF($D$137:$AA$137,$X$288)*$AB$16","v":0},{"$f":"COUNTIF($D$137:$AA$137,$Y$288)*$AB$16","v":0},{"$f":"COUNTIF($D$137:$AA$137,$Z$288)*$AB$16","v":0},{"$f":"COUNTIF($D$137:$AA$137,$AA$288)*$AB$16","v":0},{"$f":"COUNTIF($D$137:$AA$137,$AB$288)*$AB$16","v":0},{"$f":"COUNTIF($D$137:$AA$137,$AC$288)*$AB$16","v":0},{"$f":"COUNTIF($D$137:$AA$137,$AD$288)*$AB$16","v":0},{"$f":"COUNTIF($D$137:$AA$137,$AE$288)*$AB$16","v":0},{"$f":"COUNTIF($D$137:$AA$137,$AF$288)*$AB$16","v":0},{"$f":"COUNTIF($D$137:$AA$137,$AG$288)*$AB$16","v":0},{"$f":"COUNTIF($D$137:$AA$137,$AH$288)*$AB$16","v":0},{"$f":"COUNTIF($D$137:$AA$137,$AI$288)*$AB$16","v":0},{"$f":"COUNTIF($D$137:$AA$137,$AJ$288)*$AB$16","v":0},{"$f":"COUNTIF($D$137:$AA$137,$AK$288)*$AB$16","v":0},{"$f":"COUNTIF($D$137:$AA$137,$AL$288)*$AB$16","v":0},{"$f":"COUNTIF($D$137:$AA$137,$AM$288)*$AB$16","v":0},{"$f":"COUNTIF($D$137:$AA$137,$AN$288)*$AB$16","v":0},{"$f":"COUNTIF($D$137:$AA$137,$AO$288)*$AB$16","v":0},{"$f":"COUNTIF($D$137:$AA$137,$AP$288)*$AB$16","v":0},{"$f":"COUNTIF($D$137:$AA$137,$AQ$288)*$AB$16","v":0},{"$f":"COUNTIF($D$137:$AA$137,$AR$288)*$AB$16","v":0},{"$f":"COUNTIF($D$137:$AA$137,$AS$288)*$AB$16","v":0},8,0,"","","","","","","","","",null,"","","","","","","","","",""]
[null,null,9,{"$f":"COUNTIF($D$138:$AA$138,$D$288)*$AB$17","v":0},{"$f":"COUNTIF($D$138:$AA$138,$E$288)*$AB$17","v":0},{"$f":"COUNTIF($D$138:$AA$138,$F$288)*$AB$17","v":0},{"$f":"COUNTIF($D$138:$AA$138,$G$288)*$AB$17","v":0},{"$f":"COUNTIF($D$138:$AA$138,$H$288)*$AB$17","v":0},{"$f":"COUNTIF($D$138:$AA$138,$I$288)*$AB$17","v":0},{"$f":"COUNTIF($D$138:$AA$138,$J$288)*$AB$17","v":0},{"$f":"COUNTIF($D$138:$AA$138,$K$288)*$AB$17","v":0},{"$f":"COUNTIF($D$138:$AA$138,$L$288)*$AB$17","v":0},{"$f":"COUNTIF($D$138:$AA$138,$M$288)*$AB$17","v":0},{"$f":"COUNTIF($D$138:$AA$138,$N$288)*$AB$17","v":0},{"$f":"COUNTIF($D$138:$AA$138,$O$288)*$AB$17","v":0},{"$f":"COUNTIF($D$138:$AA$138,$P$288)*$AB$17","v":0},{"$f":"COUNTIF($D$138:$AA$138,$Q$288)*$AB$17","v":0},{"$f":"COUNTIF($D$138:$AA$138,$R$288)*$AB$17","v":0},{"$f":"COUNTIF($D$138:$AA$138,$S$288)*$AB$17","v":0},{"$f":"COUNTIF($D$138:$AA$138,$T$288)*$AB$17","v":0},{"$f":"COUNTIF($D$138:$AA$138,$U$288)*$AB$17","v":0},{"$f":"COUNTIF($D$138:$AA$138,$V$288)*$AB$17","v":0},{"$f":"COUNTIF($D$138:$AA$138,$W$288)*$AB$17","v":0},{"$f":"COUNTIF($D$138:$AA$138,$X$288)*$AB$17","v":0},{"$f":"COUNTIF($D$138:$AA$138,$Y$288)*$AB$17","v":0},{"$f":"COUNTIF($D$138:$AA$138,$Z$288)*$AB$17","v":0},{"$f":"COUNTIF($D$138:$AA$138,$AA$288)*$AB$17","v":0},{"$f":"COUNTIF($D$138:$AA$138,$AB$288)*$AB$17","v":0},{"$f":"COUNTIF($D$138:$AA$138,$AC$288)*$AB$17","v":0},{"$f":"COUNTIF($D$138:$AA$138,$AD$288)*$AB$17","v":0},{"$f":"COUNTIF($D$138:$AA$138,$AE$288)*$AB$17","v":0},{"$f":"COUNTIF($D$138:$AA$138,$AF$288)*$AB$17","v":0},{"$f":"COUNTIF($D$138:$AA$138,$AG$288)*$AB$17","v":0},{"$f":"COUNTIF($D$138:$AA$138,$AH$288)*$AB$17","v":0},{"$f":"COUNTIF($D$138:$AA$138,$AI$288)*$AB$17","v":0},{"$f":"COUNTIF($D$138:$AA$138,$AJ$288)*$AB$17","v":0},{"$f":"COUNTIF($D$138:$AA$138,$AK$288)*$AB$17","v":0},{"$f":"COUNTIF($D$138:$AA$138,$AL$288)*$AB$17","v":0},{"$f":"COUNTIF($D$138:$AA$138,$AM$288)*$AB$17","v":0},{"$f":"COUNTIF($D$138:$AA$138,$AN$288)*$AB$17","v":0},{"$f":"COUNTIF($D$138:$AA$138,$AO$288)*$AB$17","v":0},{"$f":"COUNTIF($D$138:$AA$138,$AP$288)*$AB$17","v":0},{"$f":"COUNTIF($D$138:$AA$138,$AQ$288)*$AB$17","v":0},{"$f":"COUNTIF($D$138:$AA$138,$AR$288)*$AB$17","v":0},{"$f":"COUNTIF($D$138:$AA$138,$AS$288)*$AB$17","v":0},9,0,"","","","","","","","","",null,"","","","","","","","","",""]
[null,null,10,{"$f":"COUNTIF($D$139:$AA$139,$D$288)*$AB$18","v":0},{"$f":"COUNTIF($D$139:$AA$139,$E$288)*$AB$18","v":0},{"$f":"COUNTIF($D$139:$AA$139,$F$288)*$AB$18","v":0},{"$f":"COUNTIF($D$139:$AA$139,$G$288)*$AB$18","v":0},{"$f":"COUNTIF($D$139:$AA$139,$H$288)*$AB$18","v":0},{"$f":"COUNTIF($D$139:$AA$139,$I$288)*$AB$18","v":0},{"$f":"COUNTIF($D$139:$AA$139,$J$288)*$AB$18","v":0},{"$f":"COUNTIF($D$139:$AA$139,$K$288)*$AB$18","v":0},{"$f":"COUNTIF($D$139:$AA$139,$L$288)*$AB$18","v":0},{"$f":"COUNTIF($D$139:$AA$139,$M$288)*$AB$18","v":0},{"$f":"COUNTIF($D$139:$AA$139,$N$288)*$AB$18","v":0},{"$f":"COUNTIF($D$139:$AA$139,$O$288)*$AB$18","v":0},{"$f":"COUNTIF($D$139:$AA$139,$P$288)*$AB$18","v":0},{"$f":"COUNTIF($D$139:$AA$139,$Q$288)*$AB$18","v":0},{"$f":"COUNTIF($D$139:$AA$139,$R$288)*$AB$18","v":0},{"$f":"COUNTIF($D$139:$AA$139,$S$288)*$AB$18","v":0},{"$f":"COUNTIF($D$139:$AA$139,$T$288)*$AB$18","v":0},{"$f":"COUNTIF($D$139:$AA$139,$U$288)*$AB$18","v":0},{"$f":"COUNTIF($D$139:$AA$139,$V$288)*$AB$18","v":0},{"$f":"COUNTIF($D$139:$AA$139,$W$288)*$AB$18","v":0},{"$f":"COUNTIF($D$139:$AA$139,$X$288)*$AB$18","v":0},{"$f":"COUNTIF($D$139:$AA$139,$Y$288)*$AB$18","v":0},{"$f":"COUNTIF($D$139:$AA$139,$Z$288)*$AB$18","v":0},{"$f":"COUNTIF($D$139:$AA$139,$AA$288)*$AB$18","v":0},{"$f":"COUNTIF($D$139:$AA$139,$AB$288)*$AB$18","v":0},{"$f":"COUNTIF($D$139:$AA$139,$AC$288)*$AB$18","v":0},{"$f":"COUNTIF($D$139:$AA$139,$AD$288)*$AB$18","v":0},{"$f":"COUNTIF($D$139:$AA$139,$AE$288)*$AB$18","v":0},{"$f":"COUNTIF($D$139:$AA$139,$AF$288)*$AB$18","v":0},{"$f":"COUNTIF($D$139:$AA$139,$AG$288)*$AB$18","v":0},{"$f":"COUNTIF($D$139:$AA$139,$AH$288)*$AB$18","v":0},{"$f":"COUNTIF($D$139:$AA$139,$AI$288)*$AB$18","v":0},{"$f":"COUNTIF($D$139:$AA$139,$AJ$288)*$AB$18","v":0},{"$f":"COUNTIF($D$139:$AA$139,$AK$288)*$AB$18","v":0},{"$f":"COUNTIF($D$139:$AA$139,$AL$288)*$AB$18","v":0},{"$f":"COUNTIF($D$139:$AA$139,$AM$288)*$AB$18","v":0},{"$f":"COUNTIF($D$139:$AA$139,$AN$288)*$AB$18","v":0},{"$f":"COUNTIF($D$139:$AA$139,$AO$288)*$AB$18","v":0},{"$f":"COUNTIF($D$139:$AA$139,$AP$288)*$AB$18","v":0},{"$f":"COUNTIF($D$139:$AA$139,$AQ$288)*$AB$18","v":0},{"$f":"COUNTIF($D$139:$AA$139,$AR$288)*$AB$18","v":0},{"$f":"COUNTIF($D$139:$AA$139,$AS$288)*$AB$18","v":0},10,0,"","","","","","","","","",null,"","","","","","","","","",""]
[null,null,11,{"$f":"COUNTIF($D$140:$AA$140,$D$288)*$AB$19","v":0},{"$f":"COUNTIF($D$140:$AA$140,$E$288)*$AB$19","v":0},{"$f":"COUNTIF($D$140:$AA$140,$F$288)*$AB$19","v":0},{"$f":"COUNTIF($D$140:$AA$140,$G$288)*$AB$19","v":0},{"$f":"COUNTIF($D$140:$AA$140,$H$288)*$AB$19","v":0},{"$f":"COUNTIF($D$140:$AA$140,$I$288)*$AB$19","v":0},{"$f":"COUNTIF($D$140:$AA$140,$J$288)*$AB$19","v":0},{"$f":"COUNTIF($D$140:$AA$140,$K$288)*$AB$19","v":0},{"$f":"COUNTIF($D$140:$AA$140,$L$288)*$AB$19","v":0},{"$f":"COUNTIF($D$140:$AA$140,$M$288)*$AB$19","v":0},{"$f":"COUNTIF($D$140:$AA$140,$N$288)*$AB$19","v":0},{"$f":"COUNTIF($D$140:$AA$140,$O$288)*$AB$19","v":0},{"$f":"COUNTIF($D$140:$AA$140,$P$288)*$AB$19","v":0},{"$f":"COUNTIF($D$140:$AA$140,$Q$288)*$AB$19","v":0},{"$f":"COUNTIF($D$140:$AA$140,$R$288)*$AB$19","v":0},{"$f":"COUNTIF($D$140:$AA$140,$S$288)*$AB$19","v":0},{"$f":"COUNTIF($D$140:$AA$140,$T$288)*$AB$19","v":0},{"$f":"COUNTIF($D$140:$AA$140,$U$288)*$AB$19","v":0},{"$f":"COUNTIF($D$140:$AA$140,$V$288)*$AB$19","v":0},{"$f":"COUNTIF($D$140:$AA$140,$W$288)*$AB$19","v":0},{"$f":"COUNTIF($D$140:$AA$140,$X$288)*$AB$19","v":0},{"$f":"COUNTIF($D$140:$AA$140,$Y$288)*$AB$19","v":0},{"$f":"COUNTIF($D$140:$AA$140,$Z$288)*$AB$19","v":0},{"$f":"COUNTIF($D$140:$AA$140,$AA$288)*$AB$19","v":0},{"$f":"COUNTIF($D$140:$AA$140,$AB$288)*$AB$19","v":0},{"$f":"COUNTIF($D$140:$AA$140,$AC$288)*$AB$19","v":0},{"$f":"COUNTIF($D$140:$AA$140,$AD$288)*$AB$19","v":0},{"$f":"COUNTIF($D$140:$AA$140,$AE$288)*$AB$19","v":0},{"$f":"COUNTIF($D$140:$AA$140,$AF$288)*$AB$19","v":0},{"$f":"COUNTIF($D$140:$AA$140,$AG$288)*$AB$19","v":0},{"$f":"COUNTIF($D$140:$AA$140,$AH$288)*$AB$19","v":0},{"$f":"COUNTIF($D$140:$AA$140,$AI$288)*$AB$19","v":0},{"$f":"COUNTIF($D$140:$AA$140,$AJ$288)*$AB$19","v":0},{"$f":"COUNTIF($D$140:$AA$140,$AK$288)*$AB$19","v":0},{"$f":"COUNTIF($D$140:$AA$140,$AL$288)*$AB$19","v":0},{"$f":"COUNTIF($D$140:$AA$140,$AM$288)*$AB$19","v":0},{"$f":"COUNTIF($D$140:$AA$140,$AN$288)*$AB$19","v":0},{"$f":"COUNTIF($D$140:$AA$140,$AO$288)*$AB$19","v":0},{"$f":"COUNTIF($D$140:$AA$140,$AP$288)*$AB$19","v":0},{"$f":"COUNTIF($D$140:$AA$140,$AQ$288)*$AB$19","v":0},{"$f":"COUNTIF($D$140:$AA$140,$AR$288)*$AB$19","v":0},{"$f":"COUNTIF($D$140:$AA$140,$AS$288)*$AB$19","v":0},11,0,"","","","","","","","","",null,"","","","","","","","","",""]
[null,null,12,{"$f":"COUNTIF($D$141:$AA$141,$D$288)*$AB$20","v":0},{"$f":"COUNTIF($D$141:$AA$141,$E$288)*$AB$20","v":0},{"$f":"COUNTIF($D$141:$AA$141,$F$288)*$AB$20","v":0},{"$f":"COUNTIF($D$141:$AA$141,$G$288)*$AB$20","v":0},{"$f":"COUNTIF($D$141:$AA$141,$H$288)*$AB$20","v":0},{"$f":"COUNTIF($D$141:$AA$141,$I$288)*$AB$20","v":0},{"$f":"COUNTIF($D$141:$AA$141,$J$288)*$AB$20","v":0},{"$f":"COUNTIF($D$141:$AA$141,$K$288)*$AB$20","v":0},{"$f":"COUNTIF($D$141:$AA$141,$L$288)*$AB$20","v":0},{"$f":"COUNTIF($D$141:$AA$141,$M$288)*$AB$20","v":0},{"$f":"COUNTIF($D$141:$AA$141,$N$288)*$AB$20","v":0},{"$f":"COUNTIF($D$141:$AA$141,$O$288)*$AB$20","v":0},{"$f":"COUNTIF($D$141:$AA$141,$P$288)*$AB$20","v":0},{"$f":"COUNTIF($D$141:$AA$141,$Q$288)*$AB$20","v":0},{"$f":"COUNTIF($D$141:$AA$141,$R$288)*$AB$20","v":0},{"$f":"COUNTIF($D$141:$AA$141,$S$288)*$AB$20","v":0},{"$f":"COUNTIF($D$141:$AA$141,$T$288)*$AB$20","v":0},{"$f":"COUNTIF($D$141:$AA$141,$U$288)*$AB$20","v":0},{"$f":"COUNTIF($D$141:$AA$141,$V$288)*$AB$20","v":0},{"$f":"COUNTIF($D$141:$AA$141,$W$288)*$AB$20","v":0},{"$f":"COUNTIF($D$141:$AA$141,$X$288)*$AB$20","v":0},{"$f":"COUNTIF($D$141:$AA$141,$Y$288)*$AB$20","v":0},{"$f":"COUNTIF($D$141:$AA$141,$Z$288)*$AB$20","v":0},{"$f":"COUNTIF($D$141:$AA$141,$AA$288)*$AB$20","v":0},{"$f":"COUNTIF($D$141:$AA$141,$AB$288)*$AB$20","v":0},{"$f":"COUNTIF($D$141:$AA$141,$AC$288)*$AB$20","v":0},{"$f":"COUNTIF($D$141:$AA$141,$AD$288)*$AB$20","v":0},{"$f":"COUNTIF($D$141:$AA$141,$AE$288)*$AB$20","v":0},{"$f":"COUNTIF($D$141:$AA$141,$AF$288)*$AB$20","v":0},{"$f":"COUNTIF($D$141:$AA$141,$AG$288)*$AB$20","v":0},{"$f":"COUNTIF($D$141:$AA$141,$AH$288)*$AB$20","v":0},{"$f":"COUNTIF($D$141:$AA$141,$AI$288)*$AB$20","v":0},{"$f":"COUNTIF($D$141:$AA$141,$AJ$288)*$AB$20","v":0},{"$f":"COUNTIF($D$141:$AA$141,$AK$288)*$AB$20","v":0},{"$f":"COUNTIF($D$141:$AA$141,$AL$288)*$AB$20","v":0},{"$f":"COUNTIF($D$141:$AA$141,$AM$288)*$AB$20","v":0},{"$f":"COUNTIF($D$141:$AA$141,$AN$288)*$AB$20","v":0},{"$f":"COUNTIF($D$141:$AA$141,$AO$288)*$AB$20","v":0},{"$f":"COUNTIF($D$141:$AA$141,$AP$288)*$AB$20","v":0},{"$f":"COUNTIF($D$141:$AA$141,$AQ$288)*$AB$20","v":0},{"$f":"COUNTIF($D$141:$AA$141,$AR$288)*$AB$20","v":0},{"$f":"COUNTIF($D$141:$AA$141,$AS$288)*$AB$20","v":0},12,0,"","","","","","","","","",null,"","","","","","","","","",""]
[null,null,1,{"$f":"COUNTIF($D$142:$AA$142,$D$288)*$AB$21","v":0},{"$f":"COUNTIF($D$142:$AA$142,$E$288)*$AB$21","v":0},{"$f":"COUNTIF($D$142:$AA$142,$F$288)*$AB$21","v":0},{"$f":"COUNTIF($D$142:$AA$142,$G$288)*$AB$21","v":0},{"$f":"COUNTIF($D$142:$AA$142,$H$288)*$AB$21","v":0},{"$f":"COUNTIF($D$142:$AA$142,$I$288)*$AB$21","v":0},{"$f":"COUNTIF($D$142:$AA$142,$J$288)*$AB$21","v":0},{"$f":"COUNTIF($D$142:$AA$142,$K$288)*$AB$21","v":0},{"$f":"COUNTIF($D$142:$AA$142,$L$288)*$AB$21","v":0},{"$f":"COUNTIF($D$142:$AA$142,$M$288)*$AB$21","v":0},{"$f":"COUNTIF($D$142:$AA$142,$N$288)*$AB$21","v":0},{"$f":"COUNTIF($D$142:$AA$142,$O$288)*$AB$21","v":0},{"$f":"COUNTIF($D$142:$AA$142,$P$288)*$AB$21","v":0},{"$f":"COUNTIF($D$142:$AA$142,$Q$288)*$AB$21","v":0},{"$f":"COUNTIF($D$142:$AA$142,$R$288)*$AB$21","v":0},{"$f":"COUNTIF($D$142:$AA$142,$S$288)*$AB$21","v":0},{"$f":"COUNTIF($D$142:$AA$142,$T$288)*$AB$21","v":0},{"$f":"COUNTIF($D$142:$AA$142,$U$288)*$AB$21","v":0},{"$f":"COUNTIF($D$142:$AA$142,$V$288)*$AB$21","v":0},{"$f":"COUNTIF($D$142:$AA$142,$W$288)*$AB$21","v":0},{"$f":"COUNTIF($D$142:$AA$142,$X$288)*$AB$21","v":0},{"$f":"COUNTIF($D$142:$AA$142,$Y$288)*$AB$21","v":0},{"$f":"COUNTIF($D$142:$AA$142,$Z$288)*$AB$21","v":0},{"$f":"COUNTIF($D$142:$AA$142,$AA$288)*$AB$21","v":0},{"$f":"COUNTIF($D$142:$AA$142,$AB$288)*$AB$21","v":0},{"$f":"COUNTIF($D$142:$AA$142,$AC$288)*$AB$21","v":0},{"$f":"COUNTIF($D$142:$AA$142,$AD$288)*$AB$21","v":0},{"$f":"COUNTIF($D$142:$AA$142,$AE$288)*$AB$21","v":0},{"$f":"COUNTIF($D$142:$AA$142,$AF$288)*$AB$21","v":0},{"$f":"COUNTIF($D$142:$AA$142,$AG$288)*$AB$21","v":0},{"$f":"COUNTIF($D$142:$AA$142,$AH$288)*$AB$21","v":0},{"$f":"COUNTIF($D$142:$AA$142,$AI$288)*$AB$21","v":0},{"$f":"COUNTIF($D$142:$AA$142,$AJ$288)*$AB$21","v":0},{"$f":"COUNTIF($D$142:$AA$142,$AK$288)*$AB$21","v":0},{"$f":"COUNTIF($D$142:$AA$142,$AL$288)*$AB$21","v":0},{"$f":"COUNTIF($D$142:$AA$142,$AM$288)*$AB$21","v":0},{"$f":"COUNTIF($D$142:$AA$142,$AN$288)*$AB$21","v":0},{"$f":"COUNTIF($D$142:$AA$142,$AO$288)*$AB$21","v":0},{"$f":"COUNTIF($D$142:$AA$142,$AP$288)*$AB$21","v":0},{"$f":"COUNTIF($D$142:$AA$142,$AQ$288)*$AB$21","v":0},{"$f":"COUNTIF($D$142:$AA$142,$AR$288)*$AB$21","v":0},{"$f":"COUNTIF($D$142:$AA$142,$AS$288)*$AB$21","v":0},1,0,"","","","","","","","","",null,"","","","","","","","","",""]
[null,null,2,{"$f":"COUNTIF($D$143:$AA$143,$D$288)*$AB$22","v":0},{"$f":"COUNTIF($D$143:$AA$143,$E$288)*$AB$22","v":0},{"$f":"COUNTIF($D$143:$AA$143,$F$288)*$AB$22","v":0},{"$f":"COUNTIF($D$143:$AA$143,$G$288)*$AB$22","v":0},{"$f":"COUNTIF($D$143:$AA$143,$H$288)*$AB$22","v":0},{"$f":"COUNTIF($D$143:$AA$143,$I$288)*$AB$22","v":0},{"$f":"COUNTIF($D$143:$AA$143,$J$288)*$AB$22","v":0},{"$f":"COUNTIF($D$143:$AA$143,$K$288)*$AB$22","v":0},{"$f":"COUNTIF($D$143:$AA$143,$L$288)*$AB$22","v":0},{"$f":"COUNTIF($D$143:$AA$143,$M$288)*$AB$22","v":0},{"$f":"COUNTIF($D$143:$AA$143,$N$288)*$AB$22","v":0},{"$f":"COUNTIF($D$143:$AA$143,$O$288)*$AB$22","v":0},{"$f":"COUNTIF($D$143:$AA$143,$P$288)*$AB$22","v":0},{"$f":"COUNTIF($D$143:$AA$143,$Q$288)*$AB$22","v":0},{"$f":"COUNTIF($D$143:$AA$143,$R$288)*$AB$22","v":0},{"$f":"COUNTIF($D$143:$AA$143,$S$288)*$AB$22","v":0},{"$f":"COUNTIF($D$143:$AA$143,$T$288)*$AB$22","v":0},{"$f":"COUNTIF($D$143:$AA$143,$U$288)*$AB$22","v":0},{"$f":"COUNTIF($D$143:$AA$143,$V$288)*$AB$22","v":0},{"$f":"COUNTIF($D$143:$AA$143,$W$288)*$AB$22","v":0},{"$f":"COUNTIF($D$143:$AA$143,$X$288)*$AB$22","v":0},{"$f":"COUNTIF($D$143:$AA$143,$Y$288)*$AB$22","v":0},{"$f":"COUNTIF($D$143:$AA$143,$Z$288)*$AB$22","v":0},{"$f":"COUNTIF($D$143:$AA$143,$AA$288)*$AB$22","v":0},{"$f":"COUNTIF($D$143:$AA$143,$AB$288)*$AB$22","v":0},{"$f":"COUNTIF($D$143:$AA$143,$AC$288)*$AB$22","v":0},{"$f":"COUNTIF($D$143:$AA$143,$AD$288)*$AB$22","v":0},{"$f":"COUNTIF($D$143:$AA$143,$AE$288)*$AB$22","v":0},{"$f":"COUNTIF($D$143:$AA$143,$AF$288)*$AB$22","v":0},{"$f":"COUNTIF($D$143:$AA$143,$AG$288)*$AB$22","v":0},{"$f":"COUNTIF($D$143:$AA$143,$AH$288)*$AB$22","v":0},{"$f":"COUNTIF($D$143:$AA$143,$AI$288)*$AB$22","v":0},{"$f":"COUNTIF($D$143:$AA$143,$AJ$288)*$AB$22","v":0},{"$f":"COUNTIF($D$143:$AA$143,$AK$288)*$AB$22","v":0},{"$f":"COUNTIF($D$143:$AA$143,$AL$288)*$AB$22","v":0},{"$f":"COUNTIF($D$143:$AA$143,$AM$288)*$AB$22","v":0},{"$f":"COUNTIF($D$143:$AA$143,$AN$288)*$AB$22","v":0},{"$f":"COUNTIF($D$143:$AA$143,$AO$288)*$AB$22","v":0},{"$f":"COUNTIF($D$143:$AA$143,$AP$288)*$AB$22","v":0},{"$f":"COUNTIF($D$143:$AA$143,$AQ$288)*$AB$22","v":0},{"$f":"COUNTIF($D$143:$AA$143,$AR$288)*$AB$22","v":0},{"$f":"COUNTIF($D$143:$AA$143,$AS$288)*$AB$22","v":0},2,0,"","","","","","","","","",null,"","","","","","","","","",""]
[null,null,3,{"$f":"COUNTIF($D$144:$AA$144,$D$288)*$AB$23","v":0},{"$f":"COUNTIF($D$144:$AA$144,$E$288)*$AB$23","v":0},{"$f":"COUNTIF($D$144:$AA$144,$F$288)*$AB$23","v":0},{"$f":"COUNTIF($D$144:$AA$144,$G$288)*$AB$23","v":0},{"$f":"COUNTIF($D$144:$AA$144,$H$288)*$AB$23","v":0},{"$f":"COUNTIF($D$144:$AA$144,$I$288)*$AB$23","v":0},{"$f":"COUNTIF($D$144:$AA$144,$J$288)*$AB$23","v":0},{"$f":"COUNTIF($D$144:$AA$144,$K$288)*$AB$23","v":0},{"$f":"COUNTIF($D$144:$AA$144,$L$288)*$AB$23","v":0},{"$f":"COUNTIF($D$144:$AA$144,$M$288)*$AB$23","v":0},{"$f":"COUNTIF($D$144:$AA$144,$N$288)*$AB$23","v":0},{"$f":"COUNTIF($D$144:$AA$144,$O$288)*$AB$23","v":0},{"$f":"COUNTIF($D$144:$AA$144,$P$288)*$AB$23","v":0},{"$f":"COUNTIF($D$144:$AA$144,$Q$288)*$AB$23","v":0},{"$f":"COUNTIF($D$144:$AA$144,$R$288)*$AB$23","v":0},{"$f":"COUNTIF($D$144:$AA$144,$S$288)*$AB$23","v":0},{"$f":"COUNTIF($D$144:$AA$144,$T$288)*$AB$23","v":0},{"$f":"COUNTIF($D$144:$AA$144,$U$288)*$AB$23","v":0},{"$f":"COUNTIF($D$144:$AA$144,$V$288)*$AB$23","v":0},{"$f":"COUNTIF($D$144:$AA$144,$W$288)*$AB$23","v":0},{"$f":"COUNTIF($D$144:$AA$144,$X$288)*$AB$23","v":0},{"$f":"COUNTIF($D$144:$AA$144,$Y$288)*$AB$23","v":0},{"$f":"COUNTIF($D$144:$AA$144,$Z$288)*$AB$23","v":0},{"$f":"COUNTIF($D$144:$AA$144,$AA$288)*$AB$23","v":0},{"$f":"COUNTIF($D$144:$AA$144,$AB$288)*$AB$23","v":0},{"$f":"COUNTIF($D$144:$AA$144,$AC$288)*$AB$23","v":0},{"$f":"COUNTIF($D$144:$AA$144,$AD$288)*$AB$23","v":0},{"$f":"COUNTIF($D$144:$AA$144,$AE$288)*$AB$23","v":0},{"$f":"COUNTIF($D$144:$AA$144,$AF$288)*$AB$23","v":0},{"$f":"COUNTIF($D$144:$AA$144,$AG$288)*$AB$23","v":0},{"$f":"COUNTIF($D$144:$AA$144,$AH$288)*$AB$23","v":0},{"$f":"COUNTIF($D$144:$AA$144,$AI$288)*$AB$23","v":0},{"$f":"COUNTIF($D$144:$AA$144,$AJ$288)*$AB$23","v":0},{"$f":"COUNTIF($D$144:$AA$144,$AK$288)*$AB$23","v":0},{"$f":"COUNTIF($D$144:$AA$144,$AL$288)*$AB$23","v":0},{"$f":"COUNTIF($D$144:$AA$144,$AM$288)*$AB$23","v":0},{"$f":"COUNTIF($D$144:$AA$144,$AN$288)*$AB$23","v":0},{"$f":"COUNTIF($D$144:$AA$144,$AO$288)*$AB$23","v":0},{"$f":"COUNTIF($D$144:$AA$144,$AP$288)*$AB$23","v":0},{"$f":"COUNTIF($D$144:$AA$144,$AQ$288)*$AB$23","v":0},{"$f":"COUNTIF($D$144:$AA$144,$AR$288)*$AB$23","v":0},{"$f":"COUNTIF($D$144:$AA$144,$AS$288)*$AB$23","v":0},3,0,"","","","","","","","","",null,"","","","","","","","","",""]
[null,null,"暖房運転時間",{"$f":"SUM($D$289:$D$300)","v":0},{"$f":"SUM($E$289:$E$300)","v":0},{"$f":"SUM($F$289:$F$300)","v":0},{"$f":"SUM($G$289:$G$300)","v":0},{"$f":"SUM($H$289:$H$300)","v":0},{"$f":"SUM($I$289:$I$300)","v":0},{"$f":"SUM($J$289:$J$300)","v":0},{"$f":"SUM($K$289:$K$300)","v":0},{"$f":"SUM($L$289:$L$300)","v":0},{"$f":"SUM($M$289:$M$300)","v":0},{"$f":"SUM($N$289:$N$300)","v":0},{"$f":"SUM($O$289:$O$300)","v":0},{"$f":"SUM($P$289:$P$300)","v":0},{"$f":"SUM($Q$289:$Q$300)","v":0},{"$f":"SUM($R$289:$R$300)","v":0},{"$f":"SUM($S$289:$S$300)","v":0},{"$f":"SUM($T$289:$T$300)","v":0},{"$f":"SUM($U$289:$U$300)","v":0},{"$f":"SUM($V$289:$V$300)","v":0},{"$f":"SUM($W$289:$W$300)","v":0},{"$f":"SUM($X$289:$X$300)","v":0},{"$f":"SUM($Y$289:$Y$300)","v":0},{"$f":"SUM($Z$289:$Z$300)","v":0},{"$f":"SUM($AA$289:$AA$300)","v":0},{"$f":"SUM($AB$289:$AB$300)","v":0},{"$f":"SUM($AC$289:$AC$300)","v":0},{"$f":"SUM($AD$289:$AD$300)","v":0},{"$f":"SUM($AE$289:$AE$300)","v":0},{"$f":"SUM($AF$289:$AF$300)","v":0},{"$f":"SUM($AG$289:$AG$300)","v":0},{"$f":"SUM($AH$289:$AH$300)","v":0},{"$f":"SUM($AI$289:$AI$300)","v":0},{"$f":"SUM($AJ$289:$AJ$300)","v":0},{"$f":"SUM($AK$289:$AK$300)","v":0},{"$f":"SUM($AL$289:$AL$300)","v":0},{"$f":"SUM($AM$289:$AM$300)","v":0},{"$f":"SUM($AN$289:$AN$300)","v":0},{"$f":"SUM($AO$289:$AO$300)","v":0},{"$f":"SUM($AP$289:$AP$300)","v":0},{"$f":"SUM($AQ$289:$AQ$300)","v":0},{"$f":"SUM($AR$289:$AR$300)","v":0},{"$f":"SUM($AS$289:$AS$300)","v":0},"暖房運転時間",{"$f":"SUM(AU289:AU300)","v":0},0,0,0,0,0,0,0,0,0,null,{"$f":"SUM(BF289:BF300)","v":0},{"$f":"SUM(BG289:BG300)","v":0},{"$f":"SUM(BH289:BH300)","v":0},{"$f":"SUM(BI289:BI300)","v":0},{"$f":"SUM(BJ289:BJ300)","v":0},{"$f":"SUM(BK289:BK300)","v":0},{"$f":"SUM(BL289:BL300)","v":0},{"$f":"SUM(BM289:BM300)","v":0},{"$f":"SUM(BN289:BN300)","v":0},{"$f":"SUM(BO289:BO300)","v":0}]
[null,null,"暖房空調負荷率",{"$f":"IF((1/(0-$M$26))*$D$288+1<0,0,IF((1/(0-$M$26))*$D$288+1>1,1,(1/(0-$M$26))*$D$288+1))","v":1},{"$f":"IF((1/(0-$M$26))*$E$288+1<0,0,IF((1/(0-$M$26))*$E$288+1>1,1,(1/(0-$M$26))*$E$288+1))","v":1},{"$f":"IF((1/(0-$M$26))*$F$288+1<0,0,IF((1/(0-$M$26))*$F$288+1>1,1,(1/(0-$M$26))*$F$288+1))","v":1},{"$f":"IF((1/(0-$M$26))*$G$288+1<0,0,IF((1/(0-$M$26))*$G$288+1>1,1,(1/(0-$M$26))*$G$288+1))","v":1},{"$f":"IF((1/(0-$M$26))*$H$288+1<0,0,IF((1/(0-$M$26))*$H$288+1>1,1,(1/(0-$M$26))*$H$288+1))","v":1},{"$f":"IF((1/(0-$M$26))*$I$288+1<0,0,IF((1/(0-$M$26))*$I$288+1>1,1,(1/(0-$M$26))*$I$288+1))","v":1},{"$f":"IF((1/(0-$M$26))*$J$288+1<0,0,IF((1/(0-$M$26))*$J$288+1>1,1,(1/(0-$M$26))*$J$288+1))","v":1},{"$f":"IF((1/(0-$M$26))*$K$288+1<0,0,IF((1/(0-$M$26))*$K$288+1>1,1,(1/(0-$M$26))*$K$288+1))","v":0.91666666666666663},{"$f":"IF((1/(0-$M$26))*$L$288+1<0,0,IF((1/(0-$M$26))*$L$288+1>1,1,(1/(0-$M$26))*$L$288+1))","v":0.83333333333333337},{"$f":"IF((1/(0-$M$26))*$M$288+1<0,0,IF((1/(0-$M$26))*$M$288+1>1,1,(1/(0-$M$26))*$M$288+1))","v":0.75},{"$f":"IF((1/(0-$M$26))*$N$288+1<0,0,IF((1/(0-$M$26))*$N$288+1>1,1,(1/(0-$M$26))*$N$288+1))","v":0.66666666666666674},{"$f":"IF((1/(0-$M$26))*$O$288+1<0,0,IF((1/(0-$M$26))*$O$288+1>1,1,(1/(0-$M$26))*$O$288+1))","v":0.58333333333333337},{"$f":"IF((1/(0-$M$26))*$P$288+1<0,0,IF((1/(0-$M$26))*$P$288+1>1,1,(1/(0-$M$26))*$P$288+1))","v":0.5},{"$f":"IF((1/(0-$M$26))*$Q$288+1<0,0,IF((1/(0-$M$26))*$Q$288+1>1,1,(1/(0-$M$26))*$Q$288+1))","v":0.41666666666666674},{"$f":"IF((1/(0-$M$26))*$R$288+1<0,0,IF((1/(0-$M$26))*$R$288+1>1,1,(1/(0-$M$26))*$R$288+1))","v":0.33333333333333337},{"$f":"IF((1/(0-$M$26))*$S$288+1<0,0,IF((1/(0-$M$26))*$S$288+1>1,1,(1/(0-$M$26))*$S$288+1))","v":0.25},{"$f":"IF((1/(0-$M$26))*$T$288+1<0,0,IF((1/(0-$M$26))*$T$288+1>1,1,(1/(0-$M$26))*$T$288+1))","v":0.16666666666666674},{"$f":"IF((1/(0-$M$26))*$U$288+1<0,0,IF((1/(0-$M$26))*$U$288+1>1,1,(1/(0-$M$26))*$U$288+1))","v":8.333333333333337E-2},{"$f":"IF((1/(0-$M$26))*$V$288+1<0,0,IF((1/(0-$M$26))*$V$288+1>1,1,(1/(0-$M$26))*$V$288+1))","v":0},{"$f":"IF((1/(0-$M$26))*$W$288+1<0,0,IF((1/(0-$M$26))*$W$288+1>1,1,(1/(0-$M$26))*$W$288+1))","v":0},{"$f":"IF((1/(0-$M$26))*$X$288+1<0,0,IF((1/(0-$M$26))*$X$288+1>1,1,(1/(0-$M$26))*$X$288+1))","v":0},{"$f":"IF((1/(0-$M$26))*$Y$288+1<0,0,IF((1/(0-$M$26))*$Y$288+1>1,1,(1/(0-$M$26))*$Y$288+1))","v":0},{"$f":"IF((1/(0-$M$26))*$Z$288+1<0,0,IF((1/(0-$M$26))*$Z$288+1>1,1,(1/(0-$M$26))*$Z$288+1))","v":0},{"$f":"IF((1/(0-$M$26))*$AA$288+1<0,0,IF((1/(0-$M$26))*$AA$288+1>1,1,(1/(0-$M$26))*$AA$288+1))","v":0},{"$f":"IF((1/(0-$M$26))*$AB$288+1<0,0,IF((1/(0-$M$26))*$AB$288+1>1,1,(1/(0-$M$26))*$AB$288+1))","v":0},{"$f":"IF((1/(0-$M$26))*$AC$288+1<0,0,IF((1/(0-$M$26))*$AC$288+1>1,1,(1/(0-$M$26))*$AC$288+1))","v":0},{"$f":"IF((1/(0-$M$26))*$AD$288+1<0,0,IF((1/(0-$M$26))*$AD$288+1>1,1,(1/(0-$M$26))*$AD$288+1))","v":0},{"$f":"IF((1/(0-$M$26))*$AE$288+1<0,0,IF((1/(0-$M$26))*$AE$288+1>1,1,(1/(0-$M$26))*$AE$288+1))","v":0},{"$f":"IF((1/(0-$M$26))*$AF$288+1<0,0,IF((1/(0-$M$26))*$AF$288+1>1,1,(1/(0-$M$26))*$AF$288+1))","v":0},{"$f":"IF((1/(0-$M$26))*$AG$288+1<0,0,IF((1/(0-$M$26))*$AG$288+1>1,1,(1/(0-$M$26))*$AG$288+1))","v":0},{"$f":"IF((1/(0-$M$26))*$AH$288+1<0,0,IF((1/(0-$M$26))*$AH$288+1>1,1,(1/(0-$M$26))*$AH$288+1))","v":0},{"$f":"IF((1/(0-$M$26))*$AI$288+1<0,0,IF((1/(0-$M$26))*$AI$288+1>1,1,(1/(0-$M$26))*$AI$288+1))","v":0},{"$f":"IF((1/(0-$M$26))*$AJ$288+1<0,0,IF((1/(0-$M$26))*$AJ$288+1>1,1,(1/(0-$M$26))*$AJ$288+1))","v":0},{"$f":"IF((1/(0-$M$26))*$AK$288+1<0,0,IF((1/(0-$M$26))*$AK$288+1>1,1,(1/(0-$M$26))*$AK$288+1))","v":0},{"$f":"IF((1/(0-$M$26))*$AL$288+1<0,0,IF((1/(0-$M$26))*$AL$288+1>1,1,(1/(0-$M$26))*$AL$288+1))","v":0},{"$f":"IF((1/(0-$M$26))*$AM$288+1<0,0,IF((1/(0-$M$26))*$AM$288+1>1,1,(1/(0-$M$26))*$AM$288+1))","v":0},{"$f":"IF((1/(0-$M$26))*$AN$288+1<0,0,IF((1/(0-$M$26))*$AN$288+1>1,1,(1/(0-$M$26))*$AN$288+1))","v":0},{"$f":"IF((1/(0-$M$26))*$AO$288+1<0,0,IF((1/(0-$M$26))*$AO$288+1>1,1,(1/(0-$M$26))*$AO$288+1))","v":0},{"$f":"IF((1/(0-$M$26))*$AP$288+1<0,0,IF((1/(0-$M$26))*$AP$288+1>1,1,(1/(0-$M$26))*$AP$288+1))","v":0},{"$f":"IF((1/(0-$M$26))*$AQ$288+1<0,0,IF((1/(0-$M$26))*$AQ$288+1>1,1,(1/(0-$M$26))*$AQ$288+1))","v":0},{"$f":"IF((1/(0-$M$26))*$AR$288+1<0,0,IF((1/(0-$M$26))*$AR$288+1>1,1,(1/(0-$M$26))*$AR$288+1))","v":0},{"$f":"IF((1/(0-$M$26))*$AS$288+1<0,0,IF((1/(0-$M$26))*$AS$288+1>1,1,(1/(0-$M$26))*$AS$288+1))","v":0},"暖房空調負荷率","αw"]
[]
[null,"前1","暖房時消費電力比",{"$f":"$D$302/$D$308","v":1.3218884120171677},{"$f":"$E$302/$E$308","v":1.2923748635583974},{"$f":"$F$302/$F$308","v":1.2649778245508532},{"$f":"$G$302/$G$308","v":1.2394775036284473},{"$f":"$H$302/$H$308","v":1.2156835238830048},{"$f":"$I$302/$I$308","v":1.1934301615311524},{"$f":"$J$302/$J$308","v":1.1725724804417856},{"$f":"$K$302/$K$308","v":1.056901240863505},{"$f":"$L$302/$L$308","v":0.94545829466955389},{"$f":"$M$302/$M$308","v":0.83788006249248892},{"$f":"$N$302/$N$308","v":0.73384348774266428},{"$f":"$O$302/$O$308","v":0.63306054406304468},{"$f":"$P$302/$P$308","v":0.50659824046920821},{"$f":"$Q$302/$Q$308","v":0.41666666666666674},{"$f":"$R$302/$R$308","v":0.32915506035283199},{"$f":"$S$302/$S$308","v":0.24388586956521743},{"$f":"$T$302/$T$308","v":0.16069849690539356},{"$f":"$U$302/$U$308","v":7.9447322970639084E-2},{"$f":"$V$302/$V$308","v":0},{"$f":"$W$302/$W$308","v":0},{"$f":"$X$302/$X$308","v":0},{"$f":"$Y$302/$Y$308","v":0},{"$f":"$Z$302/$Z$308","v":0},{"$f":"$AA$302/$AA$308","v":0},{"$f":"$AB$302/$AB$308","v":0},{"$f":"$AC$302/$AC$308","v":0},{"$f":"$AD$302/$AD$308","v":0},{"$f":"$AE$302/$AE$308","v":0},{"$f":"$AF$302/$AF$308","v":0},{"$f":"$AG$302/$AG$308","v":0},{"$f":"$AH$302/$AH$308","v":0},{"$f":"$AI$302/$AI$308","v":0},{"$f":"$AJ$302/$AJ$308","v":0},{"$f":"$AK$302/$AK$308","v":0},{"$f":"$AL$302/$AL$308","v":0},{"$f":"$AM$302/$AM$308","v":0},{"$f":"$AN$302/$AN$308","v":0},{"$f":"$AO$302/$AO$308","v":0},{"$f":"$AP$302/$AP$308","v":0},{"$f":"$AQ$302/$AQ$308","v":0},{"$f":"$AR$302/$AR$308","v":0},{"$f":"$AS$302/$AS$308","v":0},"暖房時消費電力比","εw"]
[null,null,"暖房能力",{"$f":"($Q$32-0.64*$Q$32)/14*($D$288-7)+$Q$32","v":16.642857142857142},{"$f":"($Q$32-0.64*$Q$32)/14*($E$288-7)+$Q$32","v":17.285714285714285},{"$f":"($Q$32-0.64*$Q$32)/14*($F$288-7)+$Q$32","v":17.928571428571427},{"$f":"($Q$32-0.64*$Q$32)/14*($G$288-7)+$Q$32","v":18.571428571428569},{"$f":"($Q$32-0.64*$Q$32)/14*($H$288-7)+$Q$32","v":19.214285714285715},{"$f":"($Q$32-0.64*$Q$32)/14*($I$288-7)+$Q$32","v":19.857142857142858},{"$f":"($Q$32-0.64*$Q$32)/14*($J$288-7)+$Q$32","v":20.5},{"$f":"($Q$32-0.64*$Q$32)/14*($K$288-7)+$Q$32","v":21.142857142857142},{"$f":"($Q$32-0.64*$Q$32)/14*($L$288-7)+$Q$32","v":21.785714285714285},{"$f":"($Q$32-0.64*$Q$32)/14*($M$288-7)+$Q$32","v":22.428571428571427},{"$f":"($Q$32-0.64*$Q$32)/14*($N$288-7)+$Q$32","v":23.071428571428569},{"$f":"($Q$32-0.64*$Q$32)/14*($O$288-7)+$Q$32","v":23.714285714285715},{"$f":"($Q$32-0.64*$Q$32)/14*($P$288-7)+$Q$32","v":24.357142857142858},{"$f":"($Q$32-0.64*$Q$32)/14*($Q$288-7)+$Q$32","v":25},{"$f":"($Q$32-0.64*$Q$32)/14*($R$288-7)+$Q$32","v":25.642857142857142},{"$f":"($Q$32-0.64*$Q$32)/14*($S$288-7)+$Q$32","v":26.285714285714285},{"$f":"($Q$32-0.64*$Q$32)/14*($T$288-7)+$Q$32","v":26.928571428571431},{"$f":"($Q$32-0.64*$Q$32)/14*($U$288-7)+$Q$32","v":27.571428571428573},{"$f":"($Q$32-0.64*$Q$32)/14*($V$288-7)+$Q$32","v":28.214285714285715},{"$f":"($Q$32-0.64*$Q$32)/14*($W$288-7)+$Q$32","v":28.857142857142858},{"$f":"($Q$32-0.64*$Q$32)/14*($X$288-7)+$Q$32","v":29.5},{"$f":"($Q$32-0.64*$Q$32)/14*($Y$288-7)+$Q$32","v":30.142857142857142},{"$f":"($Q$32-0.64*$Q$32)/14*($Z$288-7)+$Q$32","v":30.785714285714285},{"$f":"($Q$32-0.64*$Q$32)/14*($AA$288-7)+$Q$32","v":31.428571428571431},{"$f":"($Q$32-0.64*$Q$32)/14*($AB$288-7)+$Q$32","v":32.071428571428569},{"$f":"($Q$32-0.64*$Q$32)/14*($AC$288-7)+$Q$32","v":32.714285714285715},{"$f":"($Q$32-0.64*$Q$32)/14*($AD$288-7)+$Q$32","v":33.357142857142861},{"$f":"($Q$32-0.64*$Q$32)/14*($AE$288-7)+$Q$32","v":34},{"$f":"($Q$32-0.64*$Q$32)/14*($AF$288-7)+$Q$32","v":34.642857142857146},{"$f":"($Q$32-0.64*$Q$32)/14*($AG$288-7)+$Q$32","v":35.285714285714285},{"$f":"($Q$32-0.64*$Q$32)/14*($AH$288-7)+$Q$32","v":35.928571428571431},{"$f":"($Q$32-0.64*$Q$32)/14*($AI$288-7)+$Q$32","v":36.571428571428569},{"$f":"($Q$32-0.64*$Q$32)/14*($AJ$288-7)+$Q$32","v":37.214285714285715},{"$f":"($Q$32-0.64*$Q$32)/14*($AK$288-7)+$Q$32","v":37.857142857142861},{"$f":"($Q$32-0.64*$Q$32)/14*($AL$288-7)+$Q$32","v":38.5},{"$f":"($Q$32-0.64*$Q$32)/14*($AM$288-7)+$Q$32","v":39.142857142857146},{"$f":"($Q$32-0.64*$Q$32)/14*($AN$288-7)+$Q$32","v":39.785714285714285},{"$f":"($Q$32-0.64*$Q$32)/14*($AO$288-7)+$Q$32","v":40.428571428571431},{"$f":"($Q$32-0.64*$Q$32)/14*($AP$288-7)+$Q$32","v":41.071428571428569},{"$f":"($Q$32-0.64*$Q$32)/14*($AQ$288-7)+$Q$32","v":41.714285714285715},{"$f":"($Q$32-0.64*$Q$32)/14*($AR$288-7)+$Q$32","v":42.357142857142861},{"$f":"($Q$32-0.64*$Q$32)/14*($AS$288-7)+$Q$32","v":43},"暖房能力","Φw"]
[null,null,"暖房消費電力",{"$f":"($Q$33-0.82*$Q$33)/14*($D$288-7)+$Q$33","v":5.330285714285715},{"$f":"($Q$33-0.82*$Q$33)/14*($E$288-7)+$Q$33","v":5.4125714285714288},{"$f":"($Q$33-0.82*$Q$33)/14*($F$288-7)+$Q$33","v":5.4948571428571427},{"$f":"($Q$33-0.82*$Q$33)/14*($G$288-7)+$Q$33","v":5.5771428571428574},{"$f":"($Q$33-0.82*$Q$33)/14*($H$288-7)+$Q$33","v":5.6594285714285721},{"$f":"($Q$33-0.82*$Q$33)/14*($I$288-7)+$Q$33","v":5.741714285714286},{"$f":"($Q$33-0.82*$Q$33)/14*($J$288-7)+$Q$33","v":5.8239999999999998},{"$f":"($Q$33-0.82*$Q$33)/14*($K$288-7)+$Q$33","v":5.9062857142857146},{"$f":"($Q$33-0.82*$Q$33)/14*($L$288-7)+$Q$33","v":5.9885714285714293},{"$f":"($Q$33-0.82*$Q$33)/14*($M$288-7)+$Q$33","v":6.0708571428571432},{"$f":"($Q$33-0.82*$Q$33)/14*($N$288-7)+$Q$33","v":6.153142857142857},{"$f":"($Q$33-0.82*$Q$33)/14*($O$288-7)+$Q$33","v":6.2354285714285718},{"$f":"($Q$33-0.82*$Q$33)/14*($P$288-7)+$Q$33","v":6.3177142857142865},{"$f":"($Q$33-0.82*$Q$33)/14*($Q$288-7)+$Q$33","v":6.4},{"$f":"($Q$33-0.82*$Q$33)/14*($R$288-7)+$Q$33","v":6.4822857142857142},{"$f":"($Q$33-0.82*$Q$33)/14*($S$288-7)+$Q$33","v":6.5645714285714289},{"$f":"($Q$33-0.82*$Q$33)/14*($T$288-7)+$Q$33","v":6.6468571428571437},{"$f":"($Q$33-0.82*$Q$33)/14*($U$288-7)+$Q$33","v":6.7291428571428575},{"$f":"($Q$33-0.82*$Q$33)/14*($V$288-7)+$Q$33","v":6.8114285714285714},{"$f":"($Q$33-0.82*$Q$33)/14*($W$288-7)+$Q$33","v":6.8937142857142861},{"$f":"($Q$33-0.82*$Q$33)/14*($X$288-7)+$Q$33","v":6.9760000000000009},{"$f":"($Q$33-0.82*$Q$33)/14*($Y$288-7)+$Q$33","v":7.0582857142857147},{"$f":"($Q$33-0.82*$Q$33)/14*($Z$288-7)+$Q$33","v":7.1405714285714286},{"$f":"($Q$33-0.82*$Q$33)/14*($AA$288-7)+$Q$33","v":7.2228571428571433},{"$f":"($Q$33-0.82*$Q$33)/14*($AB$288-7)+$Q$33","v":7.305142857142858},{"$f":"($Q$33-0.82*$Q$33)/14*($AC$288-7)+$Q$33","v":7.3874285714285719},{"$f":"($Q$33-0.82*$Q$33)/14*($AD$288-7)+$Q$33","v":7.4697142857142858},{"$f":"($Q$33-0.82*$Q$33)/14*($AE$288-7)+$Q$33","v":7.5520000000000005},{"$f":"($Q$33-0.82*$Q$33)/14*($AF$288-7)+$Q$33","v":7.6342857142857152},{"$f":"($Q$33-0.82*$Q$33)/14*($AG$288-7)+$Q$33","v":7.7165714285714291},{"$f":"($Q$33-0.82*$Q$33)/14*($AH$288-7)+$Q$33","v":7.7988571428571429},{"$f":"($Q$33-0.82*$Q$33)/14*($AI$288-7)+$Q$33","v":7.8811428571428577},{"$f":"($Q$33-0.82*$Q$33)/14*($AJ$288-7)+$Q$33","v":7.9634285714285724},{"$f":"($Q$33-0.82*$Q$33)/14*($AK$288-7)+$Q$33","v":8.0457142857142863},{"$f":"($Q$33-0.82*$Q$33)/14*($AL$288-7)+$Q$33","v":8.1280000000000001},{"$f":"($Q$33-0.82*$Q$33)/14*($AM$288-7)+$Q$33","v":8.210285714285714},{"$f":"($Q$33-0.82*$Q$33)/14*($AN$288-7)+$Q$33","v":8.2925714285714296},{"$f":"($Q$33-0.82*$Q$33)/14*($AO$288-7)+$Q$33","v":8.3748571428571434},{"$f":"($Q$33-0.82*$Q$33)/14*($AP$288-7)+$Q$33","v":8.4571428571428573},{"$f":"($Q$33-0.82*$Q$33)/14*($AQ$288-7)+$Q$33","v":8.5394285714285729},{"$f":"($Q$33-0.82*$Q$33)/14*($AR$288-7)+$Q$33","v":8.6217142857142868},{"$f":"($Q$33-0.82*$Q$33)/14*($AS$288-7)+$Q$33","v":8.7040000000000006},"消費電力","Pw"]
[null,null,"暖房COP",{"$f":"(D$305/1.12)/(D$306/1.06)","v":2.9550527597402589},{"$f":"(E$305/1.12)/(E$306/1.06)","v":3.0225363477316596},3.087998796648443,3.1515295667447298,3.2132129154165705,3.2731282700181983,3.3313505690737832,3.3879505749668288,3.4429951608505989,3.496547574225473,3.5486676793674374,{"$f":"(O$305/1.12)/(O$306/1.06)","v":3.5994121805613739},{"$f":"$P$305/$P$306","v":3.8553726483357451},{"$f":"$Q$305/$Q$306","v":3.90625},{"$f":"$R$305/$R$306","v":3.955835684062059},{"$f":"$S$305/$S$306","v":4.0041782729805009},{"$f":"$T$305/$T$306","v":4.0513239339752403},{"$f":"$U$305/$U$306","v":4.0973165760869561},{"$f":"$V$305/$V$306","v":4.1421979865771812},{"$f":"$W$305/$W$306","v":4.1860079575596814},{"$f":"$X$305/$X$306","v":4.2287844036697244},{"$f":"$Y$305/$Y$306","v":4.27056347150259},{"$f":"$Z$305/$Z$306","v":4.3113796414852752},{"$f":"$AA$305/$AA$306","v":4.3512658227848098},{"$f":"$AB$305/$AB$306","v":4.3902534418022521},{"$f":"$AC$305/$AC$306","v":4.4283725247524748},{"$f":"$AD$305/$AD$306","v":4.465651774785802},{"$f":"$AE$305/$AE$306","v":4.5021186440677967},{"$f":"$AF$305/$AF$306","v":4.5377994011976046},{"$f":"$AG$305/$AG$306","v":4.5727191943127954},{"$f":"$AH$305/$AH$306","v":4.6069021101992966},{"$f":"$AI$305/$AI$306","v":4.640371229698375},{"$f":"$AJ$305/$AJ$306","v":4.6731486796785298},{"$f":"$AK$305/$AK$306","v":4.7052556818181817},{"$f":"$AL$305/$AL$306","v":4.7367125984251972},{"$f":"$AM$305/$AM$306","v":4.7675389755011137},{"$f":"$AN$305/$AN$306","v":4.7977535832414544},{"$f":"$AO$305/$AO$306","v":4.8273744541484715},{"$f":"$AP$305/$AP$306","v":4.8564189189189184},{"$f":"$AQ$305/$AQ$306","v":4.884903640256959},{"$f":"$AR$305/$AR$306","v":4.9128446447507956},{"$f":"$AS$305/$AS$306","v":4.9402573529411757},"暖房COP","σw"]
[null,null,"暖房COP比",{"$f":"$D$307/$Q$307","v":0.75649350649350633},{"$f":"$E$307/$Q$307","v":0.77376930501930485},{"$f":"$F$307/$Q$307","v":0.79052769194200145},{"$f":"$G$307/$Q$307","v":0.80679156908665084},{"$f":"$H$307/$Q$307","v":0.82258250634664209},{"$f":"$I$307/$Q$307","v":0.83792083712465881},{"$f":"$J$307/$Q$307","v":0.85282574568288849},{"$f":"$K$307/$Q$307","v":0.86731534719150816},{"$f":"$L$307/$Q$307","v":0.8814067611777533},{"$f":"$M$307/$Q$307","v":0.89511617900172114},{"$f":"$N$307/$Q$307","v":0.90845892591806399},{"$f":"$O$307/$Q$307","v":0.92144951822371168},{"$f":"$P$307/$Q$307","v":0.98697539797395073},{"$f":"$Q$307/$Q$307","v":1},{"$f":"$R$307/$Q$307","v":1.0126939351198871},{"$f":"$S$307/$Q$307","v":1.0250696378830082},{"$f":"$T$307/$Q$307","v":1.0371389270976614},{"$f":"$U$307/$Q$307","v":1.0489130434782608},{"$f":"$V$307/$Q$307","v":1.0604026845637584},{"$f":"$W$307/$Q$307","v":1.0716180371352784},{"$f":"$X$307/$Q$307","v":1.0825688073394495},{"$f":"$Y$307/$Q$307","v":1.0932642487046631},{"$f":"$Z$307/$Q$307","v":1.1037131882202305},{"$f":"$AA$307/$Q$307","v":1.1139240506329113},{"$f":"$AB$307/$Q$307","v":1.1239048811013765},{"$f":"$AC$307/$Q$307","v":1.1336633663366336},{"$f":"$AD$307/$Q$307","v":1.1432068543451652},{"$f":"$AE$307/$Q$307","v":1.152542372881356},{"$f":"$AF$307/$Q$307","v":1.1616766467065869},{"$f":"$AG$307/$Q$307","v":1.1706161137440756},{"$f":"$AH$307/$Q$307","v":1.1793669402110198},{"$f":"$AI$307/$Q$307","v":1.187935034802784},{"$f":"$AJ$307/$Q$307","v":1.1963260619977036},{"$f":"$AK$307/$Q$307","v":1.2045454545454546},{"$f":"$AL$307/$Q$307","v":1.2125984251968505},{"$f":"$AM$307/$Q$307","v":1.2204899777282852},{"$f":"$AN$307/$Q$307","v":1.2282249173098123},{"$f":"$AO$307/$Q$307","v":1.2358078602620086},{"$f":"$AP$307/$Q$307","v":1.2432432432432432},{"$f":"$AQ$307/$Q$307","v":1.2505353319057815},{"$f":"$AR$307/$Q$307","v":1.2576882290562037},{"$f":"$AS$307/$Q$307","v":1.2647058823529409},"暖房COP比","βw"]
[null,null,"Σ",{"$f":"$D$301*$D$304","v":0},{"$f":"$E$301*$E$304","v":0},{"$f":"$F$301*$F$304","v":0},{"$f":"$G$301*$G$304","v":0},{"$f":"$H$301*$H$304","v":0},{"$f":"$I$301*$I$304","v":0},{"$f":"$J$301*$J$304","v":0},{"$f":"$K$301*$K$304","v":0},{"$f":"$L$301*$L$304","v":0},{"$f":"$M$301*$M$304","v":0},{"$f":"$N$301*$N$304","v":0},{"$f":"$O$301*$O$304","v":0},{"$f":"$P$301*$P$304","v":0},{"$f":"$Q$301*$Q$304","v":0},{"$f":"$R$301*$R$304","v":0},{"$f":"$S$301*$S$304","v":0},{"$f":"$T$301*$T$304","v":0},{"$f":"$U$301*$U$304","v":0},{"$f":"$V$301*$V$304","v":0},{"$f":"$W$301*$W$304","v":0},{"$f":"$X$301*$X$304","v":0},{"$f":"$Y$301*$Y$304","v":0},{"$f":"$Z$301*$Z$304","v":0},{"$f":"$AA$301*$AA$304","v":0},{"$f":"$AB$301*$AB$304","v":0},{"$f":"$AC$301*$AC$304","v":0},{"$f":"$AD$301*$AD$304","v":0},{"$f":"$AE$301*$AE$304","v":0},{"$f":"$AF$301*$AF$304","v":0},{"$f":"$AG$301*$AG$304","v":0},{"$f":"$AH$301*$AH$304","v":0},{"$f":"$AI$301*$AI$304","v":0},{"$f":"$AJ$301*$AJ$304","v":0},{"$f":"$AK$301*$AK$304","v":0},{"$f":"$AL$301*$AL$304","v":0},{"$f":"$AM$301*$AM$304","v":0},{"$f":"$AN$301*$AN$304","v":0},{"$f":"$AO$301*$AO$304","v":0},{"$f":"$AP$301*$AP$304","v":0},{"$f":"$AQ$301*$AQ$304","v":0},{"$f":"$AR$301*$AR$304","v":0},{"$f":"$AS$301*$AS$304","v":0},{"$f":"SUM($D309:$AS309)","v":0},"Σ"]
[null,"前2","暖房時消費電力比",{"$f":"$D$302/$D314","v":{"$error":"#DIV/0!"}},{"$f":"$E$302/$E314","v":{"$error":"#DIV/0!"}},{"$f":"$F$302/$F314","v":{"$error":"#DIV/0!"}},{"$f":"$G$302/$G314","v":{"$error":"#DIV/0!"}},{"$f":"$H$302/$H314","v":{"$error":"#DIV/0!"}},{"$f":"$I$302/$I314","v":{"$error":"#DIV/0!"}},{"$f":"$J$302/$J314","v":{"$error":"#DIV/0!"}},{"$f":"$K$302/$K314","v":{"$error":"#DIV/0!"}},{"$f":"$L$302/$L314","v":{"$error":"#DIV/0!"}},{"$f":"$M$302/$M314","v":{"$error":"#DIV/0!"}},{"$f":"$N$302/$N314","v":{"$error":"#DIV/0!"}},{"$f":"$O$302/$O314","v":{"$error":"#DIV/0!"}},{"$f":"$P$302/$P314","v":{"$error":"#DIV/0!"}},{"$f":"$Q$302/$Q314","v":{"$error":"#DIV/0!"}},{"$f":"$R$302/$R314","v":{"$error":"#DIV/0!"}},{"$f":"$S$302/$S314","v":{"$error":"#DIV/0!"}},{"$f":"$T$302/$T314","v":{"$error":"#DIV/0!"}},{"$f":"$U$302/$U314","v":{"$error":"#DIV/0!"}},{"$f":"$V$302/$V314","v":{"$error":"#DIV/0!"}},{"$f":"$W$302/$W314","v":{"$error":"#DIV/0!"}},{"$f":"$X$302/$X314","v":{"$error":"#DIV/0!"}},{"$f":"$Y$302/$Y314","v":{"$error":"#DIV/0!"}},{"$f":"$Z$302/$Z314","v":{"$error":"#DIV/0!"}},{"$f":"$AA$302/$AA314","v":{"$error":"#DIV/0!"}},{"$f":"$AB$302/$AB314","v":{"$error":"#DIV/0!"}},{"$f":"$AC$302/$AC314","v":{"$error":"#DIV/0!"}},{"$f":"$AD$302/$AD314","v":{"$error":"#DIV/0!"}},{"$f":"$AE$302/$AE314","v":{"$error":"#DIV/0!"}},{"$f":"$AF$302/$AF314","v":{"$error":"#DIV/0!"}},{"$f":"$AG$302/$AG314","v":{"$error":"#DIV/0!"}},{"$f":"$AH$302/$AH314","v":{"$error":"#DIV/0!"}},{"$f":"$AI$302/$AI314","v":{"$error":"#DIV/0!"}},{"$f":"$AJ$302/$AJ314","v":{"$error":"#DIV/0!"}},{"$f":"$AK$302/$AK314","v":{"$error":"#DIV/0!"}},{"$f":"$AL$302/$AL314","v":{"$error":"#DIV/0!"}},{"$f":"$AM$302/$AM314","v":{"$error":"#DIV/0!"}},{"$f":"$AN$302/$AN314","v":{"$error":"#DIV/0!"}},{"$f":"$AO$302/$AO314","v":{"$error":"#DIV/0!"}},{"$f":"$AP$302/$AP314","v":{"$error":"#DIV/0!"}},{"$f":"$AQ$302/$AQ314","v":{"$error":"#DIV/0!"}},{"$f":"$AR$302/$AR314","v":{"$error":"#DIV/0!"}},{"$f":"$AS$302/$AS314","v":{"$error":"#DIV/0!"}},"暖房時消費電力比","εw"]
[null,null,"暖房能力",{"$f":"($R$32-0.64*$R$32)/14*($D$288-7)+$R$32","v":0},{"$f":"($R$32-0.64*$R$32)/14*($E$288-7)+$R$32","v":0},{"$f":"($R$32-0.64*$R$32)/14*($F$288-7)+$R$32","v":0},{"$f":"($R$32-0.64*$R$32)/14*($G$288-7)+$R$32","v":0},{"$f":"($R$32-0.64*$R$32)/14*($H$288-7)+$R$32","v":0},{"$f":"($R$32-0.64*$R$32)/14*($I$288-7)+$R$32","v":0},{"$f":"($R$32-0.64*$R$32)/14*($J$288-7)+$R$32","v":0},{"$f":"($R$32-0.64*$R$32)/14*($K$288-7)+$R$32","v":0},{"$f":"($R$32-0.64*$R$32)/14*($L$288-7)+$R$32","v":0},{"$f":"($R$32-0.64*$R$32)/14*($M$288-7)+$R$32","v":0},{"$f":"($R$32-0.64*$R$32)/14*($N$288-7)+$R$32","v":0},{"$f":"($R$32-0.64*$R$32)/14*($O$288-7)+$R$32","v":0},{"$f":"($R$32-0.64*$R$32)/14*($P$288-7)+$R$32","v":0},{"$f":"($R$32-0.64*$R$32)/14*($Q$288-7)+$R$32","v":0},{"$f":"($R$32-0.64*$R$32)/14*($R$288-7)+$R$32","v":0},{"$f":"($R$32-0.64*$R$32)/14*($S$288-7)+$R$32","v":0},{"$f":"($R$32-0.64*$R$32)/14*($T$288-7)+$R$32","v":0},{"$f":"($R$32-0.64*$R$32)/14*($U$288-7)+$R$32","v":0},{"$f":"($R$32-0.64*$R$32)/14*($V$288-7)+$R$32","v":0},{"$f":"($R$32-0.64*$R$32)/14*($W$288-7)+$R$32","v":0},{"$f":"($R$32-0.64*$R$32)/14*($X$288-7)+$R$32","v":0},{"$f":"($R$32-0.64*$R$32)/14*($Y$288-7)+$R$32","v":0},{"$f":"($R$32-0.64*$R$32)/14*($Z$288-7)+$R$32","v":0},{"$f":"($R$32-0.64*$R$32)/14*($AA$288-7)+$R$32","v":0},{"$f":"($R$32-0.64*$R$32)/14*($AB$288-7)+$R$32","v":0},{"$f":"($R$32-0.64*$R$32)/14*($AC$288-7)+$R$32","v":0},{"$f":"($R$32-0.64*$R$32)/14*($AD$288-7)+$R$32","v":0},{"$f":"($R$32-0.64*$R$32)/14*($AE$288-7)+$R$32","v":0},{"$f":"($R$32-0.64*$R$32)/14*($AF$288-7)+$R$32","v":0},{"$f":"($R$32-0.64*$R$32)/14*($AG$288-7)+$R$32","v":0},{"$f":"($R$32-0.64*$R$32)/14*($AH$288-7)+$R$32","v":0},{"$f":"($R$32-0.64*$R$32)/14*($AI$288-7)+$R$32","v":0},{"$f":"($R$32-0.64*$R$32)/14*($AJ$288-7)+$R$32","v":0},{"$f":"($R$32-0.64*$R$32)/14*($AK$288-7)+$R$32","v":0},{"$f":"($R$32-0.64*$R$32)/14*($AL$288-7)+$R$32","v":0},{"$f":"($R$32-0.64*$R$32)/14*($AM$288-7)+$R$32","v":0},{"$f":"($R$32-0.64*$R$32)/14*($AN$288-7)+$R$32","v":0},{"$f":"($R$32-0.64*$R$32)/14*($AO$288-7)+$R$32","v":0},{"$f":"($R$32-0.64*$R$32)/14*($AP$288-7)+$R$32","v":0},{"$f":"($R$32-0.64*$R$32)/14*($AQ$288-7)+$R$32","v":0},{"$f":"($R$32-0.64*$R$32)/14*($AR$288-7)+$R$32","v":0},{"$f":"($R$32-0.64*$R$32)/14*($AS$288-7)+$R$32","v":0},"暖房能力","Φw"]
[null,null,"暖房消費電力",{"$f":"($R$33-0.82*$R$33)/14*($D$288-7)+$R$33","v":0},{"$f":"($R$33-0.82*$R$33)/14*($E$288-7)+$R$33","v":0},{"$f":"($R$33-0.82*$R$33)/14*($F$288-7)+$R$33","v":0},{"$f":"($R$33-0.82*$R$33)/14*($G$288-7)+$R$33","v":0},{"$f":"($R$33-0.82*$R$33)/14*($H$288-7)+$R$33","v":0},{"$f":"($R$33-0.82*$R$33)/14*($I$288-7)+$R$33","v":0},{"$f":"($R$33-0.82*$R$33)/14*($J$288-7)+$R$33","v":0},{"$f":"($R$33-0.82*$R$33)/14*($K$288-7)+$R$33","v":0},{"$f":"($R$33-0.82*$R$33)/14*($L$288-7)+$R$33","v":0},{"$f":"($R$33-0.82*$R$33)/14*($M$288-7)+$R$33","v":0},{"$f":"($R$33-0.82*$R$33)/14*($N$288-7)+$R$33","v":0},{"$f":"($R$33-0.82*$R$33)/14*($O$288-7)+$R$33","v":0},{"$f":"($R$33-0.82*$R$33)/14*($P$288-7)+$R$33","v":0},{"$f":"($R$33-0.82*$R$33)/14*($Q$288-7)+$R$33","v":0},{"$f":"($R$33-0.82*$R$33)/14*($R$288-7)+$R$33","v":0},{"$f":"($R$33-0.82*$R$33)/14*($S$288-7)+$R$33","v":0},{"$f":"($R$33-0.82*$R$33)/14*($T$288-7)+$R$33","v":0},{"$f":"($R$33-0.82*$R$33)/14*($U$288-7)+$R$33","v":0},{"$f":"($R$33-0.82*$R$33)/14*($V$288-7)+$R$33","v":0},{"$f":"($R$33-0.82*$R$33)/14*($W$288-7)+$R$33","v":0},{"$f":"($R$33-0.82*$R$33)/14*($X$288-7)+$R$33","v":0},{"$f":"($R$33-0.82*$R$33)/14*($Y$288-7)+$R$33","v":0},{"$f":"($R$33-0.82*$R$33)/14*($Z$288-7)+$R$33","v":0},{"$f":"($R$33-0.82*$R$33)/14*($AA$288-7)+$R$33","v":0},{"$f":"($R$33-0.82*$R$33)/14*($AB$288-7)+$R$33","v":0},{"$f":"($R$33-0.82*$R$33)/14*($AC$288-7)+$R$33","v":0},{"$f":"($R$33-0.82*$R$33)/14*($AD$288-7)+$R$33","v":0},{"$f":"($R$33-0.82*$R$33)/14*($AE$288-7)+$R$33","v":0},{"$f":"($R$33-0.82*$R$33)/14*($AF$288-7)+$R$33","v":0},{"$f":"($R$33-0.82*$R$33)/14*($AG$288-7)+$R$33","v":0},{"$f":"($R$33-0.82*$R$33)/14*($AH$288-7)+$R$33","v":0},{"$f":"($R$33-0.82*$R$33)/14*($AI$288-7)+$R$33","v":0},{"$f":"($R$33-0.82*$R$33)/14*($AJ$288-7)+$R$33","v":0},{"$f":"($R$33-0.82*$R$33)/14*($AK$288-7)+$R$33","v":0},{"$f":"($R$33-0.82*$R$33)/14*($AL$288-7)+$R$33","v":0},{"$f":"($R$33-0.82*$R$33)/14*($AM$288-7)+$R$33","v":0},{"$f":"($R$33-0.82*$R$33)/14*($AN$288-7)+$R$33","v":0},{"$f":"($R$33-0.82*$R$33)/14*($AO$288-7)+$R$33","v":0},{"$f":"($R$33-0.82*$R$33)/14*($AP$288-7)+$R$33","v":0},{"$f":"($R$33-0.82*$R$33)/14*($AQ$288-7)+$R$33","v":0},{"$f":"($R$33-0.82*$R$33)/14*($AR$288-7)+$R$33","v":0},{"$f":"($R$33-0.82*$R$33)/14*($AS$288-7)+$R$33","v":0},"消費電力","Pw"]
[null,null,"暖房COP",{"$f":"($D311/1.12)/($D312/1.06)","v":{"$error":"#DIV/0!"}},{"$f":"($E311/1.12)/($E312/1.06)","v":{"$error":"#DIV/0!"}},{"$f":"($F311/1.12)/($F312/1.06)","v":{"$error":"#DIV/0!"}},{"$f":"($G311/1.12)/($G312/1.06)","v":{"$error":"#DIV/0!"}},{"$f":"($H311/1.12)/($H312/1.06)","v":{"$error":"#DIV/0!"}},{"$f":"($I311/1.12)/($I312/1.06)","v":{"$error":"#DIV/0!"}},{"$f":"($J311/1.12)/($J312/1.06)","v":{"$error":"#DIV/0!"}},{"$f":"($K311/1.12)/($K312/1.06)","v":{"$error":"#DIV/0!"}},{"$f":"($L311/1.12)/($L312/1.06)","v":{"$error":"#DIV/0!"}},{"$f":"($M311/1.12)/($M312/1.06)","v":{"$error":"#DIV/0!"}},{"$f":"($N311/1.12)/($N312/1.06)","v":{"$error":"#DIV/0!"}},{"$f":"(O$311/1.12)/($O312/1.06)","v":{"$error":"#DIV/0!"}},{"$f":"$P311/$P312","v":{"$error":"#DIV/0!"}},{"$f":"$Q311/$Q312","v":{"$error":"#DIV/0!"}},{"$f":"$R311/$R312","v":{"$error":"#DIV/0!"}},{"$f":"$S311/$S312","v":{"$error":"#DIV/0!"}},{"$f":"$T311/$T312","v":{"$error":"#DIV/0!"}},{"$f":"$U311/$U312","v":{"$error":"#DIV/0!"}},{"$f":"$V311/$V312","v":{"$error":"#DIV/0!"}},{"$f":"$W311/$W312","v":{"$error":"#DIV/0!"}},{"$f":"$X311/$X312","v":{"$error":"#DIV/0!"}},{"$f":"$Y311/$Y312","v":{"$error":"#DIV/0!"}},{"$f":"$Z311/$Z312","v":{"$error":"#DIV/0!"}},{"$f":"$AA311/$AA312","v":{"$error":"#DIV/0!"}},{"$f":"$AB311/$AB312","v":{"$error":"#DIV/0!"}},{"$f":"$AC311/$AC312","v":{"$error":"#DIV/0!"}},{"$f":"$AD311/$AD312","v":{"$error":"#DIV/0!"}},{"$f":"$AE311/$AE312","v":{"$error":"#DIV/0!"}},{"$f":"$AF311/$AF312","v":{"$error":"#DIV/0!"}},{"$f":"$AG311/$AG312","v":{"$error":"#DIV/0!"}},{"$f":"$AH311/$AH312","v":{"$error":"#DIV/0!"}},{"$f":"$AI311/$AI312","v":{"$error":"#DIV/0!"}},{"$f":"$AJ311/$AJ312","v":{"$error":"#DIV/0!"}},{"$f":"$AK311/$AK312","v":{"$error":"#DIV/0!"}},{"$f":"$AL311/$AL312","v":{"$error":"#DIV/0!"}},{"$f":"$AM311/$AM312","v":{"$error":"#DIV/0!"}},{"$f":"$AN311/$AN312","v":{"$error":"#DIV/0!"}},{"$f":"$AO311/$AO312","v":{"$error":"#DIV/0!"}},{"$f":"$AP311/$AP312","v":{"$error":"#DIV/0!"}},{"$f":"$AQ311/$AQ312","v":{"$error":"#DIV/0!"}},{"$f":"$AR311/$AR312","v":{"$error":"#DIV/0!"}},{"$f":"$AS311/$AS312","v":{"$error":"#DIV/0!"}},"暖房COP","σw"]
[null,null,"暖房COP比",{"$f":"$D313/$Q313","v":{"$error":"#DIV/0!"}},{"$f":"$E313/$Q313","v":{"$error":"#DIV/0!"}},{"$f":"$F313/$Q313","v":{"$error":"#DIV/0!"}},{"$f":"$G313/$Q313","v":{"$error":"#DIV/0!"}},{"$f":"$H313/$Q313","v":{"$error":"#DIV/0!"}},{"$f":"$I313/$Q313","v":{"$error":"#DIV/0!"}},{"$f":"$J313/$Q313","v":{"$error":"#DIV/0!"}},{"$f":"$K313/$Q313","v":{"$error":"#DIV/0!"}},{"$f":"$L313/$Q313","v":{"$error":"#DIV/0!"}},{"$f":"$M313/$Q313","v":{"$error":"#DIV/0!"}},{"$f":"$N313/$Q313","v":{"$error":"#DIV/0!"}},{"$f":"$O313/$Q313","v":{"$error":"#DIV/0!"}},{"$f":"$P313/$Q313","v":{"$error":"#DIV/0!"}},{"$f":"$Q313/$Q313","v":{"$error":"#DIV/0!"}},{"$f":"$R313/$Q313","v":{"$error":"#DIV/0!"}},{"$f":"$S313/$Q313","v":{"$error":"#DIV/0!"}},{"$f":"$T313/$Q313","v":{"$error":"#DIV/0!"}},{"$f":"$U313/$Q313","v":{"$error":"#DIV/0!"}},{"$f":"$V313/$Q313","v":{"$error":"#DIV/0!"}},{"$f":"$W313/$Q313","v":{"$error":"#DIV/0!"}},{"$f":"$X313/$Q313","v":{"$error":"#DIV/0!"}},{"$f":"$Y313/$Q313","v":{"$error":"#DIV/0!"}},{"$f":"$Z313/$Q313","v":{"$error":"#DIV/0!"}},{"$f":"$AA313/$Q313","v":{"$error":"#DIV/0!"}},{"$f":"$AB313/$Q313","v":{"$error":"#DIV/0!"}},{"$f":"$AC313/$Q313","v":{"$error":"#DIV/0!"}},{"$f":"$AD313/$Q313","v":{"$error":"#DIV/0!"}},{"$f":"$AE313/$Q313","v":{"$error":"#DIV/0!"}},{"$f":"$AF313/$Q313","v":{"$error":"#DIV/0!"}},{"$f":"$AG313/$Q313","v":{"$error":"#DIV/0!"}},{"$f":"$AH313/$Q313","v":{"$error":"#DIV/0!"}},{"$f":"$AI313/$Q313","v":{"$error":"#DIV/0!"}},{"$f":"$AJ313/$Q313","v":{"$error":"#DIV/0!"}},{"$f":"$AK313/$Q313","v":{"$error":"#DIV/0!"}},{"$f":"$AL313/$Q313","v":{"$error":"#DIV/0!"}},{"$f":"$AM313/$Q313","v":{"$error":"#DIV/0!"}},{"$f":"$AN313/$Q313","v":{"$error":"#DIV/0!"}},{"$f":"$AO313/$Q313","v":{"$error":"#DIV/0!"}},{"$f":"$AP313/$Q313","v":{"$error":"#DIV/0!"}},{"$f":"$AQ313/$Q313","v":{"$error":"#DIV/0!"}},{"$f":"$AR313/$Q313","v":{"$error":"#DIV/0!"}},{"$f":"$AS313/$Q313","v":{"$error":"#DIV/0!"}},"暖房COP比","βw"]
[null,null,"Σ",{"$f":"$D$301*$D310","v":{"$error":"#DIV/0!"}},{"$f":"$E$301*$E310","v":{"$error":"#DIV/0!"}},{"$f":"$F$301*$F310","v":{"$error":"#DIV/0!"}},{"$f":"$G$301*$G310","v":{"$error":"#DIV/0!"}},{"$f":"$H$301*$H310","v":{"$error":"#DIV/0!"}},{"$f":"$I$301*$I310","v":{"$error":"#DIV/0!"}},{"$f":"$J$301*$J310","v":{"$error":"#DIV/0!"}},{"$f":"$K$301*$K310","v":{"$error":"#DIV/0!"}},{"$f":"$L$301*$L310","v":{"$error":"#DIV/0!"}},{"$f":"$M$301*$M310","v":{"$error":"#DIV/0!"}},{"$f":"$N$301*$N310","v":{"$error":"#DIV/0!"}},{"$f":"$O$301*$O310","v":{"$error":"#DIV/0!"}},{"$f":"$P$301*$P310","v":{"$error":"#DIV/0!"}},{"$f":"$Q$301*$Q310","v":{"$error":"#DIV/0!"}},{"$f":"$R$301*$R310","v":{"$error":"#DIV/0!"}},{"$f":"$S$301*$S310","v":{"$error":"#DIV/0!"}},{"$f":"$T$301*$T310","v":{"$error":"#DIV/0!"}},{"$f":"$U$301*$U310","v":{"$error":"#DIV/0!"}},{"$f":"$V$301*$V310","v":{"$error":"#DIV/0!"}},{"$f":"$W$301*$W310","v":{"$error":"#DIV/0!"}},{"$f":"$X$301*$X310","v":{"$error":"#DIV/0!"}},{"$f":"$Y$301*$Y310","v":{"$error":"#DIV/0!"}},{"$f":"$Z$301*$Z310","v":{"$error":"#DIV/0!"}},{"$f":"$AA$301*$AA310","v":{"$error":"#DIV/0!"}},{"$f":"$AB$301*$AB310","v":{"$error":"#DIV/0!"}},{"$f":"$AC$301*$AC310","v":{"$error":"#DIV/0!"}},{"$f":"$AD$301*$AD310","v":{"$error":"#DIV/0!"}},{"$f":"$AE$301*$AE310","v":{"$error":"#DIV/0!"}},{"$f":"$AF$301*$AF310","v":{"$error":"#DIV/0!"}},{"$f":"$AG$301*$AG310","v":{"$error":"#DIV/0!"}},{"$f":"$AH$301*$AH310","v":{"$error":"#DIV/0!"}},{"$f":"$AI$301*$AI310","v":{"$error":"#DIV/0!"}},{"$f":"$AJ$301*$AJ310","v":{"$error":"#DIV/0!"}},{"$f":"$AK$301*$AK310","v":{"$error":"#DIV/0!"}},{"$f":"$AL$301*$AL310","v":{"$error":"#DIV/0!"}},{"$f":"$AM$301*$AM310","v":{"$error":"#DIV/0!"}},{"$f":"$AN$301*$AN310","v":{"$error":"#DIV/0!"}},{"$f":"$AO$301*$AO310","v":{"$error":"#DIV/0!"}},{"$f":"$AP$301*$AP310","v":{"$error":"#DIV/0!"}},{"$f":"$AQ$301*$AQ310","v":{"$error":"#DIV/0!"}},{"$f":"$AR$301*$AR310","v":{"$error":"#DIV/0!"}},{"$f":"$AS$301*$AS310","v":{"$error":"#DIV/0!"}},{"$f":"SUM($D315:$AS315)","v":{"$error":"#DIV/0!"}},"Σ"]
[null,"前3","暖房時消費電力比",{"$f":"$D$302/$D320","v":{"$error":"#DIV/0!"}},{"$f":"$E$302/$E320","v":{"$error":"#DIV/0!"}},{"$f":"$F$302/$F320","v":{"$error":"#DIV/0!"}},{"$f":"$G$302/$G320","v":{"$error":"#DIV/0!"}},{"$f":"$H$302/$H320","v":{"$error":"#DIV/0!"}},{"$f":"$I$302/$I320","v":{"$error":"#DIV/0!"}},{"$f":"$J$302/$J320","v":{"$error":"#DIV/0!"}},{"$f":"$K$302/$K320","v":{"$error":"#DIV/0!"}},{"$f":"$L$302/$L320","v":{"$error":"#DIV/0!"}},{"$f":"$M$302/$M320","v":{"$error":"#DIV/0!"}},{"$f":"$N$302/$N320","v":{"$error":"#DIV/0!"}},{"$f":"$O$302/$O320","v":{"$error":"#DIV/0!"}},{"$f":"$P$302/$P320","v":{"$error":"#DIV/0!"}},{"$f":"$Q$302/$Q320","v":{"$error":"#DIV/0!"}},{"$f":"$R$302/$R320","v":{"$error":"#DIV/0!"}},{"$f":"$S$302/$S320","v":{"$error":"#DIV/0!"}},{"$f":"$T$302/$T320","v":{"$error":"#DIV/0!"}},{"$f":"$U$302/$U320","v":{"$error":"#DIV/0!"}},{"$f":"$V$302/$V320","v":{"$error":"#DIV/0!"}},{"$f":"$W$302/$W320","v":{"$error":"#DIV/0!"}},{"$f":"$X$302/$X320","v":{"$error":"#DIV/0!"}},{"$f":"$Y$302/$Y320","v":{"$error":"#DIV/0!"}},{"$f":"$Z$302/$Z320","v":{"$error":"#DIV/0!"}},{"$f":"$AA$302/$AA320","v":{"$error":"#DIV/0!"}},{"$f":"$AB$302/$AB320","v":{"$error":"#DIV/0!"}},{"$f":"$AC$302/$AC320","v":{"$error":"#DIV/0!"}},{"$f":"$AD$302/$AD320","v":{"$error":"#DIV/0!"}},{"$f":"$AE$302/$AE320","v":{"$error":"#DIV/0!"}},{"$f":"$AF$302/$AF320","v":{"$error":"#DIV/0!"}},{"$f":"$AG$302/$AG320","v":{"$error":"#DIV/0!"}},{"$f":"$AH$302/$AH320","v":{"$error":"#DIV/0!"}},{"$f":"$AI$302/$AI320","v":{"$error":"#DIV/0!"}},{"$f":"$AJ$302/$AJ320","v":{"$error":"#DIV/0!"}},{"$f":"$AK$302/$AK320","v":{"$error":"#DIV/0!"}},{"$f":"$AL$302/$AL320","v":{"$error":"#DIV/0!"}},{"$f":"$AM$302/$AM320","v":{"$error":"#DIV/0!"}},{"$f":"$AN$302/$AN320","v":{"$error":"#DIV/0!"}},{"$f":"$AO$302/$AO320","v":{"$error":"#DIV/0!"}},{"$f":"$AP$302/$AP320","v":{"$error":"#DIV/0!"}},{"$f":"$AQ$302/$AQ320","v":{"$error":"#DIV/0!"}},{"$f":"$AR$302/$AR320","v":{"$error":"#DIV/0!"}},{"$f":"$AS$302/$AS320","v":{"$error":"#DIV/0!"}},"暖房時消費電力比","εw"]
[null,null,"暖房能力",{"$f":"($S$32-0.64*$S$32)/14*($D$288-7)+$S$32","v":0},{"$f":"($S$32-0.64*$S$32)/14*($E$288-7)+$S$32","v":0},{"$f":"($S$32-0.64*$S$32)/14*($F$288-7)+$S$32","v":0},{"$f":"($S$32-0.64*$S$32)/14*($G$288-7)+$S$32","v":0},{"$f":"($S$32-0.64*$S$32)/14*($H$288-7)+$S$32","v":0},{"$f":"($S$32-0.64*$S$32)/14*($I$288-7)+$S$32","v":0},{"$f":"($S$32-0.64*$S$32)/14*($J$288-7)+$S$32","v":0},{"$f":"($S$32-0.64*$S$32)/14*($K$288-7)+$S$32","v":0},{"$f":"($S$32-0.64*$S$32)/14*($L$288-7)+$S$32","v":0},{"$f":"($S$32-0.64*$S$32)/14*($M$288-7)+$S$32","v":0},{"$f":"($S$32-0.64*$S$32)/14*($N$288-7)+$S$32","v":0},{"$f":"($S$32-0.64*$S$32)/14*($O$288-7)+$S$32","v":0},{"$f":"($S$32-0.64*$S$32)/14*($P$288-7)+$S$32","v":0},{"$f":"($S$32-0.64*$S$32)/14*($Q$288-7)+$S$32","v":0},{"$f":"($S$32-0.64*$S$32)/14*($R$288-7)+$S$32","v":0},{"$f":"($S$32-0.64*$S$32)/14*($S$288-7)+$S$32","v":0},{"$f":"($S$32-0.64*$S$32)/14*($T$288-7)+$S$32","v":0},{"$f":"($S$32-0.64*$S$32)/14*($U$288-7)+$S$32","v":0},{"$f":"($S$32-0.64*$S$32)/14*($V$288-7)+$S$32","v":0},{"$f":"($S$32-0.64*$S$32)/14*($W$288-7)+$S$32","v":0},{"$f":"($S$32-0.64*$S$32)/14*($X$288-7)+$S$32","v":0},{"$f":"($S$32-0.64*$S$32)/14*($Y$288-7)+$S$32","v":0},{"$f":"($S$32-0.64*$S$32)/14*($Z$288-7)+$S$32","v":0},{"$f":"($S$32-0.64*$S$32)/14*($AA$288-7)+$S$32","v":0},{"$f":"($S$32-0.64*$S$32)/14*($AB$288-7)+$S$32","v":0},{"$f":"($S$32-0.64*$S$32)/14*($AC$288-7)+$S$32","v":0},{"$f":"($S$32-0.64*$S$32)/14*($AD$288-7)+$S$32","v":0},{"$f":"($S$32-0.64*$S$32)/14*($AE$288-7)+$S$32","v":0},{"$f":"($S$32-0.64*$S$32)/14*($AF$288-7)+$S$32","v":0},{"$f":"($S$32-0.64*$S$32)/14*($AG$288-7)+$S$32","v":0},{"$f":"($S$32-0.64*$S$32)/14*($AH$288-7)+$S$32","v":0},{"$f":"($S$32-0.64*$S$32)/14*($AI$288-7)+$S$32","v":0},{"$f":"($S$32-0.64*$S$32)/14*($AJ$288-7)+$S$32","v":0},{"$f":"($S$32-0.64*$S$32)/14*($AK$288-7)+$S$32","v":0},{"$f":"($S$32-0.64*$S$32)/14*($AL$288-7)+$S$32","v":0},{"$f":"($S$32-0.64*$S$32)/14*($AM$288-7)+$S$32","v":0},{"$f":"($S$32-0.64*$S$32)/14*($AN$288-7)+$S$32","v":0},{"$f":"($S$32-0.64*$S$32)/14*($AO$288-7)+$S$32","v":0},{"$f":"($S$32-0.64*$S$32)/14*($AP$288-7)+$S$32","v":0},{"$f":"($S$32-0.64*$S$32)/14*($AQ$288-7)+$S$32","v":0},{"$f":"($S$32-0.64*$S$32)/14*($AR$288-7)+$S$32","v":0},{"$f":"($S$32-0.64*$S$32)/14*($AS$288-7)+$S$32","v":0},"暖房能力","Φw"]
[null,null,"暖房消費電力",{"$f":"($S$33-0.82*$S$33)/14*($D$288-7)+$S$33","v":0},{"$f":"($S$33-0.82*$S$33)/14*($E$288-7)+$S$33","v":0},{"$f":"($S$33-0.82*$S$33)/14*($F$288-7)+$S$33","v":0},{"$f":"($S$33-0.82*$S$33)/14*($G$288-7)+$S$33","v":0},{"$f":"($S$33-0.82*$S$33)/14*($H$288-7)+$S$33","v":0},{"$f":"($S$33-0.82*$S$33)/14*($I$288-7)+$S$33","v":0},{"$f":"($S$33-0.82*$S$33)/14*($J$288-7)+$S$33","v":0},{"$f":"($S$33-0.82*$S$33)/14*($K$288-7)+$S$33","v":0},{"$f":"($S$33-0.82*$S$33)/14*($L$288-7)+$S$33","v":0},{"$f":"($S$33-0.82*$S$33)/14*($M$288-7)+$S$33","v":0},{"$f":"($S$33-0.82*$S$33)/14*($N$288-7)+$S$33","v":0},{"$f":"($S$33-0.82*$S$33)/14*($O$288-7)+$S$33","v":0},{"$f":"($S$33-0.82*$S$33)/14*($P$288-7)+$S$33","v":0},{"$f":"($S$33-0.82*$S$33)/14*($Q$288-7)+$S$33","v":0},{"$f":"($S$33-0.82*$S$33)/14*($R$288-7)+$S$33","v":0},{"$f":"($S$33-0.82*$S$33)/14*($S$288-7)+$S$33","v":0},{"$f":"($S$33-0.82*$S$33)/14*($T$288-7)+$S$33","v":0},{"$f":"($S$33-0.82*$S$33)/14*($U$288-7)+$S$33","v":0},{"$f":"($S$33-0.82*$S$33)/14*($V$288-7)+$S$33","v":0},{"$f":"($S$33-0.82*$S$33)/14*($W$288-7)+$S$33","v":0},{"$f":"($S$33-0.82*$S$33)/14*($X$288-7)+$S$33","v":0},{"$f":"($S$33-0.82*$S$33)/14*($Y$288-7)+$S$33","v":0},{"$f":"($S$33-0.82*$S$33)/14*($Z$288-7)+$S$33","v":0},{"$f":"($S$33-0.82*$S$33)/14*($AA$288-7)+$S$33","v":0},{"$f":"($S$33-0.82*$S$33)/14*($AB$288-7)+$S$33","v":0},{"$f":"($S$33-0.82*$S$33)/14*($AC$288-7)+$S$33","v":0},{"$f":"($S$33-0.82*$S$33)/14*($AD$288-7)+$S$33","v":0},{"$f":"($S$33-0.82*$S$33)/14*($AE$288-7)+$S$33","v":0},{"$f":"($S$33-0.82*$S$33)/14*($AF$288-7)+$S$33","v":0},{"$f":"($S$33-0.82*$S$33)/14*($AG$288-7)+$S$33","v":0},{"$f":"($S$33-0.82*$S$33)/14*($AH$288-7)+$S$33","v":0},{"$f":"($S$33-0.82*$S$33)/14*($AI$288-7)+$S$33","v":0},{"$f":"($S$33-0.82*$S$33)/14*($AJ$288-7)+$S$33","v":0},{"$f":"($S$33-0.82*$S$33)/14*($AK$288-7)+$S$33","v":0},{"$f":"($S$33-0.82*$S$33)/14*($AL$288-7)+$S$33","v":0},{"$f":"($S$33-0.82*$S$33)/14*($AM$288-7)+$S$33","v":0},{"$f":"($S$33-0.82*$S$33)/14*($AN$288-7)+$S$33","v":0},{"$f":"($S$33-0.82*$S$33)/14*($AO$288-7)+$S$33","v":0},{"$f":"($S$33-0.82*$S$33)/14*($AP$288-7)+$S$33","v":0},{"$f":"($S$33-0.82*$S$33)/14*($AQ$288-7)+$S$33","v":0},{"$f":"($S$33-0.82*$S$33)/14*($AR$288-7)+$S$33","v":0},{"$f":"($S$33-0.82*$S$33)/14*($AS$288-7)+$S$33","v":0},"消費電力","Pw"]
[null,null,"暖房COP",{"$f":"($D317/1.12)/($D318/1.06)","v":{"$error":"#DIV/0!"}},{"$f":"($E317/1.12)/($E318/1.06)","v":{"$error":"#DIV/0!"}},{"$f":"($F317/1.12)/($F318/1.06)","v":{"$error":"#DIV/0!"}},{"$f":"($G317/1.12)/($G318/1.06)","v":{"$error":"#DIV/0!"}},{"$f":"($H317/1.12)/($H318/1.06)","v":{"$error":"#DIV/0!"}},{"$f":"($I317/1.12)/($I318/1.06)","v":{"$error":"#DIV/0!"}},{"$f":"($J317/1.12)/($J318/1.06)","v":{"$error":"#DIV/0!"}},{"$f":"($K317/1.12)/($K318/1.06)","v":{"$error":"#DIV/0!"}},{"$f":"($L317/1.12)/($L318/1.06)","v":{"$error":"#DIV/0!"}},{"$f":"($M317/1.12)/($M318/1.06)","v":{"$error":"#DIV/0!"}},{"$f":"($N317/1.12)/($N318/1.06)","v":{"$error":"#DIV/0!"}},{"$f":"(O$317/1.12)/($O318/1.06)","v":{"$error":"#DIV/0!"}},{"$f":"$P317/$P318","v":{"$error":"#DIV/0!"}},{"$f":"$Q317/$Q318","v":{"$error":"#DIV/0!"}},{"$f":"$R317/$R318","v":{"$error":"#DIV/0!"}},{"$f":"$S317/$S318","v":{"$error":"#DIV/0!"}},{"$f":"$T317/$T318","v":{"$error":"#DIV/0!"}},{"$f":"$U317/$U318","v":{"$error":"#DIV/0!"}},{"$f":"$V317/$V318","v":{"$error":"#DIV/0!"}},{"$f":"$W317/$W318","v":{"$error":"#DIV/0!"}},{"$f":"$X317/$X318","v":{"$error":"#DIV/0!"}},{"$f":"$Y317/$Y318","v":{"$error":"#DIV/0!"}},{"$f":"$Z317/$Z318","v":{"$error":"#DIV/0!"}},{"$f":"$AA317/$AA318","v":{"$error":"#DIV/0!"}},{"$f":"$AB317/$AB318","v":{"$error":"#DIV/0!"}},{"$f":"$AC317/$AC318","v":{"$error":"#DIV/0!"}},{"$f":"$AD317/$AD318","v":{"$error":"#DIV/0!"}},{"$f":"$AE317/$AE318","v":{"$error":"#DIV/0!"}},{"$f":"$AF317/$AF318","v":{"$error":"#DIV/0!"}},{"$f":"$AG317/$AG318","v":{"$error":"#DIV/0!"}},{"$f":"$AH317/$AH318","v":{"$error":"#DIV/0!"}},{"$f":"$AI317/$AI318","v":{"$error":"#DIV/0!"}},{"$f":"$AJ317/$AJ318","v":{"$error":"#DIV/0!"}},{"$f":"$AK317/$AK318","v":{"$error":"#DIV/0!"}},{"$f":"$AL317/$AL318","v":{"$error":"#DIV/0!"}},{"$f":"$AM317/$AM318","v":{"$error":"#DIV/0!"}},{"$f":"$AN317/$AN318","v":{"$error":"#DIV/0!"}},{"$f":"$AO317/$AO318","v":{"$error":"#DIV/0!"}},{"$f":"$AP317/$AP318","v":{"$error":"#DIV/0!"}},{"$f":"$AQ317/$AQ318","v":{"$error":"#DIV/0!"}},{"$f":"$AR317/$AR318","v":{"$error":"#DIV/0!"}},{"$f":"$AS317/$AS318","v":{"$error":"#DIV/0!"}},"暖房COP","σw"]
[null,null,"暖房COP比",{"$f":"$D319/$Q319","v":{"$error":"#DIV/0!"}},{"$f":"$E319/$Q319","v":{"$error":"#DIV/0!"}},{"$f":"$F319/$Q319","v":{"$error":"#DIV/0!"}},{"$f":"$G319/$Q319","v":{"$error":"#DIV/0!"}},{"$f":"$H319/$Q319","v":{"$error":"#DIV/0!"}},{"$f":"$I319/$Q319","v":{"$error":"#DIV/0!"}},{"$f":"$J319/$Q319","v":{"$error":"#DIV/0!"}},{"$f":"$K319/$Q319","v":{"$error":"#DIV/0!"}},{"$f":"$L319/$Q319","v":{"$error":"#DIV/0!"}},{"$f":"$M319/$Q319","v":{"$error":"#DIV/0!"}},{"$f":"$N319/$Q319","v":{"$error":"#DIV/0!"}},{"$f":"$O319/$Q319","v":{"$error":"#DIV/0!"}},{"$f":"$P319/$Q319","v":{"$error":"#DIV/0!"}},{"$f":"$Q319/$Q319","v":{"$error":"#DIV/0!"}},{"$f":"$R319/$Q319","v":{"$error":"#DIV/0!"}},{"$f":"$S319/$Q319","v":{"$error":"#DIV/0!"}},{"$f":"$T319/$Q319","v":{"$error":"#DIV/0!"}},{"$f":"$U319/$Q319","v":{"$error":"#DIV/0!"}},{"$f":"$V319/$Q319","v":{"$error":"#DIV/0!"}},{"$f":"$W319/$Q319","v":{"$error":"#DIV/0!"}},{"$f":"$X319/$Q319","v":{"$error":"#DIV/0!"}},{"$f":"$Y319/$Q319","v":{"$error":"#DIV/0!"}},{"$f":"$Z319/$Q319","v":{"$error":"#DIV/0!"}},{"$f":"$AA319/$Q319","v":{"$error":"#DIV/0!"}},{"$f":"$AB319/$Q319","v":{"$error":"#DIV/0!"}},{"$f":"$AC319/$Q319","v":{"$error":"#DIV/0!"}},{"$f":"$AD319/$Q319","v":{"$error":"#DIV/0!"}},{"$f":"$AE319/$Q319","v":{"$error":"#DIV/0!"}},{"$f":"$AF319/$Q319","v":{"$error":"#DIV/0!"}},{"$f":"$AG319/$Q319","v":{"$error":"#DIV/0!"}},{"$f":"$AH319/$Q319","v":{"$error":"#DIV/0!"}},{"$f":"$AI319/$Q319","v":{"$error":"#DIV/0!"}},{"$f":"$AJ319/$Q319","v":{"$error":"#DIV/0!"}},{"$f":"$AK319/$Q319","v":{"$error":"#DIV/0!"}},{"$f":"$AL319/$Q319","v":{"$error":"#DIV/0!"}},{"$f":"$AM319/$Q319","v":{"$error":"#DIV/0!"}},{"$f":"$AN319/$Q319","v":{"$error":"#DIV/0!"}},{"$f":"$AO319/$Q319","v":{"$error":"#DIV/0!"}},{"$f":"$AP319/$Q319","v":{"$error":"#DIV/0!"}},{"$f":"$AQ319/$Q319","v":{"$error":"#DIV/0!"}},{"$f":"$AR319/$Q319","v":{"$error":"#DIV/0!"}},{"$f":"$AS319/$Q319","v":{"$error":"#DIV/0!"}},"暖房COP比","βw"]
[null,null,"Σ",{"$f":"$D$301*$D316","v":{"$error":"#DIV/0!"}},{"$f":"$E$301*$E316","v":{"$error":"#DIV/0!"}},{"$f":"$F$301*$F316","v":{"$error":"#DIV/0!"}},{"$f":"$G$301*$G316","v":{"$error":"#DIV/0!"}},{"$f":"$H$301*$H316","v":{"$error":"#DIV/0!"}},{"$f":"$I$301*$I316","v":{"$error":"#DIV/0!"}},{"$f":"$J$301*$J316","v":{"$error":"#DIV/0!"}},{"$f":"$K$301*$K316","v":{"$error":"#DIV/0!"}},{"$f":"$L$301*$L316","v":{"$error":"#DIV/0!"}},{"$f":"$M$301*$M316","v":{"$error":"#DIV/0!"}},{"$f":"$N$301*$N316","v":{"$error":"#DIV/0!"}},{"$f":"$O$301*$O316","v":{"$error":"#DIV/0!"}},{"$f":"$P$301*$P316","v":{"$error":"#DIV/0!"}},{"$f":"$Q$301*$Q316","v":{"$error":"#DIV/0!"}},{"$f":"$R$301*$R316","v":{"$error":"#DIV/0!"}},{"$f":"$S$301*$S316","v":{"$error":"#DIV/0!"}},{"$f":"$T$301*$T316","v":{"$error":"#DIV/0!"}},{"$f":"$U$301*$U316","v":{"$error":"#DIV/0!"}},{"$f":"$V$301*$V316","v":{"$error":"#DIV/0!"}},{"$f":"$W$301*$W316","v":{"$error":"#DIV/0!"}},{"$f":"$X$301*$X316","v":{"$error":"#DIV/0!"}},{"$f":"$Y$301*$Y316","v":{"$error":"#DIV/0!"}},{"$f":"$Z$301*$Z316","v":{"$error":"#DIV/0!"}},{"$f":"$AA$301*$AA316","v":{"$error":"#DIV/0!"}},{"$f":"$AB$301*$AB316","v":{"$error":"#DIV/0!"}},{"$f":"$AC$301*$AC316","v":{"$error":"#DIV/0!"}},{"$f":"$AD$301*$AD316","v":{"$error":"#DIV/0!"}},{"$f":"$AE$301*$AE316","v":{"$error":"#DIV/0!"}},{"$f":"$AF$301*$AF316","v":{"$error":"#DIV/0!"}},{"$f":"$AG$301*$AG316","v":{"$error":"#DIV/0!"}},{"$f":"$AH$301*$AH316","v":{"$error":"#DIV/0!"}},{"$f":"$AI$301*$AI316","v":{"$error":"#DIV/0!"}},{"$f":"$AJ$301*$AJ316","v":{"$error":"#DIV/0!"}},{"$f":"$AK$301*$AK316","v":{"$error":"#DIV/0!"}},{"$f":"$AL$301*$AL316","v":{"$error":"#DIV/0!"}},{"$f":"$AM$301*$AM316","v":{"$error":"#DIV/0!"}},{"$f":"$AN$301*$AN316","v":{"$error":"#DIV/0!"}},{"$f":"$AO$301*$AO316","v":{"$error":"#DIV/0!"}},{"$f":"$AP$301*$AP316","v":{"$error":"#DIV/0!"}},{"$f":"$AQ$301*$AQ316","v":{"$error":"#DIV/0!"}},{"$f":"$AR$301*$AR316","v":{"$error":"#DIV/0!"}},{"$f":"$AS$301*$AS316","v":{"$error":"#DIV/0!"}},{"$f":"SUM($D321:$AS321)","v":{"$error":"#DIV/0!"}},"Σ"]
[null,"前4","暖房時消費電力比",{"$f":"$D$302/$D326","v":{"$error":"#DIV/0!"}},{"$f":"$E$302/$E326","v":{"$error":"#DIV/0!"}},{"$f":"$F$302/$F326","v":{"$error":"#DIV/0!"}},{"$f":"$G$302/$G326","v":{"$error":"#DIV/0!"}},{"$f":"$H$302/$H326","v":{"$error":"#DIV/0!"}},{"$f":"$I$302/$I326","v":{"$error":"#DIV/0!"}},{"$f":"$J$302/$J326","v":{"$error":"#DIV/0!"}},{"$f":"$K$302/$K326","v":{"$error":"#DIV/0!"}},{"$f":"$L$302/$L326","v":{"$error":"#DIV/0!"}},{"$f":"$M$302/$M326","v":{"$error":"#DIV/0!"}},{"$f":"$N$302/$N326","v":{"$error":"#DIV/0!"}},{"$f":"$O$302/$O326","v":{"$error":"#DIV/0!"}},{"$f":"$P$302/$P326","v":{"$error":"#DIV/0!"}},{"$f":"$Q$302/$Q326","v":{"$error":"#DIV/0!"}},{"$f":"$R$302/$R326","v":{"$error":"#DIV/0!"}},{"$f":"$S$302/$S326","v":{"$error":"#DIV/0!"}},{"$f":"$T$302/$T326","v":{"$error":"#DIV/0!"}},{"$f":"$U$302/$U326","v":{"$error":"#DIV/0!"}},{"$f":"$V$302/$V326","v":{"$error":"#DIV/0!"}},{"$f":"$W$302/$W326","v":{"$error":"#DIV/0!"}},{"$f":"$X$302/$X326","v":{"$error":"#DIV/0!"}},{"$f":"$Y$302/$Y326","v":{"$error":"#DIV/0!"}},{"$f":"$Z$302/$Z326","v":{"$error":"#DIV/0!"}},{"$f":"$AA$302/$AA326","v":{"$error":"#DIV/0!"}},{"$f":"$AB$302/$AB326","v":{"$error":"#DIV/0!"}},{"$f":"$AC$302/$AC326","v":{"$error":"#DIV/0!"}},{"$f":"$AD$302/$AD326","v":{"$error":"#DIV/0!"}},{"$f":"$AE$302/$AE326","v":{"$error":"#DIV/0!"}},{"$f":"$AF$302/$AF326","v":{"$error":"#DIV/0!"}},{"$f":"$AG$302/$AG326","v":{"$error":"#DIV/0!"}},{"$f":"$AH$302/$AH326","v":{"$error":"#DIV/0!"}},{"$f":"$AI$302/$AI326","v":{"$error":"#DIV/0!"}},{"$f":"$AJ$302/$AJ326","v":{"$error":"#DIV/0!"}},{"$f":"$AK$302/$AK326","v":{"$error":"#DIV/0!"}},{"$f":"$AL$302/$AL326","v":{"$error":"#DIV/0!"}},{"$f":"$AM$302/$AM326","v":{"$error":"#DIV/0!"}},{"$f":"$AN$302/$AN326","v":{"$error":"#DIV/0!"}},{"$f":"$AO$302/$AO326","v":{"$error":"#DIV/0!"}},{"$f":"$AP$302/$AP326","v":{"$error":"#DIV/0!"}},{"$f":"$AQ$302/$AQ326","v":{"$error":"#DIV/0!"}},{"$f":"$AR$302/$AR326","v":{"$error":"#DIV/0!"}},{"$f":"$AS$302/$AS326","v":{"$error":"#DIV/0!"}},"暖房時消費電力比","εw"]
[null,null,"暖房能力",{"$f":"($T$32-0.64*$T$32)/14*($D$288-7)+$T$32","v":0},{"$f":"($T$32-0.64*$T$32)/14*($E$288-7)+$T$32","v":0},{"$f":"($T$32-0.64*$T$32)/14*($F$288-7)+$T$32","v":0},{"$f":"($T$32-0.64*$T$32)/14*($G$288-7)+$T$32","v":0},{"$f":"($T$32-0.64*$T$32)/14*($H$288-7)+$T$32","v":0},{"$f":"($T$32-0.64*$T$32)/14*($I$288-7)+$T$32","v":0},{"$f":"($T$32-0.64*$T$32)/14*($J$288-7)+$T$32","v":0},{"$f":"($T$32-0.64*$T$32)/14*($K$288-7)+$T$32","v":0},{"$f":"($T$32-0.64*$T$32)/14*($L$288-7)+$T$32","v":0},{"$f":"($T$32-0.64*$T$32)/14*($M$288-7)+$T$32","v":0},{"$f":"($T$32-0.64*$T$32)/14*($N$288-7)+$T$32","v":0},{"$f":"($T$32-0.64*$T$32)/14*($O$288-7)+$T$32","v":0},{"$f":"($T$32-0.64*$T$32)/14*($P$288-7)+$T$32","v":0},{"$f":"($T$32-0.64*$T$32)/14*($Q$288-7)+$T$32","v":0},{"$f":"($T$32-0.64*$T$32)/14*($R$288-7)+$T$32","v":0},{"$f":"($T$32-0.64*$T$32)/14*($S$288-7)+$T$32","v":0},{"$f":"($T$32-0.64*$T$32)/14*($T$288-7)+$T$32","v":0},{"$f":"($T$32-0.64*$T$32)/14*($U$288-7)+$T$32","v":0},{"$f":"($T$32-0.64*$T$32)/14*($V$288-7)+$T$32","v":0},{"$f":"($T$32-0.64*$T$32)/14*($W$288-7)+$T$32","v":0},{"$f":"($T$32-0.64*$T$32)/14*($X$288-7)+$T$32","v":0},{"$f":"($T$32-0.64*$T$32)/14*($Y$288-7)+$T$32","v":0},{"$f":"($T$32-0.64*$T$32)/14*($Z$288-7)+$T$32","v":0},{"$f":"($T$32-0.64*$T$32)/14*($AA$288-7)+$T$32","v":0},{"$f":"($T$32-0.64*$T$32)/14*($AB$288-7)+$T$32","v":0},{"$f":"($T$32-0.64*$T$32)/14*($AC$288-7)+$T$32","v":0},{"$f":"($T$32-0.64*$T$32)/14*($AD$288-7)+$T$32","v":0},{"$f":"($T$32-0.64*$T$32)/14*($AE$288-7)+$T$32","v":0},{"$f":"($T$32-0.64*$T$32)/14*($AF$288-7)+$T$32","v":0},{"$f":"($T$32-0.64*$T$32)/14*($AG$288-7)+$T$32","v":0},{"$f":"($T$32-0.64*$T$32)/14*($AH$288-7)+$T$32","v":0},{"$f":"($T$32-0.64*$T$32)/14*($AI$288-7)+$T$32","v":0},{"$f":"($T$32-0.64*$T$32)/14*($AJ$288-7)+$T$32","v":0},{"$f":"($T$32-0.64*$T$32)/14*($AK$288-7)+$T$32","v":0},{"$f":"($T$32-0.64*$T$32)/14*($AL$288-7)+$T$32","v":0},{"$f":"($T$32-0.64*$T$32)/14*($AM$288-7)+$T$32","v":0},{"$f":"($T$32-0.64*$T$32)/14*($AN$288-7)+$T$32","v":0},{"$f":"($T$32-0.64*$T$32)/14*($AO$288-7)+$T$32","v":0},{"$f":"($T$32-0.64*$T$32)/14*($AP$288-7)+$T$32","v":0},{"$f":"($T$32-0.64*$T$32)/14*($AQ$288-7)+$T$32","v":0},{"$f":"($T$32-0.64*$T$32)/14*($AR$288-7)+$T$32","v":0},{"$f":"($T$32-0.64*$T$32)/14*($AS$288-7)+$T$32","v":0},"暖房能力","Φw"]
[null,null,"暖房消費電力",{"$f":"($T$33-0.82*$T$33)/14*($D$288-7)+$T$33","v":0},{"$f":"($T$33-0.82*$T$33)/14*($E$288-7)+$T$33","v":0},{"$f":"($T$33-0.82*$T$33)/14*($F$288-7)+$T$33","v":0},{"$f":"($T$33-0.82*$T$33)/14*($G$288-7)+$T$33","v":0},{"$f":"($T$33-0.82*$T$33)/14*($H$288-7)+$T$33","v":0},{"$f":"($T$33-0.82*$T$33)/14*($I$288-7)+$T$33","v":0},{"$f":"($T$33-0.82*$T$33)/14*($J$288-7)+$T$33","v":0},{"$f":"($T$33-0.82*$T$33)/14*($K$288-7)+$T$33","v":0},{"$f":"($T$33-0.82*$T$33)/14*($L$288-7)+$T$33","v":0},{"$f":"($T$33-0.82*$T$33)/14*($M$288-7)+$T$33","v":0},{"$f":"($T$33-0.82*$T$33)/14*($N$288-7)+$T$33","v":0},{"$f":"($T$33-0.82*$T$33)/14*($O$288-7)+$T$33","v":0},{"$f":"($T$33-0.82*$T$33)/14*($P$288-7)+$T$33","v":0},{"$f":"($T$33-0.82*$T$33)/14*($Q$288-7)+$T$33","v":0},{"$f":"($T$33-0.82*$T$33)/14*($R$288-7)+$T$33","v":0},{"$f":"($T$33-0.82*$T$33)/14*($S$288-7)+$T$33","v":0},{"$f":"($T$33-0.82*$T$33)/14*($T$288-7)+$T$33","v":0},{"$f":"($T$33-0.82*$T$33)/14*($U$288-7)+$T$33","v":0},{"$f":"($T$33-0.82*$T$33)/14*($V$288-7)+$T$33","v":0},{"$f":"($T$33-0.82*$T$33)/14*($W$288-7)+$T$33","v":0},{"$f":"($T$33-0.82*$T$33)/14*($X$288-7)+$T$33","v":0},{"$f":"($T$33-0.82*$T$33)/14*($Y$288-7)+$T$33","v":0},{"$f":"($T$33-0.82*$T$33)/14*($Z$288-7)+$T$33","v":0},{"$f":"($T$33-0.82*$T$33)/14*($AA$288-7)+$T$33","v":0},{"$f":"($T$33-0.82*$T$33)/14*($AB$288-7)+$T$33","v":0},{"$f":"($T$33-0.82*$T$33)/14*($AC$288-7)+$T$33","v":0},{"$f":"($T$33-0.82*$T$33)/14*($AD$288-7)+$T$33","v":0},{"$f":"($T$33-0.82*$T$33)/14*($AE$288-7)+$T$33","v":0},{"$f":"($T$33-0.82*$T$33)/14*($AF$288-7)+$T$33","v":0},{"$f":"($T$33-0.82*$T$33)/14*($AG$288-7)+$T$33","v":0},{"$f":"($T$33-0.82*$T$33)/14*($AH$288-7)+$T$33","v":0},{"$f":"($T$33-0.82*$T$33)/14*($AI$288-7)+$T$33","v":0},{"$f":"($T$33-0.82*$T$33)/14*($AJ$288-7)+$T$33","v":0},{"$f":"($T$33-0.82*$T$33)/14*($AK$288-7)+$T$33","v":0},{"$f":"($T$33-0.82*$T$33)/14*($AL$288-7)+$T$33","v":0},{"$f":"($T$33-0.82*$T$33)/14*($AM$288-7)+$T$33","v":0},{"$f":"($T$33-0.82*$T$33)/14*($AN$288-7)+$T$33","v":0},{"$f":"($T$33-0.82*$T$33)/14*($AO$288-7)+$T$33","v":0},{"$f":"($T$33-0.82*$T$33)/14*($AP$288-7)+$T$33","v":0},{"$f":"($T$33-0.82*$T$33)/14*($AQ$288-7)+$T$33","v":0},{"$f":"($T$33-0.82*$T$33)/14*($AR$288-7)+$T$33","v":0},{"$f":"($T$33-0.82*$T$33)/14*($AS$288-7)+$T$33","v":0},"消費電力","Pw"]
[null,null,"暖房COP",{"$f":"($D323/1.12)/($D324/1.06)","v":{"$error":"#DIV/0!"}},{"$f":"($E323/1.12)/($E324/1.06)","v":{"$error":"#DIV/0!"}},{"$f":"($F323/1.12)/($F324/1.06)","v":{"$error":"#DIV/0!"}},{"$f":"($G323/1.12)/($G324/1.06)","v":{"$error":"#DIV/0!"}},{"$f":"($H323/1.12)/($H324/1.06)","v":{"$error":"#DIV/0!"}},{"$f":"($I323/1.12)/($I324/1.06)","v":{"$error":"#DIV/0!"}},{"$f":"($J323/1.12)/($J324/1.06)","v":{"$error":"#DIV/0!"}},{"$f":"($K323/1.12)/($K324/1.06)","v":{"$error":"#DIV/0!"}},{"$f":"($L323/1.12)/($L324/1.06)","v":{"$error":"#DIV/0!"}},{"$f":"($M323/1.12)/($M324/1.06)","v":{"$error":"#DIV/0!"}},{"$f":"($N323/1.12)/($N324/1.06)","v":{"$error":"#DIV/0!"}},{"$f":"(O$323/1.12)/($O324/1.06)","v":{"$error":"#DIV/0!"}},{"$f":"$P323/$P324","v":{"$error":"#DIV/0!"}},{"$f":"$Q323/$Q324","v":{"$error":"#DIV/0!"}},{"$f":"$R323/$R324","v":{"$error":"#DIV/0!"}},{"$f":"$S323/$S324","v":{"$error":"#DIV/0!"}},{"$f":"$T323/$T324","v":{"$error":"#DIV/0!"}},{"$f":"$U323/$U324","v":{"$error":"#DIV/0!"}},{"$f":"$V323/$V324","v":{"$error":"#DIV/0!"}},{"$f":"$W323/$W324","v":{"$error":"#DIV/0!"}},{"$f":"$X323/$X324","v":{"$error":"#DIV/0!"}},{"$f":"$Y323/$Y324","v":{"$error":"#DIV/0!"}},{"$f":"$Z323/$Z324","v":{"$error":"#DIV/0!"}},{"$f":"$AA323/$AA324","v":{"$error":"#DIV/0!"}},{"$f":"$AB323/$AB324","v":{"$error":"#DIV/0!"}},{"$f":"$AC323/$AC324","v":{"$error":"#DIV/0!"}},{"$f":"$AD323/$AD324","v":{"$error":"#DIV/0!"}},{"$f":"$AE323/$AE324","v":{"$error":"#DIV/0!"}},{"$f":"$AF323/$AF324","v":{"$error":"#DIV/0!"}},{"$f":"$AG323/$AG324","v":{"$error":"#DIV/0!"}},{"$f":"$AH323/$AH324","v":{"$error":"#DIV/0!"}},{"$f":"$AI323/$AI324","v":{"$error":"#DIV/0!"}},{"$f":"$AJ323/$AJ324","v":{"$error":"#DIV/0!"}},{"$f":"$AK323/$AK324","v":{"$error":"#DIV/0!"}},{"$f":"$AL323/$AL324","v":{"$error":"#DIV/0!"}},{"$f":"$AM323/$AM324","v":{"$error":"#DIV/0!"}},{"$f":"$AN323/$AN324","v":{"$error":"#DIV/0!"}},{"$f":"$AO323/$AO324","v":{"$error":"#DIV/0!"}},{"$f":"$AP323/$AP324","v":{"$error":"#DIV/0!"}},{"$f":"$AQ323/$AQ324","v":{"$error":"#DIV/0!"}},{"$f":"$AR323/$AR324","v":{"$error":"#DIV/0!"}},{"$f":"$AS323/$AS324","v":{"$error":"#DIV/0!"}},"暖房COP","σw"]
[null,null,"暖房COP比",{"$f":"$D325/$Q325","v":{"$error":"#DIV/0!"}},{"$f":"$E325/$Q325","v":{"$error":"#DIV/0!"}},{"$f":"$F325/$Q325","v":{"$error":"#DIV/0!"}},{"$f":"$G325/$Q325","v":{"$error":"#DIV/0!"}},{"$f":"$H325/$Q325","v":{"$error":"#DIV/0!"}},{"$f":"$I325/$Q325","v":{"$error":"#DIV/0!"}},{"$f":"$J325/$Q325","v":{"$error":"#DIV/0!"}},{"$f":"$K325/$Q325","v":{"$error":"#DIV/0!"}},{"$f":"$L325/$Q325","v":{"$error":"#DIV/0!"}},{"$f":"$M325/$Q325","v":{"$error":"#DIV/0!"}},{"$f":"$N325/$Q325","v":{"$error":"#DIV/0!"}},{"$f":"$O325/$Q325","v":{"$error":"#DIV/0!"}},{"$f":"$P325/$Q325","v":{"$error":"#DIV/0!"}},{"$f":"$Q325/$Q325","v":{"$error":"#DIV/0!"}},{"$f":"$R325/$Q325","v":{"$error":"#DIV/0!"}},{"$f":"$S325/$Q325","v":{"$error":"#DIV/0!"}},{"$f":"$T325/$Q325","v":{"$error":"#DIV/0!"}},{"$f":"$U325/$Q325","v":{"$error":"#DIV/0!"}},{"$f":"$V325/$Q325","v":{"$error":"#DIV/0!"}},{"$f":"$W325/$Q325","v":{"$error":"#DIV/0!"}},{"$f":"$X325/$Q325","v":{"$error":"#DIV/0!"}},{"$f":"$Y325/$Q325","v":{"$error":"#DIV/0!"}},{"$f":"$Z325/$Q325","v":{"$error":"#DIV/0!"}},{"$f":"$AA325/$Q325","v":{"$error":"#DIV/0!"}},{"$f":"$AB325/$Q325","v":{"$error":"#DIV/0!"}},{"$f":"$AC325/$Q325","v":{"$error":"#DIV/0!"}},{"$f":"$AD325/$Q325","v":{"$error":"#DIV/0!"}},{"$f":"$AE325/$Q325","v":{"$error":"#DIV/0!"}},{"$f":"$AF325/$Q325","v":{"$error":"#DIV/0!"}},{"$f":"$AG325/$Q325","v":{"$error":"#DIV/0!"}},{"$f":"$AH325/$Q325","v":{"$error":"#DIV/0!"}},{"$f":"$AI325/$Q325","v":{"$error":"#DIV/0!"}},{"$f":"$AJ325/$Q325","v":{"$error":"#DIV/0!"}},{"$f":"$AK325/$Q325","v":{"$error":"#DIV/0!"}},{"$f":"$AL325/$Q325","v":{"$error":"#DIV/0!"}},{"$f":"$AM325/$Q325","v":{"$error":"#DIV/0!"}},{"$f":"$AN325/$Q325","v":{"$error":"#DIV/0!"}},{"$f":"$AO325/$Q325","v":{"$error":"#DIV/0!"}},{"$f":"$AP325/$Q325","v":{"$error":"#DIV/0!"}},{"$f":"$AQ325/$Q325","v":{"$error":"#DIV/0!"}},{"$f":"$AR325/$Q325","v":{"$error":"#DIV/0!"}},{"$f":"$AS325/$Q325","v":{"$error":"#DIV/0!"}},"暖房COP比","βw"]
[null,null,"Σ",{"$f":"$D$301*$D322","v":{"$error":"#DIV/0!"}},{"$f":"$E$301*$E322","v":{"$error":"#DIV/0!"}},{"$f":"$F$301*$F322","v":{"$error":"#DIV/0!"}},{"$f":"$G$301*$G322","v":{"$error":"#DIV/0!"}},{"$f":"$H$301*$H322","v":{"$error":"#DIV/0!"}},{"$f":"$I$301*$I322","v":{"$error":"#DIV/0!"}},{"$f":"$J$301*$J322","v":{"$error":"#DIV/0!"}},{"$f":"$K$301*$K322","v":{"$error":"#DIV/0!"}},{"$f":"$L$301*$L322","v":{"$error":"#DIV/0!"}},{"$f":"$M$301*$M322","v":{"$error":"#DIV/0!"}},{"$f":"$N$301*$N322","v":{"$error":"#DIV/0!"}},{"$f":"$O$301*$O322","v":{"$error":"#DIV/0!"}},{"$f":"$P$301*$P322","v":{"$error":"#DIV/0!"}},{"$f":"$Q$301*$Q322","v":{"$error":"#DIV/0!"}},{"$f":"$R$301*$R322","v":{"$error":"#DIV/0!"}},{"$f":"$S$301*$S322","v":{"$error":"#DIV/0!"}},{"$f":"$T$301*$T322","v":{"$error":"#DIV/0!"}},{"$f":"$U$301*$U322","v":{"$error":"#DIV/0!"}},{"$f":"$V$301*$V322","v":{"$error":"#DIV/0!"}},{"$f":"$W$301*$W322","v":{"$error":"#DIV/0!"}},{"$f":"$X$301*$X322","v":{"$error":"#DIV/0!"}},{"$f":"$Y$301*$Y322","v":{"$error":"#DIV/0!"}},{"$f":"$Z$301*$Z322","v":{"$error":"#DIV/0!"}},{"$f":"$AA$301*$AA322","v":{"$error":"#DIV/0!"}},{"$f":"$AB$301*$AB322","v":{"$error":"#DIV/0!"}},{"$f":"$AC$301*$AC322","v":{"$error":"#DIV/0!"}},{"$f":"$AD$301*$AD322","v":{"$error":"#DIV/0!"}},{"$f":"$AE$301*$AE322","v":{"$error":"#DIV/0!"}},{"$f":"$AF$301*$AF322","v":{"$error":"#DIV/0!"}},{"$f":"$AG$301*$AG322","v":{"$error":"#DIV/0!"}},{"$f":"$AH$301*$AH322","v":{"$error":"#DIV/0!"}},{"$f":"$AI$301*$AI322","v":{"$error":"#DIV/0!"}},{"$f":"$AJ$301*$AJ322","v":{"$error":"#DIV/0!"}},{"$f":"$AK$301*$AK322","v":{"$error":"#DIV/0!"}},{"$f":"$AL$301*$AL322","v":{"$error":"#DIV/0!"}},{"$f":"$AM$301*$AM322","v":{"$error":"#DIV/0!"}},{"$f":"$AN$301*$AN322","v":{"$error":"#DIV/0!"}},{"$f":"$AO$301*$AO322","v":{"$error":"#DIV/0!"}},{"$f":"$AP$301*$AP322","v":{"$error":"#DIV/0!"}},{"$f":"$AQ$301*$AQ322","v":{"$error":"#DIV/0!"}},{"$f":"$AR$301*$AR322","v":{"$error":"#DIV/0!"}},{"$f":"$AS$301*$AS322","v":{"$error":"#DIV/0!"}},{"$f":"SUM($D327:$AS327)","v":{"$error":"#DIV/0!"}},"Σ"]
[null,"前5","暖房時消費電力比",{"$f":"$D$302/$D332","v":{"$error":"#DIV/0!"}},{"$f":"$E$302/$E332","v":{"$error":"#DIV/0!"}},{"$f":"$F$302/$F332","v":{"$error":"#DIV/0!"}},{"$f":"$G$302/$G332","v":{"$error":"#DIV/0!"}},{"$f":"$H$302/$H332","v":{"$error":"#DIV/0!"}},{"$f":"$I$302/$I332","v":{"$error":"#DIV/0!"}},{"$f":"$J$302/$J332","v":{"$error":"#DIV/0!"}},{"$f":"$K$302/$K332","v":{"$error":"#DIV/0!"}},{"$f":"$L$302/$L332","v":{"$error":"#DIV/0!"}},{"$f":"$M$302/$M332","v":{"$error":"#DIV/0!"}},{"$f":"$N$302/$N332","v":{"$error":"#DIV/0!"}},{"$f":"$O$302/$O332","v":{"$error":"#DIV/0!"}},{"$f":"$P$302/$P332","v":{"$error":"#DIV/0!"}},{"$f":"$Q$302/$Q332","v":{"$error":"#DIV/0!"}},{"$f":"$R$302/$R332","v":{"$error":"#DIV/0!"}},{"$f":"$S$302/$S332","v":{"$error":"#DIV/0!"}},{"$f":"$T$302/$T332","v":{"$error":"#DIV/0!"}},{"$f":"$U$302/$U332","v":{"$error":"#DIV/0!"}},{"$f":"$V$302/$V332","v":{"$error":"#DIV/0!"}},{"$f":"$W$302/$W332","v":{"$error":"#DIV/0!"}},{"$f":"$X$302/$X332","v":{"$error":"#DIV/0!"}},{"$f":"$Y$302/$Y332","v":{"$error":"#DIV/0!"}},{"$f":"$Z$302/$Z332","v":{"$error":"#DIV/0!"}},{"$f":"$AA$302/$AA332","v":{"$error":"#DIV/0!"}},{"$f":"$AB$302/$AB332","v":{"$error":"#DIV/0!"}},{"$f":"$AC$302/$AC332","v":{"$error":"#DIV/0!"}},{"$f":"$AD$302/$AD332","v":{"$error":"#DIV/0!"}},{"$f":"$AE$302/$AE332","v":{"$error":"#DIV/0!"}},{"$f":"$AF$302/$AF332","v":{"$error":"#DIV/0!"}},{"$f":"$AG$302/$AG332","v":{"$error":"#DIV/0!"}},{"$f":"$AH$302/$AH332","v":{"$error":"#DIV/0!"}},{"$f":"$AI$302/$AI332","v":{"$error":"#DIV/0!"}},{"$f":"$AJ$302/$AJ332","v":{"$error":"#DIV/0!"}},{"$f":"$AK$302/$AK332","v":{"$error":"#DIV/0!"}},{"$f":"$AL$302/$AL332","v":{"$error":"#DIV/0!"}},{"$f":"$AM$302/$AM332","v":{"$error":"#DIV/0!"}},{"$f":"$AN$302/$AN332","v":{"$error":"#DIV/0!"}},{"$f":"$AO$302/$AO332","v":{"$error":"#DIV/0!"}},{"$f":"$AP$302/$AP332","v":{"$error":"#DIV/0!"}},{"$f":"$AQ$302/$AQ332","v":{"$error":"#DIV/0!"}},{"$f":"$AR$302/$AR332","v":{"$error":"#DIV/0!"}},{"$f":"$AS$302/$AS332","v":{"$error":"#DIV/0!"}},"暖房時消費電力比","εw"]
[null,null,"暖房能力",{"$f":"($U$32-0.64*$U$32)/14*($D$288-7)+$U$32","v":0},{"$f":"($U$32-0.64*$U$32)/14*($E$288-7)+$U$32","v":0},{"$f":"($U$32-0.64*$U$32)/14*($F$288-7)+$U$32","v":0},{"$f":"($U$32-0.64*$U$32)/14*($G$288-7)+$U$32","v":0},{"$f":"($U$32-0.64*$U$32)/14*($H$288-7)+$U$32","v":0},{"$f":"($U$32-0.64*$U$32)/14*($I$288-7)+$U$32","v":0},{"$f":"($U$32-0.64*$U$32)/14*($J$288-7)+$U$32","v":0},{"$f":"($U$32-0.64*$U$32)/14*($K$288-7)+$U$32","v":0},{"$f":"($U$32-0.64*$U$32)/14*($L$288-7)+$U$32","v":0},{"$f":"($U$32-0.64*$U$32)/14*($M$288-7)+$U$32","v":0},{"$f":"($U$32-0.64*$U$32)/14*($N$288-7)+$U$32","v":0},{"$f":"($U$32-0.64*$U$32)/14*($O$288-7)+$U$32","v":0},{"$f":"($U$32-0.64*$U$32)/14*($P$288-7)+$U$32","v":0},{"$f":"($U$32-0.64*$U$32)/14*($Q$288-7)+$U$32","v":0},{"$f":"($U$32-0.64*$U$32)/14*($R$288-7)+$U$32","v":0},{"$f":"($U$32-0.64*$U$32)/14*($S$288-7)+$U$32","v":0},{"$f":"($U$32-0.64*$U$32)/14*($T$288-7)+$U$32","v":0},{"$f":"($U$32-0.64*$U$32)/14*($U$288-7)+$U$32","v":0},{"$f":"($U$32-0.64*$U$32)/14*($V$288-7)+$U$32","v":0},{"$f":"($U$32-0.64*$U$32)/14*($W$288-7)+$U$32","v":0},{"$f":"($U$32-0.64*$U$32)/14*($X$288-7)+$U$32","v":0},{"$f":"($U$32-0.64*$U$32)/14*($Y$288-7)+$U$32","v":0},{"$f":"($U$32-0.64*$U$32)/14*($Z$288-7)+$U$32","v":0},{"$f":"($U$32-0.64*$U$32)/14*($AA$288-7)+$U$32","v":0},{"$f":"($U$32-0.64*$U$32)/14*($AB$288-7)+$U$32","v":0},{"$f":"($U$32-0.64*$U$32)/14*($AC$288-7)+$U$32","v":0},{"$f":"($U$32-0.64*$U$32)/14*($AD$288-7)+$U$32","v":0},{"$f":"($U$32-0.64*$U$32)/14*($AE$288-7)+$U$32","v":0},{"$f":"($U$32-0.64*$U$32)/14*($AF$288-7)+$U$32","v":0},{"$f":"($U$32-0.64*$U$32)/14*($AG$288-7)+$U$32","v":0},{"$f":"($U$32-0.64*$U$32)/14*($AH$288-7)+$U$32","v":0},{"$f":"($U$32-0.64*$U$32)/14*($AI$288-7)+$U$32","v":0},{"$f":"($U$32-0.64*$U$32)/14*($AJ$288-7)+$U$32","v":0},{"$f":"($U$32-0.64*$U$32)/14*($AK$288-7)+$U$32","v":0},{"$f":"($U$32-0.64*$U$32)/14*($AL$288-7)+$U$32","v":0},{"$f":"($U$32-0.64*$U$32)/14*($AM$288-7)+$U$32","v":0},{"$f":"($U$32-0.64*$U$32)/14*($AN$288-7)+$U$32","v":0},{"$f":"($U$32-0.64*$U$32)/14*($AO$288-7)+$U$32","v":0},{"$f":"($U$32-0.64*$U$32)/14*($AP$288-7)+$U$32","v":0},{"$f":"($U$32-0.64*$U$32)/14*($AQ$288-7)+$U$32","v":0},{"$f":"($U$32-0.64*$U$32)/14*($AR$288-7)+$U$32","v":0},{"$f":"($U$32-0.64*$U$32)/14*($AS$288-7)+$U$32","v":0},"暖房能力","Φw"]
[null,null,"暖房消費電力",{"$f":"($U$33-0.82*$U$33)/14*($D$288-7)+$U$33","v":0},{"$f":"($U$33-0.82*$U$33)/14*($E$288-7)+$U$33","v":0},{"$f":"($U$33-0.82*$U$33)/14*($F$288-7)+$U$33","v":0},{"$f":"($U$33-0.82*$U$33)/14*($G$288-7)+$U$33","v":0},{"$f":"($U$33-0.82*$U$33)/14*($H$288-7)+$U$33","v":0},{"$f":"($U$33-0.82*$U$33)/14*($I$288-7)+$U$33","v":0},{"$f":"($U$33-0.82*$U$33)/14*($J$288-7)+$U$33","v":0},{"$f":"($U$33-0.82*$U$33)/14*($K$288-7)+$U$33","v":0},{"$f":"($U$33-0.82*$U$33)/14*($L$288-7)+$U$33","v":0},{"$f":"($U$33-0.82*$U$33)/14*($M$288-7)+$U$33","v":0},{"$f":"($U$33-0.82*$U$33)/14*($N$288-7)+$U$33","v":0},{"$f":"($U$33-0.82*$U$33)/14*($O$288-7)+$U$33","v":0},{"$f":"($U$33-0.82*$U$33)/14*($P$288-7)+$U$33","v":0},{"$f":"($U$33-0.82*$U$33)/14*($Q$288-7)+$U$33","v":0},{"$f":"($U$33-0.82*$U$33)/14*($R$288-7)+$U$33","v":0},{"$f":"($U$33-0.82*$U$33)/14*($S$288-7)+$U$33","v":0},{"$f":"($U$33-0.82*$U$33)/14*($T$288-7)+$U$33","v":0},{"$f":"($U$33-0.82*$U$33)/14*($U$288-7)+$U$33","v":0},{"$f":"($U$33-0.82*$U$33)/14*($V$288-7)+$U$33","v":0},{"$f":"($U$33-0.82*$U$33)/14*($W$288-7)+$U$33","v":0},{"$f":"($U$33-0.82*$U$33)/14*($X$288-7)+$U$33","v":0},{"$f":"($U$33-0.82*$U$33)/14*($Y$288-7)+$U$33","v":0},{"$f":"($U$33-0.82*$U$33)/14*($Z$288-7)+$U$33","v":0},{"$f":"($U$33-0.82*$U$33)/14*($AA$288-7)+$U$33","v":0},{"$f":"($U$33-0.82*$U$33)/14*($AB$288-7)+$U$33","v":0},{"$f":"($U$33-0.82*$U$33)/14*($AC$288-7)+$U$33","v":0},{"$f":"($U$33-0.82*$U$33)/14*($AD$288-7)+$U$33","v":0},{"$f":"($U$33-0.82*$U$33)/14*($AE$288-7)+$U$33","v":0},{"$f":"($U$33-0.82*$U$33)/14*($AF$288-7)+$U$33","v":0},{"$f":"($U$33-0.82*$U$33)/14*($AG$288-7)+$U$33","v":0},{"$f":"($U$33-0.82*$U$33)/14*($AH$288-7)+$U$33","v":0},{"$f":"($U$33-0.82*$U$33)/14*($AI$288-7)+$U$33","v":0},{"$f":"($U$33-0.82*$U$33)/14*($AJ$288-7)+$U$33","v":0},{"$f":"($U$33-0.82*$U$33)/14*($AK$288-7)+$U$33","v":0},{"$f":"($U$33-0.82*$U$33)/14*($AL$288-7)+$U$33","v":0},{"$f":"($U$33-0.82*$U$33)/14*($AM$288-7)+$U$33","v":0},{"$f":"($U$33-0.82*$U$33)/14*($AN$288-7)+$U$33","v":0},{"$f":"($U$33-0.82*$U$33)/14*($AO$288-7)+$U$33","v":0},{"$f":"($U$33-0.82*$U$33)/14*($AP$288-7)+$U$33","v":0},{"$f":"($U$33-0.82*$U$33)/14*($AQ$288-7)+$U$33","v":0},{"$f":"($U$33-0.82*$U$33)/14*($AR$288-7)+$U$33","v":0},{"$f":"($U$33-0.82*$U$33)/14*($AS$288-7)+$U$33","v":0},"消費電力","Pw"]
[null,null,"暖房COP",{"$f":"($D329/1.12)/($D330/1.06)","v":{"$error":"#DIV/0!"}},{"$f":"($E329/1.12)/($E330/1.06)","v":{"$error":"#DIV/0!"}},{"$f":"($F329/1.12)/($F330/1.06)","v":{"$error":"#DIV/0!"}},{"$f":"($G329/1.12)/($G330/1.06)","v":{"$error":"#DIV/0!"}},{"$f":"($H329/1.12)/($H330/1.06)","v":{"$error":"#DIV/0!"}},{"$f":"($I329/1.12)/($I330/1.06)","v":{"$error":"#DIV/0!"}},{"$f":"($J329/1.12)/($J330/1.06)","v":{"$error":"#DIV/0!"}},{"$f":"($K329/1.12)/($K330/1.06)","v":{"$error":"#DIV/0!"}},{"$f":"($L329/1.12)/($L330/1.06)","v":{"$error":"#DIV/0!"}},{"$f":"($M329/1.12)/($M330/1.06)","v":{"$error":"#DIV/0!"}},{"$f":"($N329/1.12)/($N330/1.06)","v":{"$error":"#DIV/0!"}},{"$f":"(O$329/1.12)/($O330/1.06)","v":{"$error":"#DIV/0!"}},{"$f":"$P329/$P330","v":{"$error":"#DIV/0!"}},{"$f":"$Q329/$Q330","v":{"$error":"#DIV/0!"}},{"$f":"$R329/$R330","v":{"$error":"#DIV/0!"}},{"$f":"$S329/$S330","v":{"$error":"#DIV/0!"}},{"$f":"$T329/$T330","v":{"$error":"#DIV/0!"}},{"$f":"$U329/$U330","v":{"$error":"#DIV/0!"}},{"$f":"$V329/$V330","v":{"$error":"#DIV/0!"}},{"$f":"$W329/$W330","v":{"$error":"#DIV/0!"}},{"$f":"$X329/$X330","v":{"$error":"#DIV/0!"}},{"$f":"$Y329/$Y330","v":{"$error":"#DIV/0!"}},{"$f":"$Z329/$Z330","v":{"$error":"#DIV/0!"}},{"$f":"$AA329/$AA330","v":{"$error":"#DIV/0!"}},{"$f":"$AB329/$AB330","v":{"$error":"#DIV/0!"}},{"$f":"$AC329/$AC330","v":{"$error":"#DIV/0!"}},{"$f":"$AD329/$AD330","v":{"$error":"#DIV/0!"}},{"$f":"$AE329/$AE330","v":{"$error":"#DIV/0!"}},{"$f":"$AF329/$AF330","v":{"$error":"#DIV/0!"}},{"$f":"$AG329/$AG330","v":{"$error":"#DIV/0!"}},{"$f":"$AH329/$AH330","v":{"$error":"#DIV/0!"}},{"$f":"$AI329/$AI330","v":{"$error":"#DIV/0!"}},{"$f":"$AJ329/$AJ330","v":{"$error":"#DIV/0!"}},{"$f":"$AK329/$AK330","v":{"$error":"#DIV/0!"}},{"$f":"$AL329/$AL330","v":{"$error":"#DIV/0!"}},{"$f":"$AM329/$AM330","v":{"$error":"#DIV/0!"}},{"$f":"$AN329/$AN330","v":{"$error":"#DIV/0!"}},{"$f":"$AO329/$AO330","v":{"$error":"#DIV/0!"}},{"$f":"$AP329/$AP330","v":{"$error":"#DIV/0!"}},{"$f":"$AQ329/$AQ330","v":{"$error":"#DIV/0!"}},{"$f":"$AR329/$AR330","v":{"$error":"#DIV/0!"}},{"$f":"$AS329/$AS330","v":{"$error":"#DIV/0!"}},"暖房COP","σw"]
[null,null,"暖房COP比",{"$f":"$D331/$Q331","v":{"$error":"#DIV/0!"}},{"$f":"$E331/$Q331","v":{"$error":"#DIV/0!"}},{"$f":"$F331/$Q331","v":{"$error":"#DIV/0!"}},{"$f":"$G331/$Q331","v":{"$error":"#DIV/0!"}},{"$f":"$H331/$Q331","v":{"$error":"#DIV/0!"}},{"$f":"$I331/$Q331","v":{"$error":"#DIV/0!"}},{"$f":"$J331/$Q331","v":{"$error":"#DIV/0!"}},{"$f":"$K331/$Q331","v":{"$error":"#DIV/0!"}},{"$f":"$L331/$Q331","v":{"$error":"#DIV/0!"}},{"$f":"$M331/$Q331","v":{"$error":"#DIV/0!"}},{"$f":"$N331/$Q331","v":{"$error":"#DIV/0!"}},{"$f":"$O331/$Q331","v":{"$error":"#DIV/0!"}},{"$f":"$P331/$Q331","v":{"$error":"#DIV/0!"}},{"$f":"$Q331/$Q331","v":{"$error":"#DIV/0!"}},{"$f":"$R331/$Q331","v":{"$error":"#DIV/0!"}},{"$f":"$S331/$Q331","v":{"$error":"#DIV/0!"}},{"$f":"$T331/$Q331","v":{"$error":"#DIV/0!"}},{"$f":"$U331/$Q331","v":{"$error":"#DIV/0!"}},{"$f":"$V331/$Q331","v":{"$error":"#DIV/0!"}},{"$f":"$W331/$Q331","v":{"$error":"#DIV/0!"}},{"$f":"$X331/$Q331","v":{"$error":"#DIV/0!"}},{"$f":"$Y331/$Q331","v":{"$error":"#DIV/0!"}},{"$f":"$Z331/$Q331","v":{"$error":"#DIV/0!"}},{"$f":"$AA331/$Q331","v":{"$error":"#DIV/0!"}},{"$f":"$AB331/$Q331","v":{"$error":"#DIV/0!"}},{"$f":"$AC331/$Q331","v":{"$error":"#DIV/0!"}},{"$f":"$AD331/$Q331","v":{"$error":"#DIV/0!"}},{"$f":"$AE331/$Q331","v":{"$error":"#DIV/0!"}},{"$f":"$AF331/$Q331","v":{"$error":"#DIV/0!"}},{"$f":"$AG331/$Q331","v":{"$error":"#DIV/0!"}},{"$f":"$AH331/$Q331","v":{"$error":"#DIV/0!"}},{"$f":"$AI331/$Q331","v":{"$error":"#DIV/0!"}},{"$f":"$AJ331/$Q331","v":{"$error":"#DIV/0!"}},{"$f":"$AK331/$Q331","v":{"$error":"#DIV/0!"}},{"$f":"$AL331/$Q331","v":{"$error":"#DIV/0!"}},{"$f":"$AM331/$Q331","v":{"$error":"#DIV/0!"}},{"$f":"$AN331/$Q331","v":{"$error":"#DIV/0!"}},{"$f":"$AO331/$Q331","v":{"$error":"#DIV/0!"}},{"$f":"$AP331/$Q331","v":{"$error":"#DIV/0!"}},{"$f":"$AQ331/$Q331","v":{"$error":"#DIV/0!"}},{"$f":"$AR331/$Q331","v":{"$error":"#DIV/0!"}},{"$f":"$AS331/$Q331","v":{"$error":"#DIV/0!"}},"暖房COP比","βw"]
[null,null,"Σ",{"$f":"$D$301*$D328","v":{"$error":"#DIV/0!"}},{"$f":"$E$301*$E328","v":{"$error":"#DIV/0!"}},{"$f":"$F$301*$F328","v":{"$error":"#DIV/0!"}},{"$f":"$G$301*$G328","v":{"$error":"#DIV/0!"}},{"$f":"$H$301*$H328","v":{"$error":"#DIV/0!"}},{"$f":"$I$301*$I328","v":{"$error":"#DIV/0!"}},{"$f":"$J$301*$J328","v":{"$error":"#DIV/0!"}},{"$f":"$K$301*$K328","v":{"$error":"#DIV/0!"}},{"$f":"$L$301*$L328","v":{"$error":"#DIV/0!"}},{"$f":"$M$301*$M328","v":{"$error":"#DIV/0!"}},{"$f":"$N$301*$N328","v":{"$error":"#DIV/0!"}},{"$f":"$O$301*$O328","v":{"$error":"#DIV/0!"}},{"$f":"$P$301*$P328","v":{"$error":"#DIV/0!"}},{"$f":"$Q$301*$Q328","v":{"$error":"#DIV/0!"}},{"$f":"$R$301*$R328","v":{"$error":"#DIV/0!"}},{"$f":"$S$301*$S328","v":{"$error":"#DIV/0!"}},{"$f":"$T$301*$T328","v":{"$error":"#DIV/0!"}},{"$f":"$U$301*$U328","v":{"$error":"#DIV/0!"}},{"$f":"$V$301*$V328","v":{"$error":"#DIV/0!"}},{"$f":"$W$301*$W328","v":{"$error":"#DIV/0!"}},{"$f":"$X$301*$X328","v":{"$error":"#DIV/0!"}},{"$f":"$Y$301*$Y328","v":{"$error":"#DIV/0!"}},{"$f":"$Z$301*$Z328","v":{"$error":"#DIV/0!"}},{"$f":"$AA$301*$AA328","v":{"$error":"#DIV/0!"}},{"$f":"$AB$301*$AB328","v":{"$error":"#DIV/0!"}},{"$f":"$AC$301*$AC328","v":{"$error":"#DIV/0!"}},{"$f":"$AD$301*$AD328","v":{"$error":"#DIV/0!"}},{"$f":"$AE$301*$AE328","v":{"$error":"#DIV/0!"}},{"$f":"$AF$301*$AF328","v":{"$error":"#DIV/0!"}},{"$f":"$AG$301*$AG328","v":{"$error":"#DIV/0!"}},{"$f":"$AH$301*$AH328","v":{"$error":"#DIV/0!"}},{"$f":"$AI$301*$AI328","v":{"$error":"#DIV/0!"}},{"$f":"$AJ$301*$AJ328","v":{"$error":"#DIV/0!"}},{"$f":"$AK$301*$AK328","v":{"$error":"#DIV/0!"}},{"$f":"$AL$301*$AL328","v":{"$error":"#DIV/0!"}},{"$f":"$AM$301*$AM328","v":{"$error":"#DIV/0!"}},{"$f":"$AN$301*$AN328","v":{"$error":"#DIV/0!"}},{"$f":"$AO$301*$AO328","v":{"$error":"#DIV/0!"}},{"$f":"$AP$301*$AP328","v":{"$error":"#DIV/0!"}},{"$f":"$AQ$301*$AQ328","v":{"$error":"#DIV/0!"}},{"$f":"$AR$301*$AR328","v":{"$error":"#DIV/0!"}},{"$f":"$AS$301*$AS328","v":{"$error":"#DIV/0!"}},{"$f":"SUM($D333:$AS333)","v":{"$error":"#DIV/0!"}},"Σ"]
[null,"前6","暖房時消費電力比",{"$f":"$D$302/$D338","v":{"$error":"#DIV/0!"}},{"$f":"$E$302/$E338","v":{"$error":"#DIV/0!"}},{"$f":"$F$302/$F338","v":{"$error":"#DIV/0!"}},{"$f":"$G$302/$G338","v":{"$error":"#DIV/0!"}},{"$f":"$H$302/$H338","v":{"$error":"#DIV/0!"}},{"$f":"$I$302/$I338","v":{"$error":"#DIV/0!"}},{"$f":"$J$302/$J338","v":{"$error":"#DIV/0!"}},{"$f":"$K$302/$K338","v":{"$error":"#DIV/0!"}},{"$f":"$L$302/$L338","v":{"$error":"#DIV/0!"}},{"$f":"$M$302/$M338","v":{"$error":"#DIV/0!"}},{"$f":"$N$302/$N338","v":{"$error":"#DIV/0!"}},{"$f":"$O$302/$O338","v":{"$error":"#DIV/0!"}},{"$f":"$P$302/$P338","v":{"$error":"#DIV/0!"}},{"$f":"$Q$302/$Q338","v":{"$error":"#DIV/0!"}},{"$f":"$R$302/$R338","v":{"$error":"#DIV/0!"}},{"$f":"$S$302/$S338","v":{"$error":"#DIV/0!"}},{"$f":"$T$302/$T338","v":{"$error":"#DIV/0!"}},{"$f":"$U$302/$U338","v":{"$error":"#DIV/0!"}},{"$f":"$V$302/$V338","v":{"$error":"#DIV/0!"}},{"$f":"$W$302/$W338","v":{"$error":"#DIV/0!"}},{"$f":"$X$302/$X338","v":{"$error":"#DIV/0!"}},{"$f":"$Y$302/$Y338","v":{"$error":"#DIV/0!"}},{"$f":"$Z$302/$Z338","v":{"$error":"#DIV/0!"}},{"$f":"$AA$302/$AA338","v":{"$error":"#DIV/0!"}},{"$f":"$AB$302/$AB338","v":{"$error":"#DIV/0!"}},{"$f":"$AC$302/$AC338","v":{"$error":"#DIV/0!"}},{"$f":"$AD$302/$AD338","v":{"$error":"#DIV/0!"}},{"$f":"$AE$302/$AE338","v":{"$error":"#DIV/0!"}},{"$f":"$AF$302/$AF338","v":{"$error":"#DIV/0!"}},{"$f":"$AG$302/$AG338","v":{"$error":"#DIV/0!"}},{"$f":"$AH$302/$AH338","v":{"$error":"#DIV/0!"}},{"$f":"$AI$302/$AI338","v":{"$error":"#DIV/0!"}},{"$f":"$AJ$302/$AJ338","v":{"$error":"#DIV/0!"}},{"$f":"$AK$302/$AK338","v":{"$error":"#DIV/0!"}},{"$f":"$AL$302/$AL338","v":{"$error":"#DIV/0!"}},{"$f":"$AM$302/$AM338","v":{"$error":"#DIV/0!"}},{"$f":"$AN$302/$AN338","v":{"$error":"#DIV/0!"}},{"$f":"$AO$302/$AO338","v":{"$error":"#DIV/0!"}},{"$f":"$AP$302/$AP338","v":{"$error":"#DIV/0!"}},{"$f":"$AQ$302/$AQ338","v":{"$error":"#DIV/0!"}},{"$f":"$AR$302/$AR338","v":{"$error":"#DIV/0!"}},{"$f":"$AS$302/$AS338","v":{"$error":"#DIV/0!"}},"暖房時消費電力比","εw"]
[null,null,"暖房能力",{"$f":"($V$32-0.64*$V$32)/14*($D$288-7)+$V$32","v":0},{"$f":"($V$32-0.64*$V$32)/14*($E$288-7)+$V$32","v":0},{"$f":"($V$32-0.64*$V$32)/14*($F$288-7)+$V$32","v":0},{"$f":"($V$32-0.64*$V$32)/14*($G$288-7)+$V$32","v":0},{"$f":"($V$32-0.64*$V$32)/14*($H$288-7)+$V$32","v":0},{"$f":"($V$32-0.64*$V$32)/14*($I$288-7)+$V$32","v":0},{"$f":"($V$32-0.64*$V$32)/14*($J$288-7)+$V$32","v":0},{"$f":"($V$32-0.64*$V$32)/14*($K$288-7)+$V$32","v":0},{"$f":"($V$32-0.64*$V$32)/14*($L$288-7)+$V$32","v":0},{"$f":"($V$32-0.64*$V$32)/14*($M$288-7)+$V$32","v":0},{"$f":"($V$32-0.64*$V$32)/14*($N$288-7)+$V$32","v":0},{"$f":"($V$32-0.64*$V$32)/14*($O$288-7)+$V$32","v":0},{"$f":"($V$32-0.64*$V$32)/14*($P$288-7)+$V$32","v":0},{"$f":"($V$32-0.64*$V$32)/14*($Q$288-7)+$V$32","v":0},{"$f":"($V$32-0.64*$V$32)/14*($R$288-7)+$V$32","v":0},{"$f":"($V$32-0.64*$V$32)/14*($S$288-7)+$V$32","v":0},{"$f":"($V$32-0.64*$V$32)/14*($T$288-7)+$V$32","v":0},{"$f":"($V$32-0.64*$V$32)/14*($U$288-7)+$V$32","v":0},{"$f":"($V$32-0.64*$V$32)/14*($V$288-7)+$V$32","v":0},{"$f":"($V$32-0.64*$V$32)/14*($W$288-7)+$V$32","v":0},{"$f":"($V$32-0.64*$V$32)/14*($X$288-7)+$V$32","v":0},{"$f":"($V$32-0.64*$V$32)/14*($Y$288-7)+$V$32","v":0},{"$f":"($V$32-0.64*$V$32)/14*($Z$288-7)+$V$32","v":0},{"$f":"($V$32-0.64*$V$32)/14*($AA$288-7)+$V$32","v":0},{"$f":"($V$32-0.64*$V$32)/14*($AB$288-7)+$V$32","v":0},{"$f":"($V$32-0.64*$V$32)/14*($AC$288-7)+$V$32","v":0},{"$f":"($V$32-0.64*$V$32)/14*($AD$288-7)+$V$32","v":0},{"$f":"($V$32-0.64*$V$32)/14*($AE$288-7)+$V$32","v":0},{"$f":"($V$32-0.64*$V$32)/14*($AF$288-7)+$V$32","v":0},{"$f":"($V$32-0.64*$V$32)/14*($AG$288-7)+$V$32","v":0},{"$f":"($V$32-0.64*$V$32)/14*($AH$288-7)+$V$32","v":0},{"$f":"($V$32-0.64*$V$32)/14*($AI$288-7)+$V$32","v":0},{"$f":"($V$32-0.64*$V$32)/14*($AJ$288-7)+$V$32","v":0},{"$f":"($V$32-0.64*$V$32)/14*($AK$288-7)+$V$32","v":0},{"$f":"($V$32-0.64*$V$32)/14*($AL$288-7)+$V$32","v":0},{"$f":"($V$32-0.64*$V$32)/14*($AM$288-7)+$V$32","v":0},{"$f":"($V$32-0.64*$V$32)/14*($AN$288-7)+$V$32","v":0},{"$f":"($V$32-0.64*$V$32)/14*($AO$288-7)+$V$32","v":0},{"$f":"($V$32-0.64*$V$32)/14*($AP$288-7)+$V$32","v":0},{"$f":"($V$32-0.64*$V$32)/14*($AQ$288-7)+$V$32","v":0},{"$f":"($V$32-0.64*$V$32)/14*($AR$288-7)+$V$32","v":0},{"$f":"($V$32-0.64*$V$32)/14*($AS$288-7)+$V$32","v":0},"暖房能力","Φw"]
[null,null,"暖房消費電力",{"$f":"($V$33-0.82*$V$33)/14*($D$288-7)+$V$33","v":0},{"$f":"($V$33-0.82*$V$33)/14*($E$288-7)+$V$33","v":0},{"$f":"($V$33-0.82*$V$33)/14*($F$288-7)+$V$33","v":0},{"$f":"($V$33-0.82*$V$33)/14*($G$288-7)+$V$33","v":0},{"$f":"($V$33-0.82*$V$33)/14*($H$288-7)+$V$33","v":0},{"$f":"($V$33-0.82*$V$33)/14*($I$288-7)+$V$33","v":0},{"$f":"($V$33-0.82*$V$33)/14*($J$288-7)+$V$33","v":0},{"$f":"($V$33-0.82*$V$33)/14*($K$288-7)+$V$33","v":0},{"$f":"($V$33-0.82*$V$33)/14*($L$288-7)+$V$33","v":0},{"$f":"($V$33-0.82*$V$33)/14*($M$288-7)+$V$33","v":0},{"$f":"($V$33-0.82*$V$33)/14*($N$288-7)+$V$33","v":0},{"$f":"($V$33-0.82*$V$33)/14*($O$288-7)+$V$33","v":0},{"$f":"($V$33-0.82*$V$33)/14*($P$288-7)+$V$33","v":0},{"$f":"($V$33-0.82*$V$33)/14*($Q$288-7)+$V$33","v":0},{"$f":"($V$33-0.82*$V$33)/14*($R$288-7)+$V$33","v":0},{"$f":"($V$33-0.82*$V$33)/14*($S$288-7)+$V$33","v":0},{"$f":"($V$33-0.82*$V$33)/14*($T$288-7)+$V$33","v":0},{"$f":"($V$33-0.82*$V$33)/14*($U$288-7)+$V$33","v":0},{"$f":"($V$33-0.82*$V$33)/14*($V$288-7)+$V$33","v":0},{"$f":"($V$33-0.82*$V$33)/14*($W$288-7)+$V$33","v":0},{"$f":"($V$33-0.82*$V$33)/14*($X$288-7)+$V$33","v":0},{"$f":"($V$33-0.82*$V$33)/14*($Y$288-7)+$V$33","v":0},{"$f":"($V$33-0.82*$V$33)/14*($Z$288-7)+$V$33","v":0},{"$f":"($V$33-0.82*$V$33)/14*($AA$288-7)+$V$33","v":0},{"$f":"($V$33-0.82*$V$33)/14*($AB$288-7)+$V$33","v":0},{"$f":"($V$33-0.82*$V$33)/14*($AC$288-7)+$V$33","v":0},{"$f":"($V$33-0.82*$V$33)/14*($AD$288-7)+$V$33","v":0},{"$f":"($V$33-0.82*$V$33)/14*($AE$288-7)+$V$33","v":0},{"$f":"($V$33-0.82*$V$33)/14*($AF$288-7)+$V$33","v":0},{"$f":"($V$33-0.82*$V$33)/14*($AG$288-7)+$V$33","v":0},{"$f":"($V$33-0.82*$V$33)/14*($AH$288-7)+$V$33","v":0},{"$f":"($V$33-0.82*$V$33)/14*($AI$288-7)+$V$33","v":0},{"$f":"($V$33-0.82*$V$33)/14*($AJ$288-7)+$V$33","v":0},{"$f":"($V$33-0.82*$V$33)/14*($AK$288-7)+$V$33","v":0},{"$f":"($V$33-0.82*$V$33)/14*($AL$288-7)+$V$33","v":0},{"$f":"($V$33-0.82*$V$33)/14*($AM$288-7)+$V$33","v":0},{"$f":"($V$33-0.82*$V$33)/14*($AN$288-7)+$V$33","v":0},{"$f":"($V$33-0.82*$V$33)/14*($AO$288-7)+$V$33","v":0},{"$f":"($V$33-0.82*$V$33)/14*($AP$288-7)+$V$33","v":0},{"$f":"($V$33-0.82*$V$33)/14*($AQ$288-7)+$V$33","v":0},{"$f":"($V$33-0.82*$V$33)/14*($AR$288-7)+$V$33","v":0},{"$f":"($V$33-0.82*$V$33)/14*($AS$288-7)+$V$33","v":0},"消費電力","Pw"]
[null,null,"暖房COP",{"$f":"($D335/1.12)/($D336/1.06)","v":{"$error":"#DIV/0!"}},{"$f":"($E335/1.12)/($E336/1.06)","v":{"$error":"#DIV/0!"}},{"$f":"($F335/1.12)/($F336/1.06)","v":{"$error":"#DIV/0!"}},{"$f":"($G335/1.12)/($G336/1.06)","v":{"$error":"#DIV/0!"}},{"$f":"($H335/1.12)/($H336/1.06)","v":{"$error":"#DIV/0!"}},{"$f":"($I335/1.12)/($I336/1.06)","v":{"$error":"#DIV/0!"}},{"$f":"($J335/1.12)/($J336/1.06)","v":{"$error":"#DIV/0!"}},{"$f":"($K335/1.12)/($K336/1.06)","v":{"$error":"#DIV/0!"}},{"$f":"($L335/1.12)/($L336/1.06)","v":{"$error":"#DIV/0!"}},{"$f":"($M335/1.12)/($M336/1.06)","v":{"$error":"#DIV/0!"}},{"$f":"($N335/1.12)/($N336/1.06)","v":{"$error":"#DIV/0!"}},{"$f":"(O$335/1.12)/($O336/1.06)","v":{"$error":"#DIV/0!"}},{"$f":"$P335/$P336","v":{"$error":"#DIV/0!"}},{"$f":"$Q335/$Q336","v":{"$error":"#DIV/0!"}},{"$f":"$R335/$R336","v":{"$error":"#DIV/0!"}},{"$f":"$S335/$S336","v":{"$error":"#DIV/0!"}},{"$f":"$T335/$T336","v":{"$error":"#DIV/0!"}},{"$f":"$U335/$U336","v":{"$error":"#DIV/0!"}},{"$f":"$V335/$V336","v":{"$error":"#DIV/0!"}},{"$f":"$W335/$W336","v":{"$error":"#DIV/0!"}},{"$f":"$X335/$X336","v":{"$error":"#DIV/0!"}},{"$f":"$Y335/$Y336","v":{"$error":"#DIV/0!"}},{"$f":"$Z335/$Z336","v":{"$error":"#DIV/0!"}},{"$f":"$AA335/$AA336","v":{"$error":"#DIV/0!"}},{"$f":"$AB335/$AB336","v":{"$error":"#DIV/0!"}},{"$f":"$AC335/$AC336","v":{"$error":"#DIV/0!"}},{"$f":"$AD335/$AD336","v":{"$error":"#DIV/0!"}},{"$f":"$AE335/$AE336","v":{"$error":"#DIV/0!"}},{"$f":"$AF335/$AF336","v":{"$error":"#DIV/0!"}},{"$f":"$AG335/$AG336","v":{"$error":"#DIV/0!"}},{"$f":"$AH335/$AH336","v":{"$error":"#DIV/0!"}},{"$f":"$AI335/$AI336","v":{"$error":"#DIV/0!"}},{"$f":"$AJ335/$AJ336","v":{"$error":"#DIV/0!"}},{"$f":"$AK335/$AK336","v":{"$error":"#DIV/0!"}},{"$f":"$AL335/$AL336","v":{"$error":"#DIV/0!"}},{"$f":"$AM335/$AM336","v":{"$error":"#DIV/0!"}},{"$f":"$AN335/$AN336","v":{"$error":"#DIV/0!"}},{"$f":"$AO335/$AO336","v":{"$error":"#DIV/0!"}},{"$f":"$AP335/$AP336","v":{"$error":"#DIV/0!"}},{"$f":"$AQ335/$AQ336","v":{"$error":"#DIV/0!"}},{"$f":"$AR335/$AR336","v":{"$error":"#DIV/0!"}},{"$f":"$AS335/$AS336","v":{"$error":"#DIV/0!"}},"暖房COP","σw"]
[null,null,"暖房COP比",{"$f":"$D337/$Q337","v":{"$error":"#DIV/0!"}},{"$f":"$E337/$Q337","v":{"$error":"#DIV/0!"}},{"$f":"$F337/$Q337","v":{"$error":"#DIV/0!"}},{"$f":"$G337/$Q337","v":{"$error":"#DIV/0!"}},{"$f":"$H337/$Q337","v":{"$error":"#DIV/0!"}},{"$f":"$I337/$Q337","v":{"$error":"#DIV/0!"}},{"$f":"$J337/$Q337","v":{"$error":"#DIV/0!"}},{"$f":"$K337/$Q337","v":{"$error":"#DIV/0!"}},{"$f":"$L337/$Q337","v":{"$error":"#DIV/0!"}},{"$f":"$M337/$Q337","v":{"$error":"#DIV/0!"}},{"$f":"$N337/$Q337","v":{"$error":"#DIV/0!"}},{"$f":"$O337/$Q337","v":{"$error":"#DIV/0!"}},{"$f":"$P337/$Q337","v":{"$error":"#DIV/0!"}},{"$f":"$Q337/$Q337","v":{"$error":"#DIV/0!"}},{"$f":"$R337/$Q337","v":{"$error":"#DIV/0!"}},{"$f":"$S337/$Q337","v":{"$error":"#DIV/0!"}},{"$f":"$T337/$Q337","v":{"$error":"#DIV/0!"}},{"$f":"$U337/$Q337","v":{"$error":"#DIV/0!"}},{"$f":"$V337/$Q337","v":{"$error":"#DIV/0!"}},{"$f":"$W337/$Q337","v":{"$error":"#DIV/0!"}},{"$f":"$X337/$Q337","v":{"$error":"#DIV/0!"}},{"$f":"$Y337/$Q337","v":{"$error":"#DIV/0!"}},{"$f":"$Z337/$Q337","v":{"$error":"#DIV/0!"}},{"$f":"$AA337/$Q337","v":{"$error":"#DIV/0!"}},{"$f":"$AB337/$Q337","v":{"$error":"#DIV/0!"}},{"$f":"$AC337/$Q337","v":{"$error":"#DIV/0!"}},{"$f":"$AD337/$Q337","v":{"$error":"#DIV/0!"}},{"$f":"$AE337/$Q337","v":{"$error":"#DIV/0!"}},{"$f":"$AF337/$Q337","v":{"$error":"#DIV/0!"}},{"$f":"$AG337/$Q337","v":{"$error":"#DIV/0!"}},{"$f":"$AH337/$Q337","v":{"$error":"#DIV/0!"}},{"$f":"$AI337/$Q337","v":{"$error":"#DIV/0!"}},{"$f":"$AJ337/$Q337","v":{"$error":"#DIV/0!"}},{"$f":"$AK337/$Q337","v":{"$error":"#DIV/0!"}},{"$f":"$AL337/$Q337","v":{"$error":"#DIV/0!"}},{"$f":"$AM337/$Q337","v":{"$error":"#DIV/0!"}},{"$f":"$AN337/$Q337","v":{"$error":"#DIV/0!"}},{"$f":"$AO337/$Q337","v":{"$error":"#DIV/0!"}},{"$f":"$AP337/$Q337","v":{"$error":"#DIV/0!"}},{"$f":"$AQ337/$Q337","v":{"$error":"#DIV/0!"}},{"$f":"$AR337/$Q337","v":{"$error":"#DIV/0!"}},{"$f":"$AS337/$Q337","v":{"$error":"#DIV/0!"}},"暖房COP比","βw"]
[null,null,"Σ",{"$f":"$D$301*$D334","v":{"$error":"#DIV/0!"}},{"$f":"$E$301*$E334","v":{"$error":"#DIV/0!"}},{"$f":"$F$301*$F334","v":{"$error":"#DIV/0!"}},{"$f":"$G$301*$G334","v":{"$error":"#DIV/0!"}},{"$f":"$H$301*$H334","v":{"$error":"#DIV/0!"}},{"$f":"$I$301*$I334","v":{"$error":"#DIV/0!"}},{"$f":"$J$301*$J334","v":{"$error":"#DIV/0!"}},{"$f":"$K$301*$K334","v":{"$error":"#DIV/0!"}},{"$f":"$L$301*$L334","v":{"$error":"#DIV/0!"}},{"$f":"$M$301*$M334","v":{"$error":"#DIV/0!"}},{"$f":"$N$301*$N334","v":{"$error":"#DIV/0!"}},{"$f":"$O$301*$O334","v":{"$error":"#DIV/0!"}},{"$f":"$P$301*$P334","v":{"$error":"#DIV/0!"}},{"$f":"$Q$301*$Q334","v":{"$error":"#DIV/0!"}},{"$f":"$R$301*$R334","v":{"$error":"#DIV/0!"}},{"$f":"$S$301*$S334","v":{"$error":"#DIV/0!"}},{"$f":"$T$301*$T334","v":{"$error":"#DIV/0!"}},{"$f":"$U$301*$U334","v":{"$error":"#DIV/0!"}},{"$f":"$V$301*$V334","v":{"$error":"#DIV/0!"}},{"$f":"$W$301*$W334","v":{"$error":"#DIV/0!"}},{"$f":"$X$301*$X334","v":{"$error":"#DIV/0!"}},{"$f":"$Y$301*$Y334","v":{"$error":"#DIV/0!"}},{"$f":"$Z$301*$Z334","v":{"$error":"#DIV/0!"}},{"$f":"$AA$301*$AA334","v":{"$error":"#DIV/0!"}},{"$f":"$AB$301*$AB334","v":{"$error":"#DIV/0!"}},{"$f":"$AC$301*$AC334","v":{"$error":"#DIV/0!"}},{"$f":"$AD$301*$AD334","v":{"$error":"#DIV/0!"}},{"$f":"$AE$301*$AE334","v":{"$error":"#DIV/0!"}},{"$f":"$AF$301*$AF334","v":{"$error":"#DIV/0!"}},{"$f":"$AG$301*$AG334","v":{"$error":"#DIV/0!"}},{"$f":"$AH$301*$AH334","v":{"$error":"#DIV/0!"}},{"$f":"$AI$301*$AI334","v":{"$error":"#DIV/0!"}},{"$f":"$AJ$301*$AJ334","v":{"$error":"#DIV/0!"}},{"$f":"$AK$301*$AK334","v":{"$error":"#DIV/0!"}},{"$f":"$AL$301*$AL334","v":{"$error":"#DIV/0!"}},{"$f":"$AM$301*$AM334","v":{"$error":"#DIV/0!"}},{"$f":"$AN$301*$AN334","v":{"$error":"#DIV/0!"}},{"$f":"$AO$301*$AO334","v":{"$error":"#DIV/0!"}},{"$f":"$AP$301*$AP334","v":{"$error":"#DIV/0!"}},{"$f":"$AQ$301*$AQ334","v":{"$error":"#DIV/0!"}},{"$f":"$AR$301*$AR334","v":{"$error":"#DIV/0!"}},{"$f":"$AS$301*$AS334","v":{"$error":"#DIV/0!"}},{"$f":"SUM($D339:$AS339)","v":{"$error":"#DIV/0!"}},"Σ"]
[null,"前7","暖房時消費電力比",{"$f":"$D$302/$D344","v":{"$error":"#DIV/0!"}},{"$f":"$E$302/$E344","v":{"$error":"#DIV/0!"}},{"$f":"$F$302/$F344","v":{"$error":"#DIV/0!"}},{"$f":"$G$302/$G344","v":{"$error":"#DIV/0!"}},{"$f":"$H$302/$H344","v":{"$error":"#DIV/0!"}},{"$f":"$I$302/$I344","v":{"$error":"#DIV/0!"}},{"$f":"$J$302/$J344","v":{"$error":"#DIV/0!"}},{"$f":"$K$302/$K344","v":{"$error":"#DIV/0!"}},{"$f":"$L$302/$L344","v":{"$error":"#DIV/0!"}},{"$f":"$M$302/$M344","v":{"$error":"#DIV/0!"}},{"$f":"$N$302/$N344","v":{"$error":"#DIV/0!"}},{"$f":"$O$302/$O344","v":{"$error":"#DIV/0!"}},{"$f":"$P$302/$P344","v":{"$error":"#DIV/0!"}},{"$f":"$Q$302/$Q344","v":{"$error":"#DIV/0!"}},{"$f":"$R$302/$R344","v":{"$error":"#DIV/0!"}},{"$f":"$S$302/$S344","v":{"$error":"#DIV/0!"}},{"$f":"$T$302/$T344","v":{"$error":"#DIV/0!"}},{"$f":"$U$302/$U344","v":{"$error":"#DIV/0!"}},{"$f":"$V$302/$V344","v":{"$error":"#DIV/0!"}},{"$f":"$W$302/$W344","v":{"$error":"#DIV/0!"}},{"$f":"$X$302/$X344","v":{"$error":"#DIV/0!"}},{"$f":"$Y$302/$Y344","v":{"$error":"#DIV/0!"}},{"$f":"$Z$302/$Z344","v":{"$error":"#DIV/0!"}},{"$f":"$AA$302/$AA344","v":{"$error":"#DIV/0!"}},{"$f":"$AB$302/$AB344","v":{"$error":"#DIV/0!"}},{"$f":"$AC$302/$AC344","v":{"$error":"#DIV/0!"}},{"$f":"$AD$302/$AD344","v":{"$error":"#DIV/0!"}},{"$f":"$AE$302/$AE344","v":{"$error":"#DIV/0!"}},{"$f":"$AF$302/$AF344","v":{"$error":"#DIV/0!"}},{"$f":"$AG$302/$AG344","v":{"$error":"#DIV/0!"}},{"$f":"$AH$302/$AH344","v":{"$error":"#DIV/0!"}},{"$f":"$AI$302/$AI344","v":{"$error":"#DIV/0!"}},{"$f":"$AJ$302/$AJ344","v":{"$error":"#DIV/0!"}},{"$f":"$AK$302/$AK344","v":{"$error":"#DIV/0!"}},{"$f":"$AL$302/$AL344","v":{"$error":"#DIV/0!"}},{"$f":"$AM$302/$AM344","v":{"$error":"#DIV/0!"}},{"$f":"$AN$302/$AN344","v":{"$error":"#DIV/0!"}},{"$f":"$AO$302/$AO344","v":{"$error":"#DIV/0!"}},{"$f":"$AP$302/$AP344","v":{"$error":"#DIV/0!"}},{"$f":"$AQ$302/$AQ344","v":{"$error":"#DIV/0!"}},{"$f":"$AR$302/$AR344","v":{"$error":"#DIV/0!"}},{"$f":"$AS$302/$AS344","v":{"$error":"#DIV/0!"}},"暖房時消費電力比","εw"]
[null,null,"暖房能力",{"$f":"($W$32-0.64*$W$32)/14*($D$288-7)+$W$32","v":0},{"$f":"($W$32-0.64*$W$32)/14*($E$288-7)+$W$32","v":0},{"$f":"($W$32-0.64*$W$32)/14*($F$288-7)+$W$32","v":0},{"$f":"($W$32-0.64*$W$32)/14*($G$288-7)+$W$32","v":0},{"$f":"($W$32-0.64*$W$32)/14*($H$288-7)+$W$32","v":0},{"$f":"($W$32-0.64*$W$32)/14*($I$288-7)+$W$32","v":0},{"$f":"($W$32-0.64*$W$32)/14*($J$288-7)+$W$32","v":0},{"$f":"($W$32-0.64*$W$32)/14*($K$288-7)+$W$32","v":0},{"$f":"($W$32-0.64*$W$32)/14*($L$288-7)+$W$32","v":0},{"$f":"($W$32-0.64*$W$32)/14*($M$288-7)+$W$32","v":0},{"$f":"($W$32-0.64*$W$32)/14*($N$288-7)+$W$32","v":0},{"$f":"($W$32-0.64*$W$32)/14*($O$288-7)+$W$32","v":0},{"$f":"($W$32-0.64*$W$32)/14*($P$288-7)+$W$32","v":0},{"$f":"($W$32-0.64*$W$32)/14*($Q$288-7)+$W$32","v":0},{"$f":"($W$32-0.64*$W$32)/14*($R$288-7)+$W$32","v":0},{"$f":"($W$32-0.64*$W$32)/14*($S$288-7)+$W$32","v":0},{"$f":"($W$32-0.64*$W$32)/14*($T$288-7)+$W$32","v":0},{"$f":"($W$32-0.64*$W$32)/14*($U$288-7)+$W$32","v":0},{"$f":"($W$32-0.64*$W$32)/14*($V$288-7)+$W$32","v":0},{"$f":"($W$32-0.64*$W$32)/14*($W$288-7)+$W$32","v":0},{"$f":"($W$32-0.64*$W$32)/14*($X$288-7)+$W$32","v":0},{"$f":"($W$32-0.64*$W$32)/14*($Y$288-7)+$W$32","v":0},{"$f":"($W$32-0.64*$W$32)/14*($Z$288-7)+$W$32","v":0},{"$f":"($W$32-0.64*$W$32)/14*($AA$288-7)+$W$32","v":0},{"$f":"($W$32-0.64*$W$32)/14*($AB$288-7)+$W$32","v":0},{"$f":"($W$32-0.64*$W$32)/14*($AC$288-7)+$W$32","v":0},{"$f":"($W$32-0.64*$W$32)/14*($AD$288-7)+$W$32","v":0},{"$f":"($W$32-0.64*$W$32)/14*($AE$288-7)+$W$32","v":0},{"$f":"($W$32-0.64*$W$32)/14*($AF$288-7)+$W$32","v":0},{"$f":"($W$32-0.64*$W$32)/14*($AG$288-7)+$W$32","v":0},{"$f":"($W$32-0.64*$W$32)/14*($AH$288-7)+$W$32","v":0},{"$f":"($W$32-0.64*$W$32)/14*($AI$288-7)+$W$32","v":0},{"$f":"($W$32-0.64*$W$32)/14*($AJ$288-7)+$W$32","v":0},{"$f":"($W$32-0.64*$W$32)/14*($AK$288-7)+$W$32","v":0},{"$f":"($W$32-0.64*$W$32)/14*($AL$288-7)+$W$32","v":0},{"$f":"($W$32-0.64*$W$32)/14*($AM$288-7)+$W$32","v":0},{"$f":"($W$32-0.64*$W$32)/14*($AN$288-7)+$W$32","v":0},{"$f":"($W$32-0.64*$W$32)/14*($AO$288-7)+$W$32","v":0},{"$f":"($W$32-0.64*$W$32)/14*($AP$288-7)+$W$32","v":0},{"$f":"($W$32-0.64*$W$32)/14*($AQ$288-7)+$W$32","v":0},{"$f":"($W$32-0.64*$W$32)/14*($AR$288-7)+$W$32","v":0},{"$f":"($W$32-0.64*$W$32)/14*($AS$288-7)+$W$32","v":0},"暖房能力","Φw"]
[null,null,"暖房消費電力",{"$f":"($W$33-0.82*$W$33)/14*($D$288-7)+$W$33","v":0},{"$f":"($W$33-0.82*$W$33)/14*($E$288-7)+$W$33","v":0},{"$f":"($W$33-0.82*$W$33)/14*($F$288-7)+$W$33","v":0},{"$f":"($W$33-0.82*$W$33)/14*($G$288-7)+$W$33","v":0},{"$f":"($W$33-0.82*$W$33)/14*($H$288-7)+$W$33","v":0},{"$f":"($W$33-0.82*$W$33)/14*($I$288-7)+$W$33","v":0},{"$f":"($W$33-0.82*$W$33)/14*($J$288-7)+$W$33","v":0},{"$f":"($W$33-0.82*$W$33)/14*($K$288-7)+$W$33","v":0},{"$f":"($W$33-0.82*$W$33)/14*($L$288-7)+$W$33","v":0},{"$f":"($W$33-0.82*$W$33)/14*($M$288-7)+$W$33","v":0},{"$f":"($W$33-0.82*$W$33)/14*($N$288-7)+$W$33","v":0},{"$f":"($W$33-0.82*$W$33)/14*($O$288-7)+$W$33","v":0},{"$f":"($W$33-0.82*$W$33)/14*($P$288-7)+$W$33","v":0},{"$f":"($W$33-0.82*$W$33)/14*($Q$288-7)+$W$33","v":0},{"$f":"($W$33-0.82*$W$33)/14*($R$288-7)+$W$33","v":0},{"$f":"($W$33-0.82*$W$33)/14*($S$288-7)+$W$33","v":0},{"$f":"($W$33-0.82*$W$33)/14*($T$288-7)+$W$33","v":0},{"$f":"($W$33-0.82*$W$33)/14*($U$288-7)+$W$33","v":0},{"$f":"($W$33-0.82*$W$33)/14*($V$288-7)+$W$33","v":0},{"$f":"($W$33-0.82*$W$33)/14*($W$288-7)+$W$33","v":0},{"$f":"($W$33-0.82*$W$33)/14*($X$288-7)+$W$33","v":0},{"$f":"($W$33-0.82*$W$33)/14*($Y$288-7)+$W$33","v":0},{"$f":"($W$33-0.82*$W$33)/14*($Z$288-7)+$W$33","v":0},{"$f":"($W$33-0.82*$W$33)/14*($AA$288-7)+$W$33","v":0},{"$f":"($W$33-0.82*$W$33)/14*($AB$288-7)+$W$33","v":0},{"$f":"($W$33-0.82*$W$33)/14*($AC$288-7)+$W$33","v":0},{"$f":"($W$33-0.82*$W$33)/14*($AD$288-7)+$W$33","v":0},{"$f":"($W$33-0.82*$W$33)/14*($AE$288-7)+$W$33","v":0},{"$f":"($W$33-0.82*$W$33)/14*($AF$288-7)+$W$33","v":0},{"$f":"($W$33-0.82*$W$33)/14*($AG$288-7)+$W$33","v":0},{"$f":"($W$33-0.82*$W$33)/14*($AH$288-7)+$W$33","v":0},{"$f":"($W$33-0.82*$W$33)/14*($AI$288-7)+$W$33","v":0},{"$f":"($W$33-0.82*$W$33)/14*($AJ$288-7)+$W$33","v":0},{"$f":"($W$33-0.82*$W$33)/14*($AK$288-7)+$W$33","v":0},{"$f":"($W$33-0.82*$W$33)/14*($AL$288-7)+$W$33","v":0},{"$f":"($W$33-0.82*$W$33)/14*($AM$288-7)+$W$33","v":0},{"$f":"($W$33-0.82*$W$33)/14*($AN$288-7)+$W$33","v":0},{"$f":"($W$33-0.82*$W$33)/14*($AO$288-7)+$W$33","v":0},{"$f":"($W$33-0.82*$W$33)/14*($AP$288-7)+$W$33","v":0},{"$f":"($W$33-0.82*$W$33)/14*($AQ$288-7)+$W$33","v":0},{"$f":"($W$33-0.82*$W$33)/14*($AR$288-7)+$W$33","v":0},{"$f":"($W$33-0.82*$W$33)/14*($AS$288-7)+$W$33","v":0},"消費電力","Pw"]
[null,null,"暖房COP",{"$f":"($D341/1.12)/($D342/1.06)","v":{"$error":"#DIV/0!"}},{"$f":"($E341/1.12)/($E342/1.06)","v":{"$error":"#DIV/0!"}},{"$f":"($F341/1.12)/($F342/1.06)","v":{"$error":"#DIV/0!"}},{"$f":"($G341/1.12)/($G342/1.06)","v":{"$error":"#DIV/0!"}},{"$f":"($H341/1.12)/($H342/1.06)","v":{"$error":"#DIV/0!"}},{"$f":"($I341/1.12)/($I342/1.06)","v":{"$error":"#DIV/0!"}},{"$f":"($J341/1.12)/($J342/1.06)","v":{"$error":"#DIV/0!"}},{"$f":"($K341/1.12)/($K342/1.06)","v":{"$error":"#DIV/0!"}},{"$f":"($L341/1.12)/($L342/1.06)","v":{"$error":"#DIV/0!"}},{"$f":"($M341/1.12)/($M342/1.06)","v":{"$error":"#DIV/0!"}},{"$f":"($N341/1.12)/($N342/1.06)","v":{"$error":"#DIV/0!"}},{"$f":"(O$341/1.12)/($O342/1.06)","v":{"$error":"#DIV/0!"}},{"$f":"$P341/$P342","v":{"$error":"#DIV/0!"}},{"$f":"$Q341/$Q342","v":{"$error":"#DIV/0!"}},{"$f":"$R341/$R342","v":{"$error":"#DIV/0!"}},{"$f":"$S341/$S342","v":{"$error":"#DIV/0!"}},{"$f":"$T341/$T342","v":{"$error":"#DIV/0!"}},{"$f":"$U341/$U342","v":{"$error":"#DIV/0!"}},{"$f":"$V341/$V342","v":{"$error":"#DIV/0!"}},{"$f":"$W341/$W342","v":{"$error":"#DIV/0!"}},{"$f":"$X341/$X342","v":{"$error":"#DIV/0!"}},{"$f":"$Y341/$Y342","v":{"$error":"#DIV/0!"}},{"$f":"$Z341/$Z342","v":{"$error":"#DIV/0!"}},{"$f":"$AA341/$AA342","v":{"$error":"#DIV/0!"}},{"$f":"$AB341/$AB342","v":{"$error":"#DIV/0!"}},{"$f":"$AC341/$AC342","v":{"$error":"#DIV/0!"}},{"$f":"$AD341/$AD342","v":{"$error":"#DIV/0!"}},{"$f":"$AE341/$AE342","v":{"$error":"#DIV/0!"}},{"$f":"$AF341/$AF342","v":{"$error":"#DIV/0!"}},{"$f":"$AG341/$AG342","v":{"$error":"#DIV/0!"}},{"$f":"$AH341/$AH342","v":{"$error":"#DIV/0!"}},{"$f":"$AI341/$AI342","v":{"$error":"#DIV/0!"}},{"$f":"$AJ341/$AJ342","v":{"$error":"#DIV/0!"}},{"$f":"$AK341/$AK342","v":{"$error":"#DIV/0!"}},{"$f":"$AL341/$AL342","v":{"$error":"#DIV/0!"}},{"$f":"$AM341/$AM342","v":{"$error":"#DIV/0!"}},{"$f":"$AN341/$AN342","v":{"$error":"#DIV/0!"}},{"$f":"$AO341/$AO342","v":{"$error":"#DIV/0!"}},{"$f":"$AP341/$AP342","v":{"$error":"#DIV/0!"}},{"$f":"$AQ341/$AQ342","v":{"$error":"#DIV/0!"}},{"$f":"$AR341/$AR342","v":{"$error":"#DIV/0!"}},{"$f":"$AS341/$AS342","v":{"$error":"#DIV/0!"}},"暖房COP","σw"]
[null,null,"暖房COP比",{"$f":"$D343/$Q343","v":{"$error":"#DIV/0!"}},{"$f":"$E343/$Q343","v":{"$error":"#DIV/0!"}},{"$f":"$F343/$Q343","v":{"$error":"#DIV/0!"}},{"$f":"$G343/$Q343","v":{"$error":"#DIV/0!"}},{"$f":"$H343/$Q343","v":{"$error":"#DIV/0!"}},{"$f":"$I343/$Q343","v":{"$error":"#DIV/0!"}},{"$f":"$J343/$Q343","v":{"$error":"#DIV/0!"}},{"$f":"$K343/$Q343","v":{"$error":"#DIV/0!"}},{"$f":"$L343/$Q343","v":{"$error":"#DIV/0!"}},{"$f":"$M343/$Q343","v":{"$error":"#DIV/0!"}},{"$f":"$N343/$Q343","v":{"$error":"#DIV/0!"}},{"$f":"$O343/$Q343","v":{"$error":"#DIV/0!"}},{"$f":"$P343/$Q343","v":{"$error":"#DIV/0!"}},{"$f":"$Q343/$Q343","v":{"$error":"#DIV/0!"}},{"$f":"$R343/$Q343","v":{"$error":"#DIV/0!"}},{"$f":"$S343/$Q343","v":{"$error":"#DIV/0!"}},{"$f":"$T343/$Q343","v":{"$error":"#DIV/0!"}},{"$f":"$U343/$Q343","v":{"$error":"#DIV/0!"}},{"$f":"$V343/$Q343","v":{"$error":"#DIV/0!"}},{"$f":"$W343/$Q343","v":{"$error":"#DIV/0!"}},{"$f":"$X343/$Q343","v":{"$error":"#DIV/0!"}},{"$f":"$Y343/$Q343","v":{"$error":"#DIV/0!"}},{"$f":"$Z343/$Q343","v":{"$error":"#DIV/0!"}},{"$f":"$AA343/$Q343","v":{"$error":"#DIV/0!"}},{"$f":"$AB343/$Q343","v":{"$error":"#DIV/0!"}},{"$f":"$AC343/$Q343","v":{"$error":"#DIV/0!"}},{"$f":"$AD343/$Q343","v":{"$error":"#DIV/0!"}},{"$f":"$AE343/$Q343","v":{"$error":"#DIV/0!"}},{"$f":"$AF343/$Q343","v":{"$error":"#DIV/0!"}},{"$f":"$AG343/$Q343","v":{"$error":"#DIV/0!"}},{"$f":"$AH343/$Q343","v":{"$error":"#DIV/0!"}},{"$f":"$AI343/$Q343","v":{"$error":"#DIV/0!"}},{"$f":"$AJ343/$Q343","v":{"$error":"#DIV/0!"}},{"$f":"$AK343/$Q343","v":{"$error":"#DIV/0!"}},{"$f":"$AL343/$Q343","v":{"$error":"#DIV/0!"}},{"$f":"$AM343/$Q343","v":{"$error":"#DIV/0!"}},{"$f":"$AN343/$Q343","v":{"$error":"#DIV/0!"}},{"$f":"$AO343/$Q343","v":{"$error":"#DIV/0!"}},{"$f":"$AP343/$Q343","v":{"$error":"#DIV/0!"}},{"$f":"$AQ343/$Q343","v":{"$error":"#DIV/0!"}},{"$f":"$AR343/$Q343","v":{"$error":"#DIV/0!"}},{"$f":"$AS343/$Q343","v":{"$error":"#DIV/0!"}},"暖房COP比","βw"]
[null,null,"Σ",{"$f":"$D$301*$D340","v":{"$error":"#DIV/0!"}},{"$f":"$E$301*$E340","v":{"$error":"#DIV/0!"}},{"$f":"$F$301*$F340","v":{"$error":"#DIV/0!"}},{"$f":"$G$301*$G340","v":{"$error":"#DIV/0!"}},{"$f":"$H$301*$H340","v":{"$error":"#DIV/0!"}},{"$f":"$I$301*$I340","v":{"$error":"#DIV/0!"}},{"$f":"$J$301*$J340","v":{"$error":"#DIV/0!"}},{"$f":"$K$301*$K340","v":{"$error":"#DIV/0!"}},{"$f":"$L$301*$L340","v":{"$error":"#DIV/0!"}},{"$f":"$M$301*$M340","v":{"$error":"#DIV/0!"}},{"$f":"$N$301*$N340","v":{"$error":"#DIV/0!"}},{"$f":"$O$301*$O340","v":{"$error":"#DIV/0!"}},{"$f":"$P$301*$P340","v":{"$error":"#DIV/0!"}},{"$f":"$Q$301*$Q340","v":{"$error":"#DIV/0!"}},{"$f":"$R$301*$R340","v":{"$error":"#DIV/0!"}},{"$f":"$S$301*$S340","v":{"$error":"#DIV/0!"}},{"$f":"$T$301*$T340","v":{"$error":"#DIV/0!"}},{"$f":"$U$301*$U340","v":{"$error":"#DIV/0!"}},{"$f":"$V$301*$V340","v":{"$error":"#DIV/0!"}},{"$f":"$W$301*$W340","v":{"$error":"#DIV/0!"}},{"$f":"$X$301*$X340","v":{"$error":"#DIV/0!"}},{"$f":"$Y$301*$Y340","v":{"$error":"#DIV/0!"}},{"$f":"$Z$301*$Z340","v":{"$error":"#DIV/0!"}},{"$f":"$AA$301*$AA340","v":{"$error":"#DIV/0!"}},{"$f":"$AB$301*$AB340","v":{"$error":"#DIV/0!"}},{"$f":"$AC$301*$AC340","v":{"$error":"#DIV/0!"}},{"$f":"$AD$301*$AD340","v":{"$error":"#DIV/0!"}},{"$f":"$AE$301*$AE340","v":{"$error":"#DIV/0!"}},{"$f":"$AF$301*$AF340","v":{"$error":"#DIV/0!"}},{"$f":"$AG$301*$AG340","v":{"$error":"#DIV/0!"}},{"$f":"$AH$301*$AH340","v":{"$error":"#DIV/0!"}},{"$f":"$AI$301*$AI340","v":{"$error":"#DIV/0!"}},{"$f":"$AJ$301*$AJ340","v":{"$error":"#DIV/0!"}},{"$f":"$AK$301*$AK340","v":{"$error":"#DIV/0!"}},{"$f":"$AL$301*$AL340","v":{"$error":"#DIV/0!"}},{"$f":"$AM$301*$AM340","v":{"$error":"#DIV/0!"}},{"$f":"$AN$301*$AN340","v":{"$error":"#DIV/0!"}},{"$f":"$AO$301*$AO340","v":{"$error":"#DIV/0!"}},{"$f":"$AP$301*$AP340","v":{"$error":"#DIV/0!"}},{"$f":"$AQ$301*$AQ340","v":{"$error":"#DIV/0!"}},{"$f":"$AR$301*$AR340","v":{"$error":"#DIV/0!"}},{"$f":"$AS$301*$AS340","v":{"$error":"#DIV/0!"}},{"$f":"SUM($D345:$AS345)","v":{"$error":"#DIV/0!"}},"Σ"]
[null,"前8","暖房時消費電力比",{"$f":"$D$302/$D350","v":{"$error":"#DIV/0!"}},{"$f":"$E$302/$E350","v":{"$error":"#DIV/0!"}},{"$f":"$F$302/$F350","v":{"$error":"#DIV/0!"}},{"$f":"$G$302/$G350","v":{"$error":"#DIV/0!"}},{"$f":"$H$302/$H350","v":{"$error":"#DIV/0!"}},{"$f":"$I$302/$I350","v":{"$error":"#DIV/0!"}},{"$f":"$J$302/$J350","v":{"$error":"#DIV/0!"}},{"$f":"$K$302/$K350","v":{"$error":"#DIV/0!"}},{"$f":"$L$302/$L350","v":{"$error":"#DIV/0!"}},{"$f":"$M$302/$M350","v":{"$error":"#DIV/0!"}},{"$f":"$N$302/$N350","v":{"$error":"#DIV/0!"}},{"$f":"$O$302/$O350","v":{"$error":"#DIV/0!"}},{"$f":"$P$302/$P350","v":{"$error":"#DIV/0!"}},{"$f":"$Q$302/$Q350","v":{"$error":"#DIV/0!"}},{"$f":"$R$302/$R350","v":{"$error":"#DIV/0!"}},{"$f":"$S$302/$S350","v":{"$error":"#DIV/0!"}},{"$f":"$T$302/$T350","v":{"$error":"#DIV/0!"}},{"$f":"$U$302/$U350","v":{"$error":"#DIV/0!"}},{"$f":"$V$302/$V350","v":{"$error":"#DIV/0!"}},{"$f":"$W$302/$W350","v":{"$error":"#DIV/0!"}},{"$f":"$X$302/$X350","v":{"$error":"#DIV/0!"}},{"$f":"$Y$302/$Y350","v":{"$error":"#DIV/0!"}},{"$f":"$Z$302/$Z350","v":{"$error":"#DIV/0!"}},{"$f":"$AA$302/$AA350","v":{"$error":"#DIV/0!"}},{"$f":"$AB$302/$AB350","v":{"$error":"#DIV/0!"}},{"$f":"$AC$302/$AC350","v":{"$error":"#DIV/0!"}},{"$f":"$AD$302/$AD350","v":{"$error":"#DIV/0!"}},{"$f":"$AE$302/$AE350","v":{"$error":"#DIV/0!"}},{"$f":"$AF$302/$AF350","v":{"$error":"#DIV/0!"}},{"$f":"$AG$302/$AG350","v":{"$error":"#DIV/0!"}},{"$f":"$AH$302/$AH350","v":{"$error":"#DIV/0!"}},{"$f":"$AI$302/$AI350","v":{"$error":"#DIV/0!"}},{"$f":"$AJ$302/$AJ350","v":{"$error":"#DIV/0!"}},{"$f":"$AK$302/$AK350","v":{"$error":"#DIV/0!"}},{"$f":"$AL$302/$AL350","v":{"$error":"#DIV/0!"}},{"$f":"$AM$302/$AM350","v":{"$error":"#DIV/0!"}},{"$f":"$AN$302/$AN350","v":{"$error":"#DIV/0!"}},{"$f":"$AO$302/$AO350","v":{"$error":"#DIV/0!"}},{"$f":"$AP$302/$AP350","v":{"$error":"#DIV/0!"}},{"$f":"$AQ$302/$AQ350","v":{"$error":"#DIV/0!"}},{"$f":"$AR$302/$AR350","v":{"$error":"#DIV/0!"}},{"$f":"$AS$302/$AS350","v":{"$error":"#DIV/0!"}},"暖房時消費電力比","εw"]
[null,null,"暖房能力",{"$f":"($X$32-0.64*$X$32)/14*($D$288-7)+$X$32","v":0},{"$f":"($X$32-0.64*$X$32)/14*($E$288-7)+$X$32","v":0},{"$f":"($X$32-0.64*$X$32)/14*($F$288-7)+$X$32","v":0},{"$f":"($X$32-0.64*$X$32)/14*($G$288-7)+$X$32","v":0},{"$f":"($X$32-0.64*$X$32)/14*($H$288-7)+$X$32","v":0},{"$f":"($X$32-0.64*$X$32)/14*($I$288-7)+$X$32","v":0},{"$f":"($X$32-0.64*$X$32)/14*($J$288-7)+$X$32","v":0},{"$f":"($X$32-0.64*$X$32)/14*($K$288-7)+$X$32","v":0},{"$f":"($X$32-0.64*$X$32)/14*($L$288-7)+$X$32","v":0},{"$f":"($X$32-0.64*$X$32)/14*($M$288-7)+$X$32","v":0},{"$f":"($X$32-0.64*$X$32)/14*($N$288-7)+$X$32","v":0},{"$f":"($X$32-0.64*$X$32)/14*($O$288-7)+$X$32","v":0},{"$f":"($X$32-0.64*$X$32)/14*($P$288-7)+$X$32","v":0},{"$f":"($X$32-0.64*$X$32)/14*($Q$288-7)+$X$32","v":0},{"$f":"($X$32-0.64*$X$32)/14*($R$288-7)+$X$32","v":0},{"$f":"($X$32-0.64*$X$32)/14*($S$288-7)+$X$32","v":0},{"$f":"($X$32-0.64*$X$32)/14*($T$288-7)+$X$32","v":0},{"$f":"($X$32-0.64*$X$32)/14*($U$288-7)+$X$32","v":0},{"$f":"($X$32-0.64*$X$32)/14*($V$288-7)+$X$32","v":0},{"$f":"($X$32-0.64*$X$32)/14*($W$288-7)+$X$32","v":0},{"$f":"($X$32-0.64*$X$32)/14*($X$288-7)+$X$32","v":0},{"$f":"($X$32-0.64*$X$32)/14*($Y$288-7)+$X$32","v":0},{"$f":"($X$32-0.64*$X$32)/14*($Z$288-7)+$X$32","v":0},{"$f":"($X$32-0.64*$X$32)/14*($AA$288-7)+$X$32","v":0},{"$f":"($X$32-0.64*$X$32)/14*($AB$288-7)+$X$32","v":0},{"$f":"($X$32-0.64*$X$32)/14*($AC$288-7)+$X$32","v":0},{"$f":"($X$32-0.64*$X$32)/14*($AD$288-7)+$X$32","v":0},{"$f":"($X$32-0.64*$X$32)/14*($AE$288-7)+$X$32","v":0},{"$f":"($X$32-0.64*$X$32)/14*($AF$288-7)+$X$32","v":0},{"$f":"($X$32-0.64*$X$32)/14*($AG$288-7)+$X$32","v":0},{"$f":"($X$32-0.64*$X$32)/14*($AH$288-7)+$X$32","v":0},{"$f":"($X$32-0.64*$X$32)/14*($AI$288-7)+$X$32","v":0},{"$f":"($X$32-0.64*$X$32)/14*($AJ$288-7)+$X$32","v":0},{"$f":"($X$32-0.64*$X$32)/14*($AK$288-7)+$X$32","v":0},{"$f":"($X$32-0.64*$X$32)/14*($AL$288-7)+$X$32","v":0},{"$f":"($X$32-0.64*$X$32)/14*($AM$288-7)+$X$32","v":0},{"$f":"($X$32-0.64*$X$32)/14*($AN$288-7)+$X$32","v":0},{"$f":"($X$32-0.64*$X$32)/14*($AO$288-7)+$X$32","v":0},{"$f":"($X$32-0.64*$X$32)/14*($AP$288-7)+$X$32","v":0},{"$f":"($X$32-0.64*$X$32)/14*($AQ$288-7)+$X$32","v":0},{"$f":"($X$32-0.64*$X$32)/14*($AR$288-7)+$X$32","v":0},{"$f":"($X$32-0.64*$X$32)/14*($AS$288-7)+$X$32","v":0},"暖房能力","Φw"]
[null,null,"暖房消費電力",{"$f":"($X$33-0.82*$X$33)/14*($D$288-7)+$X$33","v":0},{"$f":"($X$33-0.82*$X$33)/14*($E$288-7)+$X$33","v":0},{"$f":"($X$33-0.82*$X$33)/14*($F$288-7)+$X$33","v":0},{"$f":"($X$33-0.82*$X$33)/14*($G$288-7)+$X$33","v":0},{"$f":"($X$33-0.82*$X$33)/14*($H$288-7)+$X$33","v":0},{"$f":"($X$33-0.82*$X$33)/14*($I$288-7)+$X$33","v":0},{"$f":"($X$33-0.82*$X$33)/14*($J$288-7)+$X$33","v":0},{"$f":"($X$33-0.82*$X$33)/14*($K$288-7)+$X$33","v":0},{"$f":"($X$33-0.82*$X$33)/14*($L$288-7)+$X$33","v":0},{"$f":"($X$33-0.82*$X$33)/14*($M$288-7)+$X$33","v":0},{"$f":"($X$33-0.82*$X$33)/14*($N$288-7)+$X$33","v":0},{"$f":"($X$33-0.82*$X$33)/14*($O$288-7)+$X$33","v":0},{"$f":"($X$33-0.82*$X$33)/14*($P$288-7)+$X$33","v":0},{"$f":"($X$33-0.82*$X$33)/14*($Q$288-7)+$X$33","v":0},{"$f":"($X$33-0.82*$X$33)/14*($R$288-7)+$X$33","v":0},{"$f":"($X$33-0.82*$X$33)/14*($S$288-7)+$X$33","v":0},{"$f":"($X$33-0.82*$X$33)/14*($T$288-7)+$X$33","v":0},{"$f":"($X$33-0.82*$X$33)/14*($U$288-7)+$X$33","v":0},{"$f":"($X$33-0.82*$X$33)/14*($V$288-7)+$X$33","v":0},{"$f":"($X$33-0.82*$X$33)/14*($W$288-7)+$X$33","v":0},{"$f":"($X$33-0.82*$X$33)/14*($X$288-7)+$X$33","v":0},{"$f":"($X$33-0.82*$X$33)/14*($Y$288-7)+$X$33","v":0},{"$f":"($X$33-0.82*$X$33)/14*($Z$288-7)+$X$33","v":0},{"$f":"($X$33-0.82*$X$33)/14*($AA$288-7)+$X$33","v":0},{"$f":"($X$33-0.82*$X$33)/14*($AB$288-7)+$X$33","v":0},{"$f":"($X$33-0.82*$X$33)/14*($AC$288-7)+$X$33","v":0},{"$f":"($X$33-0.82*$X$33)/14*($AD$288-7)+$X$33","v":0},{"$f":"($X$33-0.82*$X$33)/14*($AE$288-7)+$X$33","v":0},{"$f":"($X$33-0.82*$X$33)/14*($AF$288-7)+$X$33","v":0},{"$f":"($X$33-0.82*$X$33)/14*($AG$288-7)+$X$33","v":0},{"$f":"($X$33-0.82*$X$33)/14*($AH$288-7)+$X$33","v":0},{"$f":"($X$33-0.82*$X$33)/14*($AI$288-7)+$X$33","v":0},{"$f":"($X$33-0.82*$X$33)/14*($AJ$288-7)+$X$33","v":0},{"$f":"($X$33-0.82*$X$33)/14*($AK$288-7)+$X$33","v":0},{"$f":"($X$33-0.82*$X$33)/14*($AL$288-7)+$X$33","v":0},{"$f":"($X$33-0.82*$X$33)/14*($AM$288-7)+$X$33","v":0},{"$f":"($X$33-0.82*$X$33)/14*($AN$288-7)+$X$33","v":0},{"$f":"($X$33-0.82*$X$33)/14*($AO$288-7)+$X$33","v":0},{"$f":"($X$33-0.82*$X$33)/14*($AP$288-7)+$X$33","v":0},{"$f":"($X$33-0.82*$X$33)/14*($AQ$288-7)+$X$33","v":0},{"$f":"($X$33-0.82*$X$33)/14*($AR$288-7)+$X$33","v":0},{"$f":"($X$33-0.82*$X$33)/14*($AS$288-7)+$X$33","v":0},"消費電力","Pw"]
[null,null,"暖房COP",{"$f":"($D347/1.12)/($D348/1.06)","v":{"$error":"#DIV/0!"}},{"$f":"($E347/1.12)/($E348/1.06)","v":{"$error":"#DIV/0!"}},{"$f":"($F347/1.12)/($F348/1.06)","v":{"$error":"#DIV/0!"}},{"$f":"($G347/1.12)/($G348/1.06)","v":{"$error":"#DIV/0!"}},{"$f":"($H347/1.12)/($H348/1.06)","v":{"$error":"#DIV/0!"}},{"$f":"($I347/1.12)/($I348/1.06)","v":{"$error":"#DIV/0!"}},{"$f":"($J347/1.12)/($J348/1.06)","v":{"$error":"#DIV/0!"}},{"$f":"($K347/1.12)/($K348/1.06)","v":{"$error":"#DIV/0!"}},{"$f":"($L347/1.12)/($L348/1.06)","v":{"$error":"#DIV/0!"}},{"$f":"($M347/1.12)/($M348/1.06)","v":{"$error":"#DIV/0!"}},{"$f":"($N347/1.12)/($N348/1.06)","v":{"$error":"#DIV/0!"}},{"$f":"(O$347/1.12)/($O348/1.06)","v":{"$error":"#DIV/0!"}},{"$f":"$P347/$P348","v":{"$error":"#DIV/0!"}},{"$f":"$Q347/$Q348","v":{"$error":"#DIV/0!"}},{"$f":"$R347/$R348","v":{"$error":"#DIV/0!"}},{"$f":"$S347/$S348","v":{"$error":"#DIV/0!"}},{"$f":"$T347/$T348","v":{"$error":"#DIV/0!"}},{"$f":"$U347/$U348","v":{"$error":"#DIV/0!"}},{"$f":"$V347/$V348","v":{"$error":"#DIV/0!"}},{"$f":"$W347/$W348","v":{"$error":"#DIV/0!"}},{"$f":"$X347/$X348","v":{"$error":"#DIV/0!"}},{"$f":"$Y347/$Y348","v":{"$error":"#DIV/0!"}},{"$f":"$Z347/$Z348","v":{"$error":"#DIV/0!"}},{"$f":"$AA347/$AA348","v":{"$error":"#DIV/0!"}},{"$f":"$AB347/$AB348","v":{"$error":"#DIV/0!"}},{"$f":"$AC347/$AC348","v":{"$error":"#DIV/0!"}},{"$f":"$AD347/$AD348","v":{"$error":"#DIV/0!"}},{"$f":"$AE347/$AE348","v":{"$error":"#DIV/0!"}},{"$f":"$AF347/$AF348","v":{"$error":"#DIV/0!"}},{"$f":"$AG347/$AG348","v":{"$error":"#DIV/0!"}},{"$f":"$AH347/$AH348","v":{"$error":"#DIV/0!"}},{"$f":"$AI347/$AI348","v":{"$error":"#DIV/0!"}},{"$f":"$AJ347/$AJ348","v":{"$error":"#DIV/0!"}},{"$f":"$AK347/$AK348","v":{"$error":"#DIV/0!"}},{"$f":"$AL347/$AL348","v":{"$error":"#DIV/0!"}},{"$f":"$AM347/$AM348","v":{"$error":"#DIV/0!"}},{"$f":"$AN347/$AN348","v":{"$error":"#DIV/0!"}},{"$f":"$AO347/$AO348","v":{"$error":"#DIV/0!"}},{"$f":"$AP347/$AP348","v":{"$error":"#DIV/0!"}},{"$f":"$AQ347/$AQ348","v":{"$error":"#DIV/0!"}},{"$f":"$AR347/$AR348","v":{"$error":"#DIV/0!"}},{"$f":"$AS347/$AS348","v":{"$error":"#DIV/0!"}},"暖房COP","σw"]
[null,null,"暖房COP比",{"$f":"$D349/$Q349","v":{"$error":"#DIV/0!"}},{"$f":"$E349/$Q349","v":{"$error":"#DIV/0!"}},{"$f":"$F349/$Q349","v":{"$error":"#DIV/0!"}},{"$f":"$G349/$Q349","v":{"$error":"#DIV/0!"}},{"$f":"$H349/$Q349","v":{"$error":"#DIV/0!"}},{"$f":"$I349/$Q349","v":{"$error":"#DIV/0!"}},{"$f":"$J349/$Q349","v":{"$error":"#DIV/0!"}},{"$f":"$K349/$Q349","v":{"$error":"#DIV/0!"}},{"$f":"$L349/$Q349","v":{"$error":"#DIV/0!"}},{"$f":"$M349/$Q349","v":{"$error":"#DIV/0!"}},{"$f":"$N349/$Q349","v":{"$error":"#DIV/0!"}},{"$f":"$O349/$Q349","v":{"$error":"#DIV/0!"}},{"$f":"$P349/$Q349","v":{"$error":"#DIV/0!"}},{"$f":"$Q349/$Q349","v":{"$error":"#DIV/0!"}},{"$f":"$R349/$Q349","v":{"$error":"#DIV/0!"}},{"$f":"$S349/$Q349","v":{"$error":"#DIV/0!"}},{"$f":"$T349/$Q349","v":{"$error":"#DIV/0!"}},{"$f":"$U349/$Q349","v":{"$error":"#DIV/0!"}},{"$f":"$V349/$Q349","v":{"$error":"#DIV/0!"}},{"$f":"$W349/$Q349","v":{"$error":"#DIV/0!"}},{"$f":"$X349/$Q349","v":{"$error":"#DIV/0!"}},{"$f":"$Y349/$Q349","v":{"$error":"#DIV/0!"}},{"$f":"$Z349/$Q349","v":{"$error":"#DIV/0!"}},{"$f":"$AA349/$Q349","v":{"$error":"#DIV/0!"}},{"$f":"$AB349/$Q349","v":{"$error":"#DIV/0!"}},{"$f":"$AC349/$Q349","v":{"$error":"#DIV/0!"}},{"$f":"$AD349/$Q349","v":{"$error":"#DIV/0!"}},{"$f":"$AE349/$Q349","v":{"$error":"#DIV/0!"}},{"$f":"$AF349/$Q349","v":{"$error":"#DIV/0!"}},{"$f":"$AG349/$Q349","v":{"$error":"#DIV/0!"}},{"$f":"$AH349/$Q349","v":{"$error":"#DIV/0!"}},{"$f":"$AI349/$Q349","v":{"$error":"#DIV/0!"}},{"$f":"$AJ349/$Q349","v":{"$error":"#DIV/0!"}},{"$f":"$AK349/$Q349","v":{"$error":"#DIV/0!"}},{"$f":"$AL349/$Q349","v":{"$error":"#DIV/0!"}},{"$f":"$AM349/$Q349","v":{"$error":"#DIV/0!"}},{"$f":"$AN349/$Q349","v":{"$error":"#DIV/0!"}},{"$f":"$AO349/$Q349","v":{"$error":"#DIV/0!"}},{"$f":"$AP349/$Q349","v":{"$error":"#DIV/0!"}},{"$f":"$AQ349/$Q349","v":{"$error":"#DIV/0!"}},{"$f":"$AR349/$Q349","v":{"$error":"#DIV/0!"}},{"$f":"$AS349/$Q349","v":{"$error":"#DIV/0!"}},"暖房COP比","βw"]
[null,null,"Σ",{"$f":"$D$301*$D346","v":{"$error":"#DIV/0!"}},{"$f":"$E$301*$E346","v":{"$error":"#DIV/0!"}},{"$f":"$F$301*$F346","v":{"$error":"#DIV/0!"}},{"$f":"$G$301*$G346","v":{"$error":"#DIV/0!"}},{"$f":"$H$301*$H346","v":{"$error":"#DIV/0!"}},{"$f":"$I$301*$I346","v":{"$error":"#DIV/0!"}},{"$f":"$J$301*$J346","v":{"$error":"#DIV/0!"}},{"$f":"$K$301*$K346","v":{"$error":"#DIV/0!"}},{"$f":"$L$301*$L346","v":{"$error":"#DIV/0!"}},{"$f":"$M$301*$M346","v":{"$error":"#DIV/0!"}},{"$f":"$N$301*$N346","v":{"$error":"#DIV/0!"}},{"$f":"$O$301*$O346","v":{"$error":"#DIV/0!"}},{"$f":"$P$301*$P346","v":{"$error":"#DIV/0!"}},{"$f":"$Q$301*$Q346","v":{"$error":"#DIV/0!"}},{"$f":"$R$301*$R346","v":{"$error":"#DIV/0!"}},{"$f":"$S$301*$S346","v":{"$error":"#DIV/0!"}},{"$f":"$T$301*$T346","v":{"$error":"#DIV/0!"}},{"$f":"$U$301*$U346","v":{"$error":"#DIV/0!"}},{"$f":"$V$301*$V346","v":{"$error":"#DIV/0!"}},{"$f":"$W$301*$W346","v":{"$error":"#DIV/0!"}},{"$f":"$X$301*$X346","v":{"$error":"#DIV/0!"}},{"$f":"$Y$301*$Y346","v":{"$error":"#DIV/0!"}},{"$f":"$Z$301*$Z346","v":{"$error":"#DIV/0!"}},{"$f":"$AA$301*$AA346","v":{"$error":"#DIV/0!"}},{"$f":"$AB$301*$AB346","v":{"$error":"#DIV/0!"}},{"$f":"$AC$301*$AC346","v":{"$error":"#DIV/0!"}},{"$f":"$AD$301*$AD346","v":{"$error":"#DIV/0!"}},{"$f":"$AE$301*$AE346","v":{"$error":"#DIV/0!"}},{"$f":"$AF$301*$AF346","v":{"$error":"#DIV/0!"}},{"$f":"$AG$301*$AG346","v":{"$error":"#DIV/0!"}},{"$f":"$AH$301*$AH346","v":{"$error":"#DIV/0!"}},{"$f":"$AI$301*$AI346","v":{"$error":"#DIV/0!"}},{"$f":"$AJ$301*$AJ346","v":{"$error":"#DIV/0!"}},{"$f":"$AK$301*$AK346","v":{"$error":"#DIV/0!"}},{"$f":"$AL$301*$AL346","v":{"$error":"#DIV/0!"}},{"$f":"$AM$301*$AM346","v":{"$error":"#DIV/0!"}},{"$f":"$AN$301*$AN346","v":{"$error":"#DIV/0!"}},{"$f":"$AO$301*$AO346","v":{"$error":"#DIV/0!"}},{"$f":"$AP$301*$AP346","v":{"$error":"#DIV/0!"}},{"$f":"$AQ$301*$AQ346","v":{"$error":"#DIV/0!"}},{"$f":"$AR$301*$AR346","v":{"$error":"#DIV/0!"}},{"$f":"$AS$301*$AS346","v":{"$error":"#DIV/0!"}},{"$f":"SUM($D351:$AS351)","v":{"$error":"#DIV/0!"}},"Σ"]
[null,"前9","暖房時消費電力比",{"$f":"$D$302/$D356","v":{"$error":"#DIV/0!"}},{"$f":"$E$302/$E356","v":{"$error":"#DIV/0!"}},{"$f":"$F$302/$F356","v":{"$error":"#DIV/0!"}},{"$f":"$G$302/$G356","v":{"$error":"#DIV/0!"}},{"$f":"$H$302/$H356","v":{"$error":"#DIV/0!"}},{"$f":"$I$302/$I356","v":{"$error":"#DIV/0!"}},{"$f":"$J$302/$J356","v":{"$error":"#DIV/0!"}},{"$f":"$K$302/$K356","v":{"$error":"#DIV/0!"}},{"$f":"$L$302/$L356","v":{"$error":"#DIV/0!"}},{"$f":"$M$302/$M356","v":{"$error":"#DIV/0!"}},{"$f":"$N$302/$N356","v":{"$error":"#DIV/0!"}},{"$f":"$O$302/$O356","v":{"$error":"#DIV/0!"}},{"$f":"$P$302/$P356","v":{"$error":"#DIV/0!"}},{"$f":"$Q$302/$Q356","v":{"$error":"#DIV/0!"}},{"$f":"$R$302/$R356","v":{"$error":"#DIV/0!"}},{"$f":"$S$302/$S356","v":{"$error":"#DIV/0!"}},{"$f":"$T$302/$T356","v":{"$error":"#DIV/0!"}},{"$f":"$U$302/$U356","v":{"$error":"#DIV/0!"}},{"$f":"$V$302/$V356","v":{"$error":"#DIV/0!"}},{"$f":"$W$302/$W356","v":{"$error":"#DIV/0!"}},{"$f":"$X$302/$X356","v":{"$error":"#DIV/0!"}},{"$f":"$Y$302/$Y356","v":{"$error":"#DIV/0!"}},{"$f":"$Z$302/$Z356","v":{"$error":"#DIV/0!"}},{"$f":"$AA$302/$AA356","v":{"$error":"#DIV/0!"}},{"$f":"$AB$302/$AB356","v":{"$error":"#DIV/0!"}},{"$f":"$AC$302/$AC356","v":{"$error":"#DIV/0!"}},{"$f":"$AD$302/$AD356","v":{"$error":"#DIV/0!"}},{"$f":"$AE$302/$AE356","v":{"$error":"#DIV/0!"}},{"$f":"$AF$302/$AF356","v":{"$error":"#DIV/0!"}},{"$f":"$AG$302/$AG356","v":{"$error":"#DIV/0!"}},{"$f":"$AH$302/$AH356","v":{"$error":"#DIV/0!"}},{"$f":"$AI$302/$AI356","v":{"$error":"#DIV/0!"}},{"$f":"$AJ$302/$AJ356","v":{"$error":"#DIV/0!"}},{"$f":"$AK$302/$AK356","v":{"$error":"#DIV/0!"}},{"$f":"$AL$302/$AL356","v":{"$error":"#DIV/0!"}},{"$f":"$AM$302/$AM356","v":{"$error":"#DIV/0!"}},{"$f":"$AN$302/$AN356","v":{"$error":"#DIV/0!"}},{"$f":"$AO$302/$AO356","v":{"$error":"#DIV/0!"}},{"$f":"$AP$302/$AP356","v":{"$error":"#DIV/0!"}},{"$f":"$AQ$302/$AQ356","v":{"$error":"#DIV/0!"}},{"$f":"$AR$302/$AR356","v":{"$error":"#DIV/0!"}},{"$f":"$AS$302/$AS356","v":{"$error":"#DIV/0!"}},"暖房時消費電力比","εw"]
[null,null,"暖房能力",{"$f":"($Y$32-0.64*$Y$32)/14*($D$288-7)+$Y$32","v":0},{"$f":"($Y$32-0.64*$Y$32)/14*($E$288-7)+$Y$32","v":0},{"$f":"($Y$32-0.64*$Y$32)/14*($F$288-7)+$Y$32","v":0},{"$f":"($Y$32-0.64*$Y$32)/14*($G$288-7)+$Y$32","v":0},{"$f":"($Y$32-0.64*$Y$32)/14*($H$288-7)+$Y$32","v":0},{"$f":"($Y$32-0.64*$Y$32)/14*($I$288-7)+$Y$32","v":0},{"$f":"($Y$32-0.64*$Y$32)/14*($J$288-7)+$Y$32","v":0},{"$f":"($Y$32-0.64*$Y$32)/14*($K$288-7)+$Y$32","v":0},{"$f":"($Y$32-0.64*$Y$32)/14*($L$288-7)+$Y$32","v":0},{"$f":"($Y$32-0.64*$Y$32)/14*($M$288-7)+$Y$32","v":0},{"$f":"($Y$32-0.64*$Y$32)/14*($N$288-7)+$Y$32","v":0},{"$f":"($Y$32-0.64*$Y$32)/14*($O$288-7)+$Y$32","v":0},{"$f":"($Y$32-0.64*$Y$32)/14*($P$288-7)+$Y$32","v":0},{"$f":"($Y$32-0.64*$Y$32)/14*($Q$288-7)+$Y$32","v":0},{"$f":"($Y$32-0.64*$Y$32)/14*($R$288-7)+$Y$32","v":0},{"$f":"($Y$32-0.64*$Y$32)/14*($S$288-7)+$Y$32","v":0},{"$f":"($Y$32-0.64*$Y$32)/14*($T$288-7)+$Y$32","v":0},{"$f":"($Y$32-0.64*$Y$32)/14*($U$288-7)+$Y$32","v":0},{"$f":"($Y$32-0.64*$Y$32)/14*($V$288-7)+$Y$32","v":0},{"$f":"($Y$32-0.64*$Y$32)/14*($W$288-7)+$Y$32","v":0},{"$f":"($Y$32-0.64*$Y$32)/14*($X$288-7)+$Y$32","v":0},{"$f":"($Y$32-0.64*$Y$32)/14*($Y$288-7)+$Y$32","v":0},{"$f":"($Y$32-0.64*$Y$32)/14*($Z$288-7)+$Y$32","v":0},{"$f":"($Y$32-0.64*$Y$32)/14*($AA$288-7)+$Y$32","v":0},{"$f":"($Y$32-0.64*$Y$32)/14*($AB$288-7)+$Y$32","v":0},{"$f":"($Y$32-0.64*$Y$32)/14*($AC$288-7)+$Y$32","v":0},{"$f":"($Y$32-0.64*$Y$32)/14*($AD$288-7)+$Y$32","v":0},{"$f":"($Y$32-0.64*$Y$32)/14*($AE$288-7)+$Y$32","v":0},{"$f":"($Y$32-0.64*$Y$32)/14*($AF$288-7)+$Y$32","v":0},{"$f":"($Y$32-0.64*$Y$32)/14*($AG$288-7)+$Y$32","v":0},{"$f":"($Y$32-0.64*$Y$32)/14*($AH$288-7)+$Y$32","v":0},{"$f":"($Y$32-0.64*$Y$32)/14*($AI$288-7)+$Y$32","v":0},{"$f":"($Y$32-0.64*$Y$32)/14*($AJ$288-7)+$Y$32","v":0},{"$f":"($Y$32-0.64*$Y$32)/14*($AK$288-7)+$Y$32","v":0},{"$f":"($Y$32-0.64*$Y$32)/14*($AL$288-7)+$Y$32","v":0},{"$f":"($Y$32-0.64*$Y$32)/14*($AM$288-7)+$Y$32","v":0},{"$f":"($Y$32-0.64*$Y$32)/14*($AN$288-7)+$Y$32","v":0},{"$f":"($Y$32-0.64*$Y$32)/14*($AO$288-7)+$Y$32","v":0},{"$f":"($Y$32-0.64*$Y$32)/14*($AP$288-7)+$Y$32","v":0},{"$f":"($Y$32-0.64*$Y$32)/14*($AQ$288-7)+$Y$32","v":0},{"$f":"($Y$32-0.64*$Y$32)/14*($AR$288-7)+$Y$32","v":0},{"$f":"($Y$32-0.64*$Y$32)/14*($AS$288-7)+$Y$32","v":0},"暖房能力","Φw"]
[null,null,"暖房消費電力",{"$f":"($Y$33-0.82*$Y$33)/14*($D$288-7)+$Y$33","v":0},{"$f":"($Y$33-0.82*$Y$33)/14*($E$288-7)+$Y$33","v":0},{"$f":"($Y$33-0.82*$Y$33)/14*($F$288-7)+$Y$33","v":0},{"$f":"($Y$33-0.82*$Y$33)/14*($G$288-7)+$Y$33","v":0},{"$f":"($Y$33-0.82*$Y$33)/14*($H$288-7)+$Y$33","v":0},{"$f":"($Y$33-0.82*$Y$33)/14*($I$288-7)+$Y$33","v":0},{"$f":"($Y$33-0.82*$Y$33)/14*($J$288-7)+$Y$33","v":0},{"$f":"($Y$33-0.82*$Y$33)/14*($K$288-7)+$Y$33","v":0},{"$f":"($Y$33-0.82*$Y$33)/14*($L$288-7)+$Y$33","v":0},{"$f":"($Y$33-0.82*$Y$33)/14*($M$288-7)+$Y$33","v":0},{"$f":"($Y$33-0.82*$Y$33)/14*($N$288-7)+$Y$33","v":0},{"$f":"($Y$33-0.82*$Y$33)/14*($O$288-7)+$Y$33","v":0},{"$f":"($Y$33-0.82*$Y$33)/14*($P$288-7)+$Y$33","v":0},{"$f":"($Y$33-0.82*$Y$33)/14*($Q$288-7)+$Y$33","v":0},{"$f":"($Y$33-0.82*$Y$33)/14*($R$288-7)+$Y$33","v":0},{"$f":"($Y$33-0.82*$Y$33)/14*($S$288-7)+$Y$33","v":0},{"$f":"($Y$33-0.82*$Y$33)/14*($T$288-7)+$Y$33","v":0},{"$f":"($Y$33-0.82*$Y$33)/14*($U$288-7)+$Y$33","v":0},{"$f":"($Y$33-0.82*$Y$33)/14*($V$288-7)+$Y$33","v":0},{"$f":"($Y$33-0.82*$Y$33)/14*($W$288-7)+$Y$33","v":0},{"$f":"($Y$33-0.82*$Y$33)/14*($X$288-7)+$Y$33","v":0},{"$f":"($Y$33-0.82*$Y$33)/14*($Y$288-7)+$Y$33","v":0},{"$f":"($Y$33-0.82*$Y$33)/14*($Z$288-7)+$Y$33","v":0},{"$f":"($Y$33-0.82*$Y$33)/14*($AA$288-7)+$Y$33","v":0},{"$f":"($Y$33-0.82*$Y$33)/14*($AB$288-7)+$Y$33","v":0},{"$f":"($Y$33-0.82*$Y$33)/14*($AC$288-7)+$Y$33","v":0},{"$f":"($Y$33-0.82*$Y$33)/14*($AD$288-7)+$Y$33","v":0},{"$f":"($Y$33-0.82*$Y$33)/14*($AE$288-7)+$Y$33","v":0},{"$f":"($Y$33-0.82*$Y$33)/14*($AF$288-7)+$Y$33","v":0},{"$f":"($Y$33-0.82*$Y$33)/14*($AG$288-7)+$Y$33","v":0},{"$f":"($Y$33-0.82*$Y$33)/14*($AH$288-7)+$Y$33","v":0},{"$f":"($Y$33-0.82*$Y$33)/14*($AI$288-7)+$Y$33","v":0},{"$f":"($Y$33-0.82*$Y$33)/14*($AJ$288-7)+$Y$33","v":0},{"$f":"($Y$33-0.82*$Y$33)/14*($AK$288-7)+$Y$33","v":0},{"$f":"($Y$33-0.82*$Y$33)/14*($AL$288-7)+$Y$33","v":0},{"$f":"($Y$33-0.82*$Y$33)/14*($AM$288-7)+$Y$33","v":0},{"$f":"($Y$33-0.82*$Y$33)/14*($AN$288-7)+$Y$33","v":0},{"$f":"($Y$33-0.82*$Y$33)/14*($AO$288-7)+$Y$33","v":0},{"$f":"($Y$33-0.82*$Y$33)/14*($AP$288-7)+$Y$33","v":0},{"$f":"($Y$33-0.82*$Y$33)/14*($AQ$288-7)+$Y$33","v":0},{"$f":"($Y$33-0.82*$Y$33)/14*($AR$288-7)+$Y$33","v":0},{"$f":"($Y$33-0.82*$Y$33)/14*($AS$288-7)+$Y$33","v":0},"消費電力","Pw"]
[null,null,"暖房COP",{"$f":"($D353/1.12)/($D354/1.06)","v":{"$error":"#DIV/0!"}},{"$f":"($E353/1.12)/($E354/1.06)","v":{"$error":"#DIV/0!"}},{"$f":"($F353/1.12)/($F354/1.06)","v":{"$error":"#DIV/0!"}},{"$f":"($G353/1.12)/($G354/1.06)","v":{"$error":"#DIV/0!"}},{"$f":"($H353/1.12)/($H354/1.06)","v":{"$error":"#DIV/0!"}},{"$f":"($I353/1.12)/($I354/1.06)","v":{"$error":"#DIV/0!"}},{"$f":"($J353/1.12)/($J354/1.06)","v":{"$error":"#DIV/0!"}},{"$f":"($K353/1.12)/($K354/1.06)","v":{"$error":"#DIV/0!"}},{"$f":"($L353/1.12)/($L354/1.06)","v":{"$error":"#DIV/0!"}},{"$f":"($M353/1.12)/($M354/1.06)","v":{"$error":"#DIV/0!"}},{"$f":"($N353/1.12)/($N354/1.06)","v":{"$error":"#DIV/0!"}},{"$f":"(O$353/1.12)/($O354/1.06)","v":{"$error":"#DIV/0!"}},{"$f":"$P353/$P354","v":{"$error":"#DIV/0!"}},{"$f":"$Q353/$Q354","v":{"$error":"#DIV/0!"}},{"$f":"$R353/$R354","v":{"$error":"#DIV/0!"}},{"$f":"$S353/$S354","v":{"$error":"#DIV/0!"}},{"$f":"$T353/$T354","v":{"$error":"#DIV/0!"}},{"$f":"$U353/$U354","v":{"$error":"#DIV/0!"}},{"$f":"$V353/$V354","v":{"$error":"#DIV/0!"}},{"$f":"$W353/$W354","v":{"$error":"#DIV/0!"}},{"$f":"$X353/$X354","v":{"$error":"#DIV/0!"}},{"$f":"$Y353/$Y354","v":{"$error":"#DIV/0!"}},{"$f":"$Z353/$Z354","v":{"$error":"#DIV/0!"}},{"$f":"$AA353/$AA354","v":{"$error":"#DIV/0!"}},{"$f":"$AB353/$AB354","v":{"$error":"#DIV/0!"}},{"$f":"$AC353/$AC354","v":{"$error":"#DIV/0!"}},{"$f":"$AD353/$AD354","v":{"$error":"#DIV/0!"}},{"$f":"$AE353/$AE354","v":{"$error":"#DIV/0!"}},{"$f":"$AF353/$AF354","v":{"$error":"#DIV/0!"}},{"$f":"$AG353/$AG354","v":{"$error":"#DIV/0!"}},{"$f":"$AH353/$AH354","v":{"$error":"#DIV/0!"}},{"$f":"$AI353/$AI354","v":{"$error":"#DIV/0!"}},{"$f":"$AJ353/$AJ354","v":{"$error":"#DIV/0!"}},{"$f":"$AK353/$AK354","v":{"$error":"#DIV/0!"}},{"$f":"$AL353/$AL354","v":{"$error":"#DIV/0!"}},{"$f":"$AM353/$AM354","v":{"$error":"#DIV/0!"}},{"$f":"$AN353/$AN354","v":{"$error":"#DIV/0!"}},{"$f":"$AO353/$AO354","v":{"$error":"#DIV/0!"}},{"$f":"$AP353/$AP354","v":{"$error":"#DIV/0!"}},{"$f":"$AQ353/$AQ354","v":{"$error":"#DIV/0!"}},{"$f":"$AR353/$AR354","v":{"$error":"#DIV/0!"}},{"$f":"$AS353/$AS354","v":{"$error":"#DIV/0!"}},"暖房COP","σw"]
[null,null,"暖房COP比",{"$f":"$D355/$Q355","v":{"$error":"#DIV/0!"}},{"$f":"$E355/$Q355","v":{"$error":"#DIV/0!"}},{"$f":"$F355/$Q355","v":{"$error":"#DIV/0!"}},{"$f":"$G355/$Q355","v":{"$error":"#DIV/0!"}},{"$f":"$H355/$Q355","v":{"$error":"#DIV/0!"}},{"$f":"$I355/$Q355","v":{"$error":"#DIV/0!"}},{"$f":"$J355/$Q355","v":{"$error":"#DIV/0!"}},{"$f":"$K355/$Q355","v":{"$error":"#DIV/0!"}},{"$f":"$L355/$Q355","v":{"$error":"#DIV/0!"}},{"$f":"$M355/$Q355","v":{"$error":"#DIV/0!"}},{"$f":"$N355/$Q355","v":{"$error":"#DIV/0!"}},{"$f":"$O355/$Q355","v":{"$error":"#DIV/0!"}},{"$f":"$P355/$Q355","v":{"$error":"#DIV/0!"}},{"$f":"$Q355/$Q355","v":{"$error":"#DIV/0!"}},{"$f":"$R355/$Q355","v":{"$error":"#DIV/0!"}},{"$f":"$S355/$Q355","v":{"$error":"#DIV/0!"}},{"$f":"$T355/$Q355","v":{"$error":"#DIV/0!"}},{"$f":"$U355/$Q355","v":{"$error":"#DIV/0!"}},{"$f":"$V355/$Q355","v":{"$error":"#DIV/0!"}},{"$f":"$W355/$Q355","v":{"$error":"#DIV/0!"}},{"$f":"$X355/$Q355","v":{"$error":"#DIV/0!"}},{"$f":"$Y355/$Q355","v":{"$error":"#DIV/0!"}},{"$f":"$Z355/$Q355","v":{"$error":"#DIV/0!"}},{"$f":"$AA355/$Q355","v":{"$error":"#DIV/0!"}},{"$f":"$AB355/$Q355","v":{"$error":"#DIV/0!"}},{"$f":"$AC355/$Q355","v":{"$error":"#DIV/0!"}},{"$f":"$AD355/$Q355","v":{"$error":"#DIV/0!"}},{"$f":"$AE355/$Q355","v":{"$error":"#DIV/0!"}},{"$f":"$AF355/$Q355","v":{"$error":"#DIV/0!"}},{"$f":"$AG355/$Q355","v":{"$error":"#DIV/0!"}},{"$f":"$AH355/$Q355","v":{"$error":"#DIV/0!"}},{"$f":"$AI355/$Q355","v":{"$error":"#DIV/0!"}},{"$f":"$AJ355/$Q355","v":{"$error":"#DIV/0!"}},{"$f":"$AK355/$Q355","v":{"$error":"#DIV/0!"}},{"$f":"$AL355/$Q355","v":{"$error":"#DIV/0!"}},{"$f":"$AM355/$Q355","v":{"$error":"#DIV/0!"}},{"$f":"$AN355/$Q355","v":{"$error":"#DIV/0!"}},{"$f":"$AO355/$Q355","v":{"$error":"#DIV/0!"}},{"$f":"$AP355/$Q355","v":{"$error":"#DIV/0!"}},{"$f":"$AQ355/$Q355","v":{"$error":"#DIV/0!"}},{"$f":"$AR355/$Q355","v":{"$error":"#DIV/0!"}},{"$f":"$AS355/$Q355","v":{"$error":"#DIV/0!"}},"暖房COP比","βw"]
[null,null,"Σ",{"$f":"$D$301*$D352","v":{"$error":"#DIV/0!"}},{"$f":"$E$301*$E352","v":{"$error":"#DIV/0!"}},{"$f":"$F$301*$F352","v":{"$error":"#DIV/0!"}},{"$f":"$G$301*$G352","v":{"$error":"#DIV/0!"}},{"$f":"$H$301*$H352","v":{"$error":"#DIV/0!"}},{"$f":"$I$301*$I352","v":{"$error":"#DIV/0!"}},{"$f":"$J$301*$J352","v":{"$error":"#DIV/0!"}},{"$f":"$K$301*$K352","v":{"$error":"#DIV/0!"}},{"$f":"$L$301*$L352","v":{"$error":"#DIV/0!"}},{"$f":"$M$301*$M352","v":{"$error":"#DIV/0!"}},{"$f":"$N$301*$N352","v":{"$error":"#DIV/0!"}},{"$f":"$O$301*$O352","v":{"$error":"#DIV/0!"}},{"$f":"$P$301*$P352","v":{"$error":"#DIV/0!"}},{"$f":"$Q$301*$Q352","v":{"$error":"#DIV/0!"}},{"$f":"$R$301*$R352","v":{"$error":"#DIV/0!"}},{"$f":"$S$301*$S352","v":{"$error":"#DIV/0!"}},{"$f":"$T$301*$T352","v":{"$error":"#DIV/0!"}},{"$f":"$U$301*$U352","v":{"$error":"#DIV/0!"}},{"$f":"$V$301*$V352","v":{"$error":"#DIV/0!"}},{"$f":"$W$301*$W352","v":{"$error":"#DIV/0!"}},{"$f":"$X$301*$X352","v":{"$error":"#DIV/0!"}},{"$f":"$Y$301*$Y352","v":{"$error":"#DIV/0!"}},{"$f":"$Z$301*$Z352","v":{"$error":"#DIV/0!"}},{"$f":"$AA$301*$AA352","v":{"$error":"#DIV/0!"}},{"$f":"$AB$301*$AB352","v":{"$error":"#DIV/0!"}},{"$f":"$AC$301*$AC352","v":{"$error":"#DIV/0!"}},{"$f":"$AD$301*$AD352","v":{"$error":"#DIV/0!"}},{"$f":"$AE$301*$AE352","v":{"$error":"#DIV/0!"}},{"$f":"$AF$301*$AF352","v":{"$error":"#DIV/0!"}},{"$f":"$AG$301*$AG352","v":{"$error":"#DIV/0!"}},{"$f":"$AH$301*$AH352","v":{"$error":"#DIV/0!"}},{"$f":"$AI$301*$AI352","v":{"$error":"#DIV/0!"}},{"$f":"$AJ$301*$AJ352","v":{"$error":"#DIV/0!"}},{"$f":"$AK$301*$AK352","v":{"$error":"#DIV/0!"}},{"$f":"$AL$301*$AL352","v":{"$error":"#DIV/0!"}},{"$f":"$AM$301*$AM352","v":{"$error":"#DIV/0!"}},{"$f":"$AN$301*$AN352","v":{"$error":"#DIV/0!"}},{"$f":"$AO$301*$AO352","v":{"$error":"#DIV/0!"}},{"$f":"$AP$301*$AP352","v":{"$error":"#DIV/0!"}},{"$f":"$AQ$301*$AQ352","v":{"$error":"#DIV/0!"}},{"$f":"$AR$301*$AR352","v":{"$error":"#DIV/0!"}},{"$f":"$AS$301*$AS352","v":{"$error":"#DIV/0!"}},{"$f":"SUM($D357:$AS357)","v":{"$error":"#DIV/0!"}},"Σ"]
[null,"前10","暖房時消費電力比",{"$f":"$D$302/$D362","v":{"$error":"#DIV/0!"}},{"$f":"$E$302/$E362","v":{"$error":"#DIV/0!"}},{"$f":"$F$302/$F362","v":{"$error":"#DIV/0!"}},{"$f":"$G$302/$G362","v":{"$error":"#DIV/0!"}},{"$f":"$H$302/$H362","v":{"$error":"#DIV/0!"}},{"$f":"$I$302/$I362","v":{"$error":"#DIV/0!"}},{"$f":"$J$302/$J362","v":{"$error":"#DIV/0!"}},{"$f":"$K$302/$K362","v":{"$error":"#DIV/0!"}},{"$f":"$L$302/$L362","v":{"$error":"#DIV/0!"}},{"$f":"$M$302/$M362","v":{"$error":"#DIV/0!"}},{"$f":"$N$302/$N362","v":{"$error":"#DIV/0!"}},{"$f":"$O$302/$O362","v":{"$error":"#DIV/0!"}},{"$f":"$P$302/$P362","v":{"$error":"#DIV/0!"}},{"$f":"$Q$302/$Q362","v":{"$error":"#DIV/0!"}},{"$f":"$R$302/$R362","v":{"$error":"#DIV/0!"}},{"$f":"$S$302/$S362","v":{"$error":"#DIV/0!"}},{"$f":"$T$302/$T362","v":{"$error":"#DIV/0!"}},{"$f":"$U$302/$U362","v":{"$error":"#DIV/0!"}},{"$f":"$V$302/$V362","v":{"$error":"#DIV/0!"}},{"$f":"$W$302/$W362","v":{"$error":"#DIV/0!"}},{"$f":"$X$302/$X362","v":{"$error":"#DIV/0!"}},{"$f":"$Y$302/$Y362","v":{"$error":"#DIV/0!"}},{"$f":"$Z$302/$Z362","v":{"$error":"#DIV/0!"}},{"$f":"$AA$302/$AA362","v":{"$error":"#DIV/0!"}},{"$f":"$AB$302/$AB362","v":{"$error":"#DIV/0!"}},{"$f":"$AC$302/$AC362","v":{"$error":"#DIV/0!"}},{"$f":"$AD$302/$AD362","v":{"$error":"#DIV/0!"}},{"$f":"$AE$302/$AE362","v":{"$error":"#DIV/0!"}},{"$f":"$AF$302/$AF362","v":{"$error":"#DIV/0!"}},{"$f":"$AG$302/$AG362","v":{"$error":"#DIV/0!"}},{"$f":"$AH$302/$AH362","v":{"$error":"#DIV/0!"}},{"$f":"$AI$302/$AI362","v":{"$error":"#DIV/0!"}},{"$f":"$AJ$302/$AJ362","v":{"$error":"#DIV/0!"}},{"$f":"$AK$302/$AK362","v":{"$error":"#DIV/0!"}},{"$f":"$AL$302/$AL362","v":{"$error":"#DIV/0!"}},{"$f":"$AM$302/$AM362","v":{"$error":"#DIV/0!"}},{"$f":"$AN$302/$AN362","v":{"$error":"#DIV/0!"}},{"$f":"$AO$302/$AO362","v":{"$error":"#DIV/0!"}},{"$f":"$AP$302/$AP362","v":{"$error":"#DIV/0!"}},{"$f":"$AQ$302/$AQ362","v":{"$error":"#DIV/0!"}},{"$f":"$AR$302/$AR362","v":{"$error":"#DIV/0!"}},{"$f":"$AS$302/$AS362","v":{"$error":"#DIV/0!"}},"暖房時消費電力比","εw"]
[null,null,"暖房能力",{"$f":"($Z$32-0.64*$Z$32)/14*($D$288-7)+$Z$32","v":0},{"$f":"($Z$32-0.64*$Z$32)/14*($E$288-7)+$Z$32","v":0},{"$f":"($Z$32-0.64*$Z$32)/14*($F$288-7)+$Z$32","v":0},{"$f":"($Z$32-0.64*$Z$32)/14*($G$288-7)+$Z$32","v":0},{"$f":"($Z$32-0.64*$Z$32)/14*($H$288-7)+$Z$32","v":0},{"$f":"($Z$32-0.64*$Z$32)/14*($I$288-7)+$Z$32","v":0},{"$f":"($Z$32-0.64*$Z$32)/14*($J$288-7)+$Z$32","v":0},{"$f":"($Z$32-0.64*$Z$32)/14*($K$288-7)+$Z$32","v":0},{"$f":"($Z$32-0.64*$Z$32)/14*($L$288-7)+$Z$32","v":0},{"$f":"($Z$32-0.64*$Z$32)/14*($M$288-7)+$Z$32","v":0},{"$f":"($Z$32-0.64*$Z$32)/14*($N$288-7)+$Z$32","v":0},{"$f":"($Z$32-0.64*$Z$32)/14*($O$288-7)+$Z$32","v":0},{"$f":"($Z$32-0.64*$Z$32)/14*($P$288-7)+$Z$32","v":0},{"$f":"($Z$32-0.64*$Z$32)/14*($Q$288-7)+$Z$32","v":0},{"$f":"($Z$32-0.64*$Z$32)/14*($R$288-7)+$Z$32","v":0},{"$f":"($Z$32-0.64*$Z$32)/14*($S$288-7)+$Z$32","v":0},{"$f":"($Z$32-0.64*$Z$32)/14*($T$288-7)+$Z$32","v":0},{"$f":"($Z$32-0.64*$Z$32)/14*($U$288-7)+$Z$32","v":0},{"$f":"($Z$32-0.64*$Z$32)/14*($V$288-7)+$Z$32","v":0},{"$f":"($Z$32-0.64*$Z$32)/14*($W$288-7)+$Z$32","v":0},{"$f":"($Z$32-0.64*$Z$32)/14*($X$288-7)+$Z$32","v":0},{"$f":"($Z$32-0.64*$Z$32)/14*($Y$288-7)+$Z$32","v":0},{"$f":"($Z$32-0.64*$Z$32)/14*($Z$288-7)+$Z$32","v":0},{"$f":"($Z$32-0.64*$Z$32)/14*($AA$288-7)+$Z$32","v":0},{"$f":"($Z$32-0.64*$Z$32)/14*($AB$288-7)+$Z$32","v":0},{"$f":"($Z$32-0.64*$Z$32)/14*($AC$288-7)+$Z$32","v":0},{"$f":"($Z$32-0.64*$Z$32)/14*($AD$288-7)+$Z$32","v":0},{"$f":"($Z$32-0.64*$Z$32)/14*($AE$288-7)+$Z$32","v":0},{"$f":"($Z$32-0.64*$Z$32)/14*($AF$288-7)+$Z$32","v":0},{"$f":"($Z$32-0.64*$Z$32)/14*($AG$288-7)+$Z$32","v":0},{"$f":"($Z$32-0.64*$Z$32)/14*($AH$288-7)+$Z$32","v":0},{"$f":"($Z$32-0.64*$Z$32)/14*($AI$288-7)+$Z$32","v":0},{"$f":"($Z$32-0.64*$Z$32)/14*($AJ$288-7)+$Z$32","v":0},{"$f":"($Z$32-0.64*$Z$32)/14*($AK$288-7)+$Z$32","v":0},{"$f":"($Z$32-0.64*$Z$32)/14*($AL$288-7)+$Z$32","v":0},{"$f":"($Z$32-0.64*$Z$32)/14*($AM$288-7)+$Z$32","v":0},{"$f":"($Z$32-0.64*$Z$32)/14*($AN$288-7)+$Z$32","v":0},{"$f":"($Z$32-0.64*$Z$32)/14*($AO$288-7)+$Z$32","v":0},{"$f":"($Z$32-0.64*$Z$32)/14*($AP$288-7)+$Z$32","v":0},{"$f":"($Z$32-0.64*$Z$32)/14*($AQ$288-7)+$Z$32","v":0},{"$f":"($Z$32-0.64*$Z$32)/14*($AR$288-7)+$Z$32","v":0},{"$f":"($Z$32-0.64*$Z$32)/14*($AS$288-7)+$Z$32","v":0},"暖房能力","Φw"]
[null,null,"暖房消費電力",{"$f":"($Z$33-0.82*$Z$33)/14*($D$288-7)+$Z$33","v":0},{"$f":"($Z$33-0.82*$Z$33)/14*($E$288-7)+$Z$33","v":0},{"$f":"($Z$33-0.82*$Z$33)/14*($F$288-7)+$Z$33","v":0},{"$f":"($Z$33-0.82*$Z$33)/14*($G$288-7)+$Z$33","v":0},{"$f":"($Z$33-0.82*$Z$33)/14*($H$288-7)+$Z$33","v":0},{"$f":"($Z$33-0.82*$Z$33)/14*($I$288-7)+$Z$33","v":0},{"$f":"($Z$33-0.82*$Z$33)/14*($J$288-7)+$Z$33","v":0},{"$f":"($Z$33-0.82*$Z$33)/14*($K$288-7)+$Z$33","v":0},{"$f":"($Z$33-0.82*$Z$33)/14*($L$288-7)+$Z$33","v":0},{"$f":"($Z$33-0.82*$Z$33)/14*($M$288-7)+$Z$33","v":0},{"$f":"($Z$33-0.82*$Z$33)/14*($N$288-7)+$Z$33","v":0},{"$f":"($Z$33-0.82*$Z$33)/14*($O$288-7)+$Z$33","v":0},{"$f":"($Z$33-0.82*$Z$33)/14*($P$288-7)+$Z$33","v":0},{"$f":"($Z$33-0.82*$Z$33)/14*($Q$288-7)+$Z$33","v":0},{"$f":"($Z$33-0.82*$Z$33)/14*($R$288-7)+$Z$33","v":0},{"$f":"($Z$33-0.82*$Z$33)/14*($S$288-7)+$Z$33","v":0},{"$f":"($Z$33-0.82*$Z$33)/14*($T$288-7)+$Z$33","v":0},{"$f":"($Z$33-0.82*$Z$33)/14*($U$288-7)+$Z$33","v":0},{"$f":"($Z$33-0.82*$Z$33)/14*($V$288-7)+$Z$33","v":0},{"$f":"($Z$33-0.82*$Z$33)/14*($W$288-7)+$Z$33","v":0},{"$f":"($Z$33-0.82*$Z$33)/14*($X$288-7)+$Z$33","v":0},{"$f":"($Z$33-0.82*$Z$33)/14*($Y$288-7)+$Z$33","v":0},{"$f":"($Z$33-0.82*$Z$33)/14*($Z$288-7)+$Z$33","v":0},{"$f":"($Z$33-0.82*$Z$33)/14*($AA$288-7)+$Z$33","v":0},{"$f":"($Z$33-0.82*$Z$33)/14*($AB$288-7)+$Z$33","v":0},{"$f":"($Z$33-0.82*$Z$33)/14*($AC$288-7)+$Z$33","v":0},{"$f":"($Z$33-0.82*$Z$33)/14*($AD$288-7)+$Z$33","v":0},{"$f":"($Z$33-0.82*$Z$33)/14*($AE$288-7)+$Z$33","v":0},{"$f":"($Z$33-0.82*$Z$33)/14*($AF$288-7)+$Z$33","v":0},{"$f":"($Z$33-0.82*$Z$33)/14*($AG$288-7)+$Z$33","v":0},{"$f":"($Z$33-0.82*$Z$33)/14*($AH$288-7)+$Z$33","v":0},{"$f":"($Z$33-0.82*$Z$33)/14*($AI$288-7)+$Z$33","v":0},{"$f":"($Z$33-0.82*$Z$33)/14*($AJ$288-7)+$Z$33","v":0},{"$f":"($Z$33-0.82*$Z$33)/14*($AK$288-7)+$Z$33","v":0},{"$f":"($Z$33-0.82*$Z$33)/14*($AL$288-7)+$Z$33","v":0},{"$f":"($Z$33-0.82*$Z$33)/14*($AM$288-7)+$Z$33","v":0},{"$f":"($Z$33-0.82*$Z$33)/14*($AN$288-7)+$Z$33","v":0},{"$f":"($Z$33-0.82*$Z$33)/14*($AO$288-7)+$Z$33","v":0},{"$f":"($Z$33-0.82*$Z$33)/14*($AP$288-7)+$Z$33","v":0},{"$f":"($Z$33-0.82*$Z$33)/14*($AQ$288-7)+$Z$33","v":0},{"$f":"($Z$33-0.82*$Z$33)/14*($AR$288-7)+$Z$33","v":0},{"$f":"($Z$33-0.82*$Z$33)/14*($AS$288-7)+$Z$33","v":0},"消費電力","Pw"]
[null,null,"暖房COP",{"$f":"($D359/1.12)/($D360/1.06)","v":{"$error":"#DIV/0!"}},{"$f":"($E359/1.12)/($E360/1.06)","v":{"$error":"#DIV/0!"}},{"$f":"($F359/1.12)/($F360/1.06)","v":{"$error":"#DIV/0!"}},{"$f":"($G359/1.12)/($G360/1.06)","v":{"$error":"#DIV/0!"}},{"$f":"($H359/1.12)/($H360/1.06)","v":{"$error":"#DIV/0!"}},{"$f":"($I359/1.12)/($I360/1.06)","v":{"$error":"#DIV/0!"}},{"$f":"($J359/1.12)/($J360/1.06)","v":{"$error":"#DIV/0!"}},{"$f":"($K359/1.12)/($K360/1.06)","v":{"$error":"#DIV/0!"}},{"$f":"($L359/1.12)/($L360/1.06)","v":{"$error":"#DIV/0!"}},{"$f":"($M359/1.12)/($M360/1.06)","v":{"$error":"#DIV/0!"}},{"$f":"($N359/1.12)/($N360/1.06)","v":{"$error":"#DIV/0!"}},{"$f":"(O$359/1.12)/($O360/1.06)","v":{"$error":"#DIV/0!"}},{"$f":"$P359/$P360","v":{"$error":"#DIV/0!"}},{"$f":"$Q359/$Q360","v":{"$error":"#DIV/0!"}},{"$f":"$R359/$R360","v":{"$error":"#DIV/0!"}},{"$f":"$S359/$S360","v":{"$error":"#DIV/0!"}},{"$f":"$T359/$T360","v":{"$error":"#DIV/0!"}},{"$f":"$U359/$U360","v":{"$error":"#DIV/0!"}},{"$f":"$V359/$V360","v":{"$error":"#DIV/0!"}},{"$f":"$W359/$W360","v":{"$error":"#DIV/0!"}},{"$f":"$X359/$X360","v":{"$error":"#DIV/0!"}},{"$f":"$Y359/$Y360","v":{"$error":"#DIV/0!"}},{"$f":"$Z359/$Z360","v":{"$error":"#DIV/0!"}},{"$f":"$AA359/$AA360","v":{"$error":"#DIV/0!"}},{"$f":"$AB359/$AB360","v":{"$error":"#DIV/0!"}},{"$f":"$AC359/$AC360","v":{"$error":"#DIV/0!"}},{"$f":"$AD359/$AD360","v":{"$error":"#DIV/0!"}},{"$f":"$AE359/$AE360","v":{"$error":"#DIV/0!"}},{"$f":"$AF359/$AF360","v":{"$error":"#DIV/0!"}},{"$f":"$AG359/$AG360","v":{"$error":"#DIV/0!"}},{"$f":"$AH359/$AH360","v":{"$error":"#DIV/0!"}},{"$f":"$AI359/$AI360","v":{"$error":"#DIV/0!"}},{"$f":"$AJ359/$AJ360","v":{"$error":"#DIV/0!"}},{"$f":"$AK359/$AK360","v":{"$error":"#DIV/0!"}},{"$f":"$AL359/$AL360","v":{"$error":"#DIV/0!"}},{"$f":"$AM359/$AM360","v":{"$error":"#DIV/0!"}},{"$f":"$AN359/$AN360","v":{"$error":"#DIV/0!"}},{"$f":"$AO359/$AO360","v":{"$error":"#DIV/0!"}},{"$f":"$AP359/$AP360","v":{"$error":"#DIV/0!"}},{"$f":"$AQ359/$AQ360","v":{"$error":"#DIV/0!"}},{"$f":"$AR359/$AR360","v":{"$error":"#DIV/0!"}},{"$f":"$AS359/$AS360","v":{"$error":"#DIV/0!"}},"暖房COP","σw"]
[null,null,"暖房COP比",{"$f":"$D361/$Q361","v":{"$error":"#DIV/0!"}},{"$f":"$E361/$Q361","v":{"$error":"#DIV/0!"}},{"$f":"$F361/$Q361","v":{"$error":"#DIV/0!"}},{"$f":"$G361/$Q361","v":{"$error":"#DIV/0!"}},{"$f":"$H361/$Q361","v":{"$error":"#DIV/0!"}},{"$f":"$I361/$Q361","v":{"$error":"#DIV/0!"}},{"$f":"$J361/$Q361","v":{"$error":"#DIV/0!"}},{"$f":"$K361/$Q361","v":{"$error":"#DIV/0!"}},{"$f":"$L361/$Q361","v":{"$error":"#DIV/0!"}},{"$f":"$M361/$Q361","v":{"$error":"#DIV/0!"}},{"$f":"$N361/$Q361","v":{"$error":"#DIV/0!"}},{"$f":"$O361/$Q361","v":{"$error":"#DIV/0!"}},{"$f":"$P361/$Q361","v":{"$error":"#DIV/0!"}},{"$f":"$Q361/$Q361","v":{"$error":"#DIV/0!"}},{"$f":"$R361/$Q361","v":{"$error":"#DIV/0!"}},{"$f":"$S361/$Q361","v":{"$error":"#DIV/0!"}},{"$f":"$T361/$Q361","v":{"$error":"#DIV/0!"}},{"$f":"$U361/$Q361","v":{"$error":"#DIV/0!"}},{"$f":"$V361/$Q361","v":{"$error":"#DIV/0!"}},{"$f":"$W361/$Q361","v":{"$error":"#DIV/0!"}},{"$f":"$X361/$Q361","v":{"$error":"#DIV/0!"}},{"$f":"$Y361/$Q361","v":{"$error":"#DIV/0!"}},{"$f":"$Z361/$Q361","v":{"$error":"#DIV/0!"}},{"$f":"$AA361/$Q361","v":{"$error":"#DIV/0!"}},{"$f":"$AB361/$Q361","v":{"$error":"#DIV/0!"}},{"$f":"$AC361/$Q361","v":{"$error":"#DIV/0!"}},{"$f":"$AD361/$Q361","v":{"$error":"#DIV/0!"}},{"$f":"$AE361/$Q361","v":{"$error":"#DIV/0!"}},{"$f":"$AF361/$Q361","v":{"$error":"#DIV/0!"}},{"$f":"$AG361/$Q361","v":{"$error":"#DIV/0!"}},{"$f":"$AH361/$Q361","v":{"$error":"#DIV/0!"}},{"$f":"$AI361/$Q361","v":{"$error":"#DIV/0!"}},{"$f":"$AJ361/$Q361","v":{"$error":"#DIV/0!"}},{"$f":"$AK361/$Q361","v":{"$error":"#DIV/0!"}},{"$f":"$AL361/$Q361","v":{"$error":"#DIV/0!"}},{"$f":"$AM361/$Q361","v":{"$error":"#DIV/0!"}},{"$f":"$AN361/$Q361","v":{"$error":"#DIV/0!"}},{"$f":"$AO361/$Q361","v":{"$error":"#DIV/0!"}},{"$f":"$AP361/$Q361","v":{"$error":"#DIV/0!"}},{"$f":"$AQ361/$Q361","v":{"$error":"#DIV/0!"}},{"$f":"$AR361/$Q361","v":{"$error":"#DIV/0!"}},{"$f":"$AS361/$Q361","v":{"$error":"#DIV/0!"}},"暖房COP比","βw"]
[null,null,"Σ",{"$f":"$D$301*$D358","v":{"$error":"#DIV/0!"}},{"$f":"$E$301*$E358","v":{"$error":"#DIV/0!"}},{"$f":"$F$301*$F358","v":{"$error":"#DIV/0!"}},{"$f":"$G$301*$G358","v":{"$error":"#DIV/0!"}},{"$f":"$H$301*$H358","v":{"$error":"#DIV/0!"}},{"$f":"$I$301*$I358","v":{"$error":"#DIV/0!"}},{"$f":"$J$301*$J358","v":{"$error":"#DIV/0!"}},{"$f":"$K$301*$K358","v":{"$error":"#DIV/0!"}},{"$f":"$L$301*$L358","v":{"$error":"#DIV/0!"}},{"$f":"$M$301*$M358","v":{"$error":"#DIV/0!"}},{"$f":"$N$301*$N358","v":{"$error":"#DIV/0!"}},{"$f":"$O$301*$O358","v":{"$error":"#DIV/0!"}},{"$f":"$P$301*$P358","v":{"$error":"#DIV/0!"}},{"$f":"$Q$301*$Q358","v":{"$error":"#DIV/0!"}},{"$f":"$R$301*$R358","v":{"$error":"#DIV/0!"}},{"$f":"$S$301*$S358","v":{"$error":"#DIV/0!"}},{"$f":"$T$301*$T358","v":{"$error":"#DIV/0!"}},{"$f":"$U$301*$U358","v":{"$error":"#DIV/0!"}},{"$f":"$V$301*$V358","v":{"$error":"#DIV/0!"}},{"$f":"$W$301*$W358","v":{"$error":"#DIV/0!"}},{"$f":"$X$301*$X358","v":{"$error":"#DIV/0!"}},{"$f":"$Y$301*$Y358","v":{"$error":"#DIV/0!"}},{"$f":"$Z$301*$Z358","v":{"$error":"#DIV/0!"}},{"$f":"$AA$301*$AA358","v":{"$error":"#DIV/0!"}},{"$f":"$AB$301*$AB358","v":{"$error":"#DIV/0!"}},{"$f":"$AC$301*$AC358","v":{"$error":"#DIV/0!"}},{"$f":"$AD$301*$AD358","v":{"$error":"#DIV/0!"}},{"$f":"$AE$301*$AE358","v":{"$error":"#DIV/0!"}},{"$f":"$AF$301*$AF358","v":{"$error":"#DIV/0!"}},{"$f":"$AG$301*$AG358","v":{"$error":"#DIV/0!"}},{"$f":"$AH$301*$AH358","v":{"$error":"#DIV/0!"}},{"$f":"$AI$301*$AI358","v":{"$error":"#DIV/0!"}},{"$f":"$AJ$301*$AJ358","v":{"$error":"#DIV/0!"}},{"$f":"$AK$301*$AK358","v":{"$error":"#DIV/0!"}},{"$f":"$AL$301*$AL358","v":{"$error":"#DIV/0!"}},{"$f":"$AM$301*$AM358","v":{"$error":"#DIV/0!"}},{"$f":"$AN$301*$AN358","v":{"$error":"#DIV/0!"}},{"$f":"$AO$301*$AO358","v":{"$error":"#DIV/0!"}},{"$f":"$AP$301*$AP358","v":{"$error":"#DIV/0!"}},{"$f":"$AQ$301*$AQ358","v":{"$error":"#DIV/0!"}},{"$f":"$AR$301*$AR358","v":{"$error":"#DIV/0!"}},{"$f":"$AS$301*$AS358","v":{"$error":"#DIV/0!"}},{"$f":"SUM($D363:$AS363)","v":{"$error":"#DIV/0!"}},"Σ"]
[]
[null,"後1","暖房時消費電力比",{"$f":"$D$302/$D$369","v":{"$error":"#DIV/0!"}},{"$f":"$E$302/$E$369","v":{"$error":"#DIV/0!"}},{"$f":"$F$302/$F$369","v":{"$error":"#DIV/0!"}},{"$f":"$G$302/$G$369","v":{"$error":"#DIV/0!"}},{"$f":"$H$302/$H$369","v":{"$error":"#DIV/0!"}},{"$f":"$I$302/$I$369","v":{"$error":"#DIV/0!"}},{"$f":"$J$302/$J$369","v":{"$error":"#DIV/0!"}},{"$f":"$K$302/$K$369","v":{"$error":"#DIV/0!"}},{"$f":"$L$302/$L$369","v":{"$error":"#DIV/0!"}},{"$f":"$M$302/$M$369","v":{"$error":"#DIV/0!"}},{"$f":"$N$302/$N$369","v":{"$error":"#DIV/0!"}},{"$f":"$O$302/$O$369","v":{"$error":"#DIV/0!"}},{"$f":"$P$302/$P$369","v":{"$error":"#DIV/0!"}},{"$f":"$Q$302/$Q$369","v":{"$error":"#DIV/0!"}},{"$f":"$R$302/$R$369","v":{"$error":"#DIV/0!"}},{"$f":"$S$302/$S$369","v":{"$error":"#DIV/0!"}},{"$f":"$T$302/$T$369","v":{"$error":"#DIV/0!"}},{"$f":"$U$302/$U$369","v":{"$error":"#DIV/0!"}},{"$f":"$V$302/$V$369","v":{"$error":"#DIV/0!"}},{"$f":"$W$302/$W$369","v":{"$error":"#DIV/0!"}},{"$f":"$X$302/$X$369","v":{"$error":"#DIV/0!"}},{"$f":"$Y$302/$Y$369","v":{"$error":"#DIV/0!"}},{"$f":"$Z$302/$Z$369","v":{"$error":"#DIV/0!"}},{"$f":"$AA$302/$AA$369","v":{"$error":"#DIV/0!"}},{"$f":"$AB$302/$AB$369","v":{"$error":"#DIV/0!"}},{"$f":"$AC$302/$AC$369","v":{"$error":"#DIV/0!"}},{"$f":"$AD$302/$AD$369","v":{"$error":"#DIV/0!"}},{"$f":"$AE$302/$AE$369","v":{"$error":"#DIV/0!"}},{"$f":"$AF$302/$AF$369","v":{"$error":"#DIV/0!"}},{"$f":"$AG$302/$AG$369","v":{"$error":"#DIV/0!"}},{"$f":"$AH$302/$AH$369","v":{"$error":"#DIV/0!"}},{"$f":"$AI$302/$AI$369","v":{"$error":"#DIV/0!"}},{"$f":"$AJ$302/$AJ$369","v":{"$error":"#DIV/0!"}},{"$f":"$AK$302/$AK$369","v":{"$error":"#DIV/0!"}},{"$f":"$AL$302/$AL$369","v":{"$error":"#DIV/0!"}},{"$f":"$AM$302/$AM$369","v":{"$error":"#DIV/0!"}},{"$f":"$AN$302/$AN$369","v":{"$error":"#DIV/0!"}},{"$f":"$AO$302/$AO$369","v":{"$error":"#DIV/0!"}},{"$f":"$AP$302/$AP$369","v":{"$error":"#DIV/0!"}},{"$f":"$AQ$302/$AQ$369","v":{"$error":"#DIV/0!"}},{"$f":"$AR$302/$AR$369","v":{"$error":"#DIV/0!"}},{"$f":"$AS$302/$AS$369","v":{"$error":"#DIV/0!"}},"暖房時消費電力比","εw"]
[null,null,"暖房能力",{"$f":"($Q$46-0.64*$Q$46)/14*($D$288-7)+$Q$46","v":0},{"$f":"($Q$46-0.64*$Q$46)/14*($E$288-7)+$Q$46","v":0},{"$f":"($Q$46-0.64*$Q$46)/14*($F$288-7)+$Q$46","v":0},{"$f":"($Q$46-0.64*$Q$46)/14*($G$288-7)+$Q$46","v":0},{"$f":"($Q$46-0.64*$Q$46)/14*($H$288-7)+$Q$46","v":0},{"$f":"($Q$46-0.64*$Q$46)/14*($I$288-7)+$Q$46","v":0},{"$f":"($Q$46-0.64*$Q$46)/14*($J$288-7)+$Q$46","v":0},{"$f":"($Q$46-0.64*$Q$46)/14*($K$288-7)+$Q$46","v":0},{"$f":"($Q$46-0.64*$Q$46)/14*($L$288-7)+$Q$46","v":0},{"$f":"($Q$46-0.64*$Q$46)/14*($M$288-7)+$Q$46","v":0},{"$f":"($Q$46-0.64*$Q$46)/14*($N$288-7)+$Q$46","v":0},{"$f":"($Q$46-0.64*$Q$46)/14*($O$288-7)+$Q$46","v":0},{"$f":"($Q$46-0.64*$Q$46)/14*($P$288-7)+$Q$46","v":0},{"$f":"($Q$46-0.64*$Q$46)/14*($Q$288-7)+$Q$46","v":0},{"$f":"($Q$46-0.64*$Q$46)/14*($R$288-7)+$Q$46","v":0},{"$f":"($Q$46-0.64*$Q$46)/14*($S$288-7)+$Q$46","v":0},{"$f":"($Q$46-0.64*$Q$46)/14*($T$288-7)+$Q$46","v":0},{"$f":"($Q$46-0.64*$Q$46)/14*($U$288-7)+$Q$46","v":0},{"$f":"($Q$46-0.64*$Q$46)/14*($V$288-7)+$Q$46","v":0},{"$f":"($Q$46-0.64*$Q$46)/14*($W$288-7)+$Q$46","v":0},{"$f":"($Q$46-0.64*$Q$46)/14*($X$288-7)+$Q$46","v":0},{"$f":"($Q$46-0.64*$Q$46)/14*($Y$288-7)+$Q$46","v":0},{"$f":"($Q$46-0.64*$Q$46)/14*($Z$288-7)+$Q$46","v":0},{"$f":"($Q$46-0.64*$Q$46)/14*($AA$288-7)+$Q$46","v":0},{"$f":"($Q$46-0.64*$Q$46)/14*($AB$288-7)+$Q$46","v":0},{"$f":"($Q$46-0.64*$Q$46)/14*($AC$288-7)+$Q$46","v":0},{"$f":"($Q$46-0.64*$Q$46)/14*($AD$288-7)+$Q$46","v":0},{"$f":"($Q$46-0.64*$Q$46)/14*($AE$288-7)+$Q$46","v":0},{"$f":"($Q$46-0.64*$Q$46)/14*($AF$288-7)+$Q$46","v":0},{"$f":"($Q$46-0.64*$Q$46)/14*($AG$288-7)+$Q$46","v":0},{"$f":"($Q$46-0.64*$Q$46)/14*($AH$288-7)+$Q$46","v":0},{"$f":"($Q$46-0.64*$Q$46)/14*($AI$288-7)+$Q$46","v":0},{"$f":"($Q$46-0.64*$Q$46)/14*($AJ$288-7)+$Q$46","v":0},{"$f":"($Q$46-0.64*$Q$46)/14*($AK$288-7)+$Q$46","v":0},{"$f":"($Q$46-0.64*$Q$46)/14*($AL$288-7)+$Q$46","v":0},{"$f":"($Q$46-0.64*$Q$46)/14*($AM$288-7)+$Q$46","v":0},{"$f":"($Q$46-0.64*$Q$46)/14*($AN$288-7)+$Q$46","v":0},{"$f":"($Q$46-0.64*$Q$46)/14*($AO$288-7)+$Q$46","v":0},{"$f":"($Q$46-0.64*$Q$46)/14*($AP$288-7)+$Q$46","v":0},{"$f":"($Q$46-0.64*$Q$46)/14*($AQ$288-7)+$Q$46","v":0},{"$f":"($Q$46-0.64*$Q$46)/14*($AR$288-7)+$Q$46","v":0},{"$f":"($Q$46-0.64*$Q$46)/14*($AS$288-7)+$Q$46","v":0},"暖房能力","Φw"]
[null,null,"暖房消費電力",{"$f":"($Q$47-0.82*$Q$47)/14*($D$288-7)+$Q$47","v":0},{"$f":"($Q$47-0.82*$Q$47)/14*($E$288-7)+$Q$47","v":0},{"$f":"($Q$47-0.82*$Q$47)/14*($F$288-7)+$Q$47","v":0},{"$f":"($Q$47-0.82*$Q$47)/14*($G$288-7)+$Q$47","v":0},{"$f":"($Q$47-0.82*$Q$47)/14*($H$288-7)+$Q$47","v":0},{"$f":"($Q$47-0.82*$Q$47)/14*($I$288-7)+$Q$47","v":0},{"$f":"($Q$47-0.82*$Q$47)/14*($J$288-7)+$Q$47","v":0},{"$f":"($Q$47-0.82*$Q$47)/14*($K$288-7)+$Q$47","v":0},{"$f":"($Q$47-0.82*$Q$47)/14*($L$288-7)+$Q$47","v":0},{"$f":"($Q$47-0.82*$Q$47)/14*($M$288-7)+$Q$47","v":0},{"$f":"($Q$47-0.82*$Q$47)/14*($N$288-7)+$Q$47","v":0},{"$f":"($Q$47-0.82*$Q$47)/14*($O$288-7)+$Q$47","v":0},{"$f":"($Q$47-0.82*$Q$47)/14*($P$288-7)+$Q$47","v":0},{"$f":"($Q$47-0.82*$Q$47)/14*($Q$288-7)+$Q$47","v":0},{"$f":"($Q$47-0.82*$Q$47)/14*($R$288-7)+$Q$47","v":0},{"$f":"($Q$47-0.82*$Q$47)/14*($S$288-7)+$Q$47","v":0},{"$f":"($Q$47-0.82*$Q$47)/14*($T$288-7)+$Q$47","v":0},{"$f":"($Q$47-0.82*$Q$47)/14*($U$288-7)+$Q$47","v":0},{"$f":"($Q$47-0.82*$Q$47)/14*($V$288-7)+$Q$47","v":0},{"$f":"($Q$47-0.82*$Q$47)/14*($W$288-7)+$Q$47","v":0},{"$f":"($Q$47-0.82*$Q$47)/14*($X$288-7)+$Q$47","v":0},{"$f":"($Q$47-0.82*$Q$47)/14*($Y$288-7)+$Q$47","v":0},{"$f":"($Q$47-0.82*$Q$47)/14*($Z$288-7)+$Q$47","v":0},{"$f":"($Q$47-0.82*$Q$47)/14*($AA$288-7)+$Q$47","v":0},{"$f":"($Q$47-0.82*$Q$47)/14*($AB$288-7)+$Q$47","v":0},{"$f":"($Q$47-0.82*$Q$47)/14*($AC$288-7)+$Q$47","v":0},{"$f":"($Q$47-0.82*$Q$47)/14*($AD$288-7)+$Q$47","v":0},{"$f":"($Q$47-0.82*$Q$47)/14*($AE$288-7)+$Q$47","v":0},{"$f":"($Q$47-0.82*$Q$47)/14*($AF$288-7)+$Q$47","v":0},{"$f":"($Q$47-0.82*$Q$47)/14*($AG$288-7)+$Q$47","v":0},{"$f":"($Q$47-0.82*$Q$47)/14*($AH$288-7)+$Q$47","v":0},{"$f":"($Q$47-0.82*$Q$47)/14*($AI$288-7)+$Q$47","v":0},{"$f":"($Q$47-0.82*$Q$47)/14*($AJ$288-7)+$Q$47","v":0},{"$f":"($Q$47-0.82*$Q$47)/14*($AK$288-7)+$Q$47","v":0},{"$f":"($Q$47-0.82*$Q$47)/14*($AL$288-7)+$Q$47","v":0},{"$f":"($Q$47-0.82*$Q$47)/14*($AM$288-7)+$Q$47","v":0},{"$f":"($Q$47-0.82*$Q$47)/14*($AN$288-7)+$Q$47","v":0},{"$f":"($Q$47-0.82*$Q$47)/14*($AO$288-7)+$Q$47","v":0},{"$f":"($Q$47-0.82*$Q$47)/14*($AP$288-7)+$Q$47","v":0},{"$f":"($Q$47-0.82*$Q$47)/14*($AQ$288-7)+$Q$47","v":0},{"$f":"($Q$47-0.82*$Q$47)/14*($AR$288-7)+$Q$47","v":0},{"$f":"($Q$47-0.82*$Q$47)/14*($AS$288-7)+$Q$47","v":0},"消費電力","Pw"]
[null,null,"暖房COP",{"$f":"(D$366/1.12)/(D$367/1.06)","v":{"$error":"#DIV/0!"}},{"$error":"#DIV/0!"},{"$error":"#DIV/0!"},{"$error":"#DIV/0!"},{"$error":"#DIV/0!"},{"$error":"#DIV/0!"},{"$error":"#DIV/0!"},{"$error":"#DIV/0!"},{"$error":"#DIV/0!"},{"$error":"#DIV/0!"},{"$error":"#DIV/0!"},{"$error":"#DIV/0!"},{"$f":"$P$366/$P$367","v":{"$error":"#DIV/0!"}},{"$f":"$Q$366/$Q$367","v":{"$error":"#DIV/0!"}},{"$f":"$R$366/$R$367","v":{"$error":"#DIV/0!"}},{"$f":"$S$366/$S$367","v":{"$error":"#DIV/0!"}},{"$f":"$T$366/$T$367","v":{"$error":"#DIV/0!"}},{"$f":"$U$366/$U$367","v":{"$error":"#DIV/0!"}},{"$f":"$V$366/$V$367","v":{"$error":"#DIV/0!"}},{"$f":"$W$366/$W$367","v":{"$error":"#DIV/0!"}},{"$f":"$X$366/$X$367","v":{"$error":"#DIV/0!"}},{"$f":"$Y$366/$Y$367","v":{"$error":"#DIV/0!"}},{"$f":"$Z$366/$Z$367","v":{"$error":"#DIV/0!"}},{"$f":"$AA$366/$AA$367","v":{"$error":"#DIV/0!"}},{"$f":"$AB$366/$AB$367","v":{"$error":"#DIV/0!"}},{"$f":"$AC$366/$AC$367","v":{"$error":"#DIV/0!"}},{"$f":"$AD$366/$AD$367","v":{"$error":"#DIV/0!"}},{"$f":"$AE$366/$AE$367","v":{"$error":"#DIV/0!"}},{"$f":"$AF$366/$AF$367","v":{"$error":"#DIV/0!"}},{"$f":"$AG$366/$AG$367","v":{"$error":"#DIV/0!"}},{"$f":"$AH$366/$AH$367","v":{"$error":"#DIV/0!"}},{"$f":"$AI$366/$AI$367","v":{"$error":"#DIV/0!"}},{"$f":"$AJ$366/$AJ$367","v":{"$error":"#DIV/0!"}},{"$f":"$AK$366/$AK$367","v":{"$error":"#DIV/0!"}},{"$f":"$AL$366/$AL$367","v":{"$error":"#DIV/0!"}},{"$f":"$AM$366/$AM$367","v":{"$error":"#DIV/0!"}},{"$f":"$AN$366/$AN$367","v":{"$error":"#DIV/0!"}},{"$f":"$AO$366/$AO$367","v":{"$error":"#DIV/0!"}},{"$f":"$AP$366/$AP$367","v":{"$error":"#DIV/0!"}},{"$f":"$AQ$366/$AQ$367","v":{"$error":"#DIV/0!"}},{"$f":"$AR$366/$AR$367","v":{"$error":"#DIV/0!"}},{"$f":"$AS$366/$AS$367","v":{"$error":"#DIV/0!"}},"暖房COP","σw"]
[null,null,"暖房COP比",{"$f":"$D$368/$Q$368","v":{"$error":"#DIV/0!"}},{"$f":"$E$368/$Q$368","v":{"$error":"#DIV/0!"}},{"$f":"$F$368/$Q$368","v":{"$error":"#DIV/0!"}},{"$f":"$G$368/$Q$368","v":{"$error":"#DIV/0!"}},{"$f":"$H$368/$Q$368","v":{"$error":"#DIV/0!"}},{"$f":"$I$368/$Q$368","v":{"$error":"#DIV/0!"}},{"$f":"$J$368/$Q$368","v":{"$error":"#DIV/0!"}},{"$f":"$K$368/$Q$368","v":{"$error":"#DIV/0!"}},{"$f":"$L$368/$Q$368","v":{"$error":"#DIV/0!"}},{"$f":"$M$368/$Q$368","v":{"$error":"#DIV/0!"}},{"$f":"$N$368/$Q$368","v":{"$error":"#DIV/0!"}},{"$f":"$O$368/$Q$368","v":{"$error":"#DIV/0!"}},{"$f":"$P$368/$Q$368","v":{"$error":"#DIV/0!"}},{"$f":"$Q$368/$Q$368","v":{"$error":"#DIV/0!"}},{"$f":"$R$368/$Q$368","v":{"$error":"#DIV/0!"}},{"$f":"$S$368/$Q$368","v":{"$error":"#DIV/0!"}},{"$f":"$T$368/$Q$368","v":{"$error":"#DIV/0!"}},{"$f":"$U$368/$Q$368","v":{"$error":"#DIV/0!"}},{"$f":"$V$368/$Q$368","v":{"$error":"#DIV/0!"}},{"$f":"$W$368/$Q$368","v":{"$error":"#DIV/0!"}},{"$f":"$X$368/$Q$368","v":{"$error":"#DIV/0!"}},{"$f":"$Y$368/$Q$368","v":{"$error":"#DIV/0!"}},{"$f":"$Z$368/$Q$368","v":{"$error":"#DIV/0!"}},{"$f":"$AA$368/$Q$368","v":{"$error":"#DIV/0!"}},{"$f":"$AB$368/$Q$368","v":{"$error":"#DIV/0!"}},{"$f":"$AC$368/$Q$368","v":{"$error":"#DIV/0!"}},{"$f":"$AD$368/$Q$368","v":{"$error":"#DIV/0!"}},{"$f":"$AE$368/$Q$368","v":{"$error":"#DIV/0!"}},{"$f":"$AF$368/$Q$368","v":{"$error":"#DIV/0!"}},{"$f":"$AG$368/$Q$368","v":{"$error":"#DIV/0!"}},{"$f":"$AH$368/$Q$368","v":{"$error":"#DIV/0!"}},{"$f":"$AI$368/$Q$368","v":{"$error":"#DIV/0!"}},{"$f":"$AJ$368/$Q$368","v":{"$error":"#DIV/0!"}},{"$f":"$AK$368/$Q$368","v":{"$error":"#DIV/0!"}},{"$f":"$AL$368/$Q$368","v":{"$error":"#DIV/0!"}},{"$f":"$AM$368/$Q$368","v":{"$error":"#DIV/0!"}},{"$f":"$AN$368/$Q$368","v":{"$error":"#DIV/0!"}},{"$f":"$AO$368/$Q$368","v":{"$error":"#DIV/0!"}},{"$f":"$AP$368/$Q$368","v":{"$error":"#DIV/0!"}},{"$f":"$AQ$368/$Q$368","v":{"$error":"#DIV/0!"}},{"$f":"$AR$368/$Q$368","v":{"$error":"#DIV/0!"}},{"$f":"$AS$368/$Q$368","v":{"$error":"#DIV/0!"}},"暖房COP比","βw"]
[null,null,"Σ",{"$f":"$D$301*$D$365","v":{"$error":"#DIV/0!"}},{"$f":"$E$301*$E$365","v":{"$error":"#DIV/0!"}},{"$f":"$F$301*$F$365","v":{"$error":"#DIV/0!"}},{"$f":"$G$301*$G$365","v":{"$error":"#DIV/0!"}},{"$f":"$H$301*$H$365","v":{"$error":"#DIV/0!"}},{"$f":"$I$301*$I$365","v":{"$error":"#DIV/0!"}},{"$f":"$J$301*$J$365","v":{"$error":"#DIV/0!"}},{"$f":"$K$301*$K$365","v":{"$error":"#DIV/0!"}},{"$f":"$L$301*$L$365","v":{"$error":"#DIV/0!"}},{"$f":"$M$301*$M$365","v":{"$error":"#DIV/0!"}},{"$f":"$N$301*$N$365","v":{"$error":"#DIV/0!"}},{"$f":"$O$301*$O$365","v":{"$error":"#DIV/0!"}},{"$f":"$P$301*$P$365","v":{"$error":"#DIV/0!"}},{"$f":"$Q$301*$Q$365","v":{"$error":"#DIV/0!"}},{"$f":"$R$301*$R$365","v":{"$error":"#DIV/0!"}},{"$f":"$S$301*$S$365","v":{"$error":"#DIV/0!"}},{"$f":"$T$301*$T$365","v":{"$error":"#DIV/0!"}},{"$f":"$U$301*$U$365","v":{"$error":"#DIV/0!"}},{"$f":"$V$301*$V$365","v":{"$error":"#DIV/0!"}},{"$f":"$W$301*$W$365","v":{"$error":"#DIV/0!"}},{"$f":"$X$301*$X$365","v":{"$error":"#DIV/0!"}},{"$f":"$Y$301*$Y$365","v":{"$error":"#DIV/0!"}},{"$f":"$Z$301*$Z$365","v":{"$error":"#DIV/0!"}},{"$f":"$AA$301*$AA$365","v":{"$error":"#DIV/0!"}},{"$f":"$AB$301*$AB$365","v":{"$error":"#DIV/0!"}},{"$f":"$AC$301*$AC$365","v":{"$error":"#DIV/0!"}},{"$f":"$AD$301*$AD$365","v":{"$error":"#DIV/0!"}},{"$f":"$AE$301*$AE$365","v":{"$error":"#DIV/0!"}},{"$f":"$AF$301*$AF$365","v":{"$error":"#DIV/0!"}},{"$f":"$AG$301*$AG$365","v":{"$error":"#DIV/0!"}},{"$f":"$AH$301*$AH$365","v":{"$error":"#DIV/0!"}},{"$f":"$AI$301*$AI$365","v":{"$error":"#DIV/0!"}},{"$f":"$AJ$301*$AJ$365","v":{"$error":"#DIV/0!"}},{"$f":"$AK$301*$AK$365","v":{"$error":"#DIV/0!"}},{"$f":"$AL$301*$AL$365","v":{"$error":"#DIV/0!"}},{"$f":"$AM$301*$AM$365","v":{"$error":"#DIV/0!"}},{"$f":"$AN$301*$AN$365","v":{"$error":"#DIV/0!"}},{"$f":"$AO$301*$AO$365","v":{"$error":"#DIV/0!"}},{"$f":"$AP$301*$AP$365","v":{"$error":"#DIV/0!"}},{"$f":"$AQ$301*$AQ$365","v":{"$error":"#DIV/0!"}},{"$f":"$AR$301*$AR$365","v":{"$error":"#DIV/0!"}},{"$f":"$AS$301*$AS$365","v":{"$error":"#DIV/0!"}},{"$f":"SUM($D370:$AS370)","v":{"$error":"#DIV/0!"}},"Σ"]
[null,"後2","暖房時消費電力比",{"$f":"$D$302/$D375","v":{"$error":"#DIV/0!"}},{"$f":"$E$302/$E375","v":{"$error":"#DIV/0!"}},{"$f":"$F$302/$F375","v":{"$error":"#DIV/0!"}},{"$f":"$G$302/$G375","v":{"$error":"#DIV/0!"}},{"$f":"$H$302/$H375","v":{"$error":"#DIV/0!"}},{"$f":"$I$302/$I375","v":{"$error":"#DIV/0!"}},{"$f":"$J$302/$J375","v":{"$error":"#DIV/0!"}},{"$f":"$K$302/$K375","v":{"$error":"#DIV/0!"}},{"$f":"$L$302/$L375","v":{"$error":"#DIV/0!"}},{"$f":"$M$302/$M375","v":{"$error":"#DIV/0!"}},{"$f":"$N$302/$N375","v":{"$error":"#DIV/0!"}},{"$f":"$O$302/$O375","v":{"$error":"#DIV/0!"}},{"$f":"$P$302/$P375","v":{"$error":"#DIV/0!"}},{"$f":"$Q$302/$Q375","v":{"$error":"#DIV/0!"}},{"$f":"$R$302/$R375","v":{"$error":"#DIV/0!"}},{"$f":"$S$302/$S375","v":{"$error":"#DIV/0!"}},{"$f":"$T$302/$T375","v":{"$error":"#DIV/0!"}},{"$f":"$U$302/$U375","v":{"$error":"#DIV/0!"}},{"$f":"$V$302/$V375","v":{"$error":"#DIV/0!"}},{"$f":"$W$302/$W375","v":{"$error":"#DIV/0!"}},{"$f":"$X$302/$X375","v":{"$error":"#DIV/0!"}},{"$f":"$Y$302/$Y375","v":{"$error":"#DIV/0!"}},{"$f":"$Z$302/$Z375","v":{"$error":"#DIV/0!"}},{"$f":"$AA$302/$AA375","v":{"$error":"#DIV/0!"}},{"$f":"$AB$302/$AB375","v":{"$error":"#DIV/0!"}},{"$f":"$AC$302/$AC375","v":{"$error":"#DIV/0!"}},{"$f":"$AD$302/$AD375","v":{"$error":"#DIV/0!"}},{"$f":"$AE$302/$AE375","v":{"$error":"#DIV/0!"}},{"$f":"$AF$302/$AF375","v":{"$error":"#DIV/0!"}},{"$f":"$AG$302/$AG375","v":{"$error":"#DIV/0!"}},{"$f":"$AH$302/$AH375","v":{"$error":"#DIV/0!"}},{"$f":"$AI$302/$AI375","v":{"$error":"#DIV/0!"}},{"$f":"$AJ$302/$AJ375","v":{"$error":"#DIV/0!"}},{"$f":"$AK$302/$AK375","v":{"$error":"#DIV/0!"}},{"$f":"$AL$302/$AL375","v":{"$error":"#DIV/0!"}},{"$f":"$AM$302/$AM375","v":{"$error":"#DIV/0!"}},{"$f":"$AN$302/$AN375","v":{"$error":"#DIV/0!"}},{"$f":"$AO$302/$AO375","v":{"$error":"#DIV/0!"}},{"$f":"$AP$302/$AP375","v":{"$error":"#DIV/0!"}},{"$f":"$AQ$302/$AQ375","v":{"$error":"#DIV/0!"}},{"$f":"$AR$302/$AR375","v":{"$error":"#DIV/0!"}},{"$f":"$AS$302/$AS375","v":{"$error":"#DIV/0!"}},"暖房時消費電力比","εw"]
[null,null,"暖房能力",{"$f":"($R$46-0.64*$R$46)/14*($D$288-7)+$R$46","v":0},{"$f":"($R$46-0.64*$R$46)/14*($E$288-7)+$R$46","v":0},{"$f":"($R$46-0.64*$R$46)/14*($F$288-7)+$R$46","v":0},{"$f":"($R$46-0.64*$R$46)/14*($G$288-7)+$R$46","v":0},{"$f":"($R$46-0.64*$R$46)/14*($H$288-7)+$R$46","v":0},{"$f":"($R$46-0.64*$R$46)/14*($I$288-7)+$R$46","v":0},{"$f":"($R$46-0.64*$R$46)/14*($J$288-7)+$R$46","v":0},{"$f":"($R$46-0.64*$R$46)/14*($K$288-7)+$R$46","v":0},{"$f":"($R$46-0.64*$R$46)/14*($L$288-7)+$R$46","v":0},{"$f":"($R$46-0.64*$R$46)/14*($M$288-7)+$R$46","v":0},{"$f":"($R$46-0.64*$R$46)/14*($N$288-7)+$R$46","v":0},{"$f":"($R$46-0.64*$R$46)/14*($O$288-7)+$R$46","v":0},{"$f":"($R$46-0.64*$R$46)/14*($P$288-7)+$R$46","v":0},{"$f":"($R$46-0.64*$R$46)/14*($Q$288-7)+$R$46","v":0},{"$f":"($R$46-0.64*$R$46)/14*($R$288-7)+$R$46","v":0},{"$f":"($R$46-0.64*$R$46)/14*($S$288-7)+$R$46","v":0},{"$f":"($R$46-0.64*$R$46)/14*($T$288-7)+$R$46","v":0},{"$f":"($R$46-0.64*$R$46)/14*($U$288-7)+$R$46","v":0},{"$f":"($R$46-0.64*$R$46)/14*($V$288-7)+$R$46","v":0},{"$f":"($R$46-0.64*$R$46)/14*($W$288-7)+$R$46","v":0},{"$f":"($R$46-0.64*$R$46)/14*($X$288-7)+$R$46","v":0},{"$f":"($R$46-0.64*$R$46)/14*($Y$288-7)+$R$46","v":0},{"$f":"($R$46-0.64*$R$46)/14*($Z$288-7)+$R$46","v":0},{"$f":"($R$46-0.64*$R$46)/14*($AA$288-7)+$R$46","v":0},{"$f":"($R$46-0.64*$R$46)/14*($AB$288-7)+$R$46","v":0},{"$f":"($R$46-0.64*$R$46)/14*($AC$288-7)+$R$46","v":0},{"$f":"($R$46-0.64*$R$46)/14*($AD$288-7)+$R$46","v":0},{"$f":"($R$46-0.64*$R$46)/14*($AE$288-7)+$R$46","v":0},{"$f":"($R$46-0.64*$R$46)/14*($AF$288-7)+$R$46","v":0},{"$f":"($R$46-0.64*$R$46)/14*($AG$288-7)+$R$46","v":0},{"$f":"($R$46-0.64*$R$46)/14*($AH$288-7)+$R$46","v":0},{"$f":"($R$46-0.64*$R$46)/14*($AI$288-7)+$R$46","v":0},{"$f":"($R$46-0.64*$R$46)/14*($AJ$288-7)+$R$46","v":0},{"$f":"($R$46-0.64*$R$46)/14*($AK$288-7)+$R$46","v":0},{"$f":"($R$46-0.64*$R$46)/14*($AL$288-7)+$R$46","v":0},{"$f":"($R$46-0.64*$R$46)/14*($AM$288-7)+$R$46","v":0},{"$f":"($R$46-0.64*$R$46)/14*($AN$288-7)+$R$46","v":0},{"$f":"($R$46-0.64*$R$46)/14*($AO$288-7)+$R$46","v":0},{"$f":"($R$46-0.64*$R$46)/14*($AP$288-7)+$R$46","v":0},{"$f":"($R$46-0.64*$R$46)/14*($AQ$288-7)+$R$46","v":0},{"$f":"($R$46-0.64*$R$46)/14*($AR$288-7)+$R$46","v":0},{"$f":"($R$46-0.64*$R$46)/14*($AS$288-7)+$R$46","v":0},"暖房能力","Φw"]
[null,null,"暖房消費電力",{"$f":"($R$47-0.82*$R$47)/14*($D$288-7)+$R$47","v":0},{"$f":"($R$47-0.82*$R$47)/14*($E$288-7)+$R$47","v":0},{"$f":"($R$47-0.82*$R$47)/14*($F$288-7)+$R$47","v":0},{"$f":"($R$47-0.82*$R$47)/14*($G$288-7)+$R$47","v":0},{"$f":"($R$47-0.82*$R$47)/14*($H$288-7)+$R$47","v":0},{"$f":"($R$47-0.82*$R$47)/14*($I$288-7)+$R$47","v":0},{"$f":"($R$47-0.82*$R$47)/14*($J$288-7)+$R$47","v":0},{"$f":"($R$47-0.82*$R$47)/14*($K$288-7)+$R$47","v":0},{"$f":"($R$47-0.82*$R$47)/14*($L$288-7)+$R$47","v":0},{"$f":"($R$47-0.82*$R$47)/14*($M$288-7)+$R$47","v":0},{"$f":"($R$47-0.82*$R$47)/14*($N$288-7)+$R$47","v":0},{"$f":"($R$47-0.82*$R$47)/14*($O$288-7)+$R$47","v":0},{"$f":"($R$47-0.82*$R$47)/14*($P$288-7)+$R$47","v":0},{"$f":"($R$47-0.82*$R$47)/14*($Q$288-7)+$R$47","v":0},{"$f":"($R$47-0.82*$R$47)/14*($R$288-7)+$R$47","v":0},{"$f":"($R$47-0.82*$R$47)/14*($S$288-7)+$R$47","v":0},{"$f":"($R$47-0.82*$R$47)/14*($T$288-7)+$R$47","v":0},{"$f":"($R$47-0.82*$R$47)/14*($U$288-7)+$R$47","v":0},{"$f":"($R$47-0.82*$R$47)/14*($V$288-7)+$R$47","v":0},{"$f":"($R$47-0.82*$R$47)/14*($W$288-7)+$R$47","v":0},{"$f":"($R$47-0.82*$R$47)/14*($X$288-7)+$R$47","v":0},{"$f":"($R$47-0.82*$R$47)/14*($Y$288-7)+$R$47","v":0},{"$f":"($R$47-0.82*$R$47)/14*($Z$288-7)+$R$47","v":0},{"$f":"($R$47-0.82*$R$47)/14*($AA$288-7)+$R$47","v":0},{"$f":"($R$47-0.82*$R$47)/14*($AB$288-7)+$R$47","v":0},{"$f":"($R$47-0.82*$R$47)/14*($AC$288-7)+$R$47","v":0},{"$f":"($R$47-0.82*$R$47)/14*($AD$288-7)+$R$47","v":0},{"$f":"($R$47-0.82*$R$47)/14*($AE$288-7)+$R$47","v":0},{"$f":"($R$47-0.82*$R$47)/14*($AF$288-7)+$R$47","v":0},{"$f":"($R$47-0.82*$R$47)/14*($AG$288-7)+$R$47","v":0},{"$f":"($R$47-0.82*$R$47)/14*($AH$288-7)+$R$47","v":0},{"$f":"($R$47-0.82*$R$47)/14*($AI$288-7)+$R$47","v":0},{"$f":"($R$47-0.82*$R$47)/14*($AJ$288-7)+$R$47","v":0},{"$f":"($R$47-0.82*$R$47)/14*($AK$288-7)+$R$47","v":0},{"$f":"($R$47-0.82*$R$47)/14*($AL$288-7)+$R$47","v":0},{"$f":"($R$47-0.82*$R$47)/14*($AM$288-7)+$R$47","v":0},{"$f":"($R$47-0.82*$R$47)/14*($AN$288-7)+$R$47","v":0},{"$f":"($R$47-0.82*$R$47)/14*($AO$288-7)+$R$47","v":0},{"$f":"($R$47-0.82*$R$47)/14*($AP$288-7)+$R$47","v":0},{"$f":"($R$47-0.82*$R$47)/14*($AQ$288-7)+$R$47","v":0},{"$f":"($R$47-0.82*$R$47)/14*($AR$288-7)+$R$47","v":0},{"$f":"($R$47-0.82*$R$47)/14*($AS$288-7)+$R$47","v":0},"消費電力","Pw"]
[null,null,"暖房COP",{"$f":"($D372/1.12)/($D373/1.06)","v":{"$error":"#DIV/0!"}},{"$f":"($E372/1.12)/($E373/1.06)","v":{"$error":"#DIV/0!"}},{"$f":"($F372/1.12)/($F373/1.06)","v":{"$error":"#DIV/0!"}},{"$f":"($G372/1.12)/($G373/1.06)","v":{"$error":"#DIV/0!"}},{"$f":"($H372/1.12)/($H373/1.06)","v":{"$error":"#DIV/0!"}},{"$f":"($I372/1.12)/($I373/1.06)","v":{"$error":"#DIV/0!"}},{"$f":"($J372/1.12)/($J373/1.06)","v":{"$error":"#DIV/0!"}},{"$f":"($K372/1.12)/($K373/1.06)","v":{"$error":"#DIV/0!"}},{"$f":"($L372/1.12)/($L373/1.06)","v":{"$error":"#DIV/0!"}},{"$f":"($M372/1.12)/($M373/1.06)","v":{"$error":"#DIV/0!"}},{"$f":"($N372/1.12)/($N373/1.06)","v":{"$error":"#DIV/0!"}},{"$f":"($O372/1.12)/($O373/1.06)","v":{"$error":"#DIV/0!"}},{"$f":"$P372/$P373","v":{"$error":"#DIV/0!"}},{"$f":"$Q372/$Q373","v":{"$error":"#DIV/0!"}},{"$f":"$R372/$R373","v":{"$error":"#DIV/0!"}},{"$f":"$S372/$S373","v":{"$error":"#DIV/0!"}},{"$f":"$T372/$T373","v":{"$error":"#DIV/0!"}},{"$f":"$U372/$U373","v":{"$error":"#DIV/0!"}},{"$f":"$V372/$V373","v":{"$error":"#DIV/0!"}},{"$f":"$W372/$W373","v":{"$error":"#DIV/0!"}},{"$f":"$X372/$X373","v":{"$error":"#DIV/0!"}},{"$f":"$Y372/$Y373","v":{"$error":"#DIV/0!"}},{"$f":"$Z372/$Z373","v":{"$error":"#DIV/0!"}},{"$f":"$AA372/$AA373","v":{"$error":"#DIV/0!"}},{"$f":"$AB372/$AB373","v":{"$error":"#DIV/0!"}},{"$f":"$AC372/$AC373","v":{"$error":"#DIV/0!"}},{"$f":"$AD372/$AD373","v":{"$error":"#DIV/0!"}},{"$f":"$AE372/$AE373","v":{"$error":"#DIV/0!"}},{"$f":"$AF372/$AF373","v":{"$error":"#DIV/0!"}},{"$f":"$AG372/$AG373","v":{"$error":"#DIV/0!"}},{"$f":"$AH372/$AH373","v":{"$error":"#DIV/0!"}},{"$f":"$AI372/$AI373","v":{"$error":"#DIV/0!"}},{"$f":"$AJ372/$AJ373","v":{"$error":"#DIV/0!"}},{"$f":"$AK372/$AK373","v":{"$error":"#DIV/0!"}},{"$f":"$AL372/$AL373","v":{"$error":"#DIV/0!"}},{"$f":"$AM372/$AM373","v":{"$error":"#DIV/0!"}},{"$f":"$AN372/$AN373","v":{"$error":"#DIV/0!"}},{"$f":"$AO372/$AO373","v":{"$error":"#DIV/0!"}},{"$f":"$AP372/$AP373","v":{"$error":"#DIV/0!"}},{"$f":"$AQ372/$AQ373","v":{"$error":"#DIV/0!"}},{"$f":"$AR372/$AR373","v":{"$error":"#DIV/0!"}},{"$f":"$AS372/$AS373","v":{"$error":"#DIV/0!"}},"暖房COP","σw"]
[null,null,"暖房COP比",{"$f":"$D374/$Q374","v":{"$error":"#DIV/0!"}},{"$f":"$E374/$Q374","v":{"$error":"#DIV/0!"}},{"$f":"$F374/$Q374","v":{"$error":"#DIV/0!"}},{"$f":"$G374/$Q374","v":{"$error":"#DIV/0!"}},{"$f":"$H374/$Q374","v":{"$error":"#DIV/0!"}},{"$f":"$I374/$Q374","v":{"$error":"#DIV/0!"}},{"$f":"$J374/$Q374","v":{"$error":"#DIV/0!"}},{"$f":"$K374/$Q374","v":{"$error":"#DIV/0!"}},{"$f":"$L374/$Q374","v":{"$error":"#DIV/0!"}},{"$f":"$M374/$Q374","v":{"$error":"#DIV/0!"}},{"$f":"$N374/$Q374","v":{"$error":"#DIV/0!"}},{"$f":"$O374/$Q374","v":{"$error":"#DIV/0!"}},{"$f":"$P374/$Q374","v":{"$error":"#DIV/0!"}},{"$f":"$Q374/$Q374","v":{"$error":"#DIV/0!"}},{"$f":"$R374/$Q374","v":{"$error":"#DIV/0!"}},{"$f":"$S374/$Q374","v":{"$error":"#DIV/0!"}},{"$f":"$T374/$Q374","v":{"$error":"#DIV/0!"}},{"$f":"$U374/$Q374","v":{"$error":"#DIV/0!"}},{"$f":"$V374/$Q374","v":{"$error":"#DIV/0!"}},{"$f":"$W374/$Q374","v":{"$error":"#DIV/0!"}},{"$f":"$X374/$Q374","v":{"$error":"#DIV/0!"}},{"$f":"$Y374/$Q374","v":{"$error":"#DIV/0!"}},{"$f":"$Z374/$Q374","v":{"$error":"#DIV/0!"}},{"$f":"$AA374/$Q374","v":{"$error":"#DIV/0!"}},{"$f":"$AB374/$Q374","v":{"$error":"#DIV/0!"}},{"$f":"$AC374/$Q374","v":{"$error":"#DIV/0!"}},{"$f":"$AD374/$Q374","v":{"$error":"#DIV/0!"}},{"$f":"$AE374/$Q374","v":{"$error":"#DIV/0!"}},{"$f":"$AF374/$Q374","v":{"$error":"#DIV/0!"}},{"$f":"$AG374/$Q374","v":{"$error":"#DIV/0!"}},{"$f":"$AH374/$Q374","v":{"$error":"#DIV/0!"}},{"$f":"$AI374/$Q374","v":{"$error":"#DIV/0!"}},{"$f":"$AJ374/$Q374","v":{"$error":"#DIV/0!"}},{"$f":"$AK374/$Q374","v":{"$error":"#DIV/0!"}},{"$f":"$AL374/$Q374","v":{"$error":"#DIV/0!"}},{"$f":"$AM374/$Q374","v":{"$error":"#DIV/0!"}},{"$f":"$AN374/$Q374","v":{"$error":"#DIV/0!"}},{"$f":"$AO374/$Q374","v":{"$error":"#DIV/0!"}},{"$f":"$AP374/$Q374","v":{"$error":"#DIV/0!"}},{"$f":"$AQ374/$Q374","v":{"$error":"#DIV/0!"}},{"$f":"$AR374/$Q374","v":{"$error":"#DIV/0!"}},{"$f":"$AS374/$Q374","v":{"$error":"#DIV/0!"}},"暖房COP比","βw"]
[null,null,"Σ",{"$f":"$D$301*$D371","v":{"$error":"#DIV/0!"}},{"$f":"$E$301*$E371","v":{"$error":"#DIV/0!"}},{"$f":"$F$301*$F371","v":{"$error":"#DIV/0!"}},{"$f":"$G$301*$G371","v":{"$error":"#DIV/0!"}},{"$f":"$H$301*$H371","v":{"$error":"#DIV/0!"}},{"$f":"$I$301*$I371","v":{"$error":"#DIV/0!"}},{"$f":"$J$301*$J371","v":{"$error":"#DIV/0!"}},{"$f":"$K$301*$K371","v":{"$error":"#DIV/0!"}},{"$f":"$L$301*$L371","v":{"$error":"#DIV/0!"}},{"$f":"$M$301*$M371","v":{"$error":"#DIV/0!"}},{"$f":"$N$301*$N371","v":{"$error":"#DIV/0!"}},{"$f":"$O$301*$O371","v":{"$error":"#DIV/0!"}},{"$f":"$P$301*$P371","v":{"$error":"#DIV/0!"}},{"$f":"$Q$301*$Q371","v":{"$error":"#DIV/0!"}},{"$f":"$R$301*$R371","v":{"$error":"#DIV/0!"}},{"$f":"$S$301*$S371","v":{"$error":"#DIV/0!"}},{"$f":"$T$301*$T371","v":{"$error":"#DIV/0!"}},{"$f":"$U$301*$U371","v":{"$error":"#DIV/0!"}},{"$f":"$V$301*$V371","v":{"$error":"#DIV/0!"}},{"$f":"$W$301*$W371","v":{"$error":"#DIV/0!"}},{"$f":"$X$301*$X371","v":{"$error":"#DIV/0!"}},{"$f":"$Y$301*$Y371","v":{"$error":"#DIV/0!"}},{"$f":"$Z$301*$Z371","v":{"$error":"#DIV/0!"}},{"$f":"$AA$301*$AA371","v":{"$error":"#DIV/0!"}},{"$f":"$AB$301*$AB371","v":{"$error":"#DIV/0!"}},{"$f":"$AC$301*$AC371","v":{"$error":"#DIV/0!"}},{"$f":"$AD$301*$AD371","v":{"$error":"#DIV/0!"}},{"$f":"$AE$301*$AE371","v":{"$error":"#DIV/0!"}},{"$f":"$AF$301*$AF371","v":{"$error":"#DIV/0!"}},{"$f":"$AG$301*$AG371","v":{"$error":"#DIV/0!"}},{"$f":"$AH$301*$AH371","v":{"$error":"#DIV/0!"}},{"$f":"$AI$301*$AI371","v":{"$error":"#DIV/0!"}},{"$f":"$AJ$301*$AJ371","v":{"$error":"#DIV/0!"}},{"$f":"$AK$301*$AK371","v":{"$error":"#DIV/0!"}},{"$f":"$AL$301*$AL371","v":{"$error":"#DIV/0!"}},{"$f":"$AM$301*$AM371","v":{"$error":"#DIV/0!"}},{"$f":"$AN$301*$AN371","v":{"$error":"#DIV/0!"}},{"$f":"$AO$301*$AO371","v":{"$error":"#DIV/0!"}},{"$f":"$AP$301*$AP371","v":{"$error":"#DIV/0!"}},{"$f":"$AQ$301*$AQ371","v":{"$error":"#DIV/0!"}},{"$f":"$AR$301*$AR371","v":{"$error":"#DIV/0!"}},{"$f":"$AS$301*$AS371","v":{"$error":"#DIV/0!"}},{"$f":"SUM($D376:$AS376)","v":{"$error":"#DIV/0!"}},"Σ"]
[null,"後3","暖房時消費電力比",{"$f":"$D$302/$D381","v":{"$error":"#DIV/0!"}},{"$f":"$E$302/$E381","v":{"$error":"#DIV/0!"}},{"$f":"$F$302/$F381","v":{"$error":"#DIV/0!"}},{"$f":"$G$302/$G381","v":{"$error":"#DIV/0!"}},{"$f":"$H$302/$H381","v":{"$error":"#DIV/0!"}},{"$f":"$I$302/$I381","v":{"$error":"#DIV/0!"}},{"$f":"$J$302/$J381","v":{"$error":"#DIV/0!"}},{"$f":"$K$302/$K381","v":{"$error":"#DIV/0!"}},{"$f":"$L$302/$L381","v":{"$error":"#DIV/0!"}},{"$f":"$M$302/$M381","v":{"$error":"#DIV/0!"}},{"$f":"$N$302/$N381","v":{"$error":"#DIV/0!"}},{"$f":"$O$302/$O381","v":{"$error":"#DIV/0!"}},{"$f":"$P$302/$P381","v":{"$error":"#DIV/0!"}},{"$f":"$Q$302/$Q381","v":{"$error":"#DIV/0!"}},{"$f":"$R$302/$R381","v":{"$error":"#DIV/0!"}},{"$f":"$S$302/$S381","v":{"$error":"#DIV/0!"}},{"$f":"$T$302/$T381","v":{"$error":"#DIV/0!"}},{"$f":"$U$302/$U381","v":{"$error":"#DIV/0!"}},{"$f":"$V$302/$V381","v":{"$error":"#DIV/0!"}},{"$f":"$W$302/$W381","v":{"$error":"#DIV/0!"}},{"$f":"$X$302/$X381","v":{"$error":"#DIV/0!"}},{"$f":"$Y$302/$Y381","v":{"$error":"#DIV/0!"}},{"$f":"$Z$302/$Z381","v":{"$error":"#DIV/0!"}},{"$f":"$AA$302/$AA381","v":{"$error":"#DIV/0!"}},{"$f":"$AB$302/$AB381","v":{"$error":"#DIV/0!"}},{"$f":"$AC$302/$AC381","v":{"$error":"#DIV/0!"}},{"$f":"$AD$302/$AD381","v":{"$error":"#DIV/0!"}},{"$f":"$AE$302/$AE381","v":{"$error":"#DIV/0!"}},{"$f":"$AF$302/$AF381","v":{"$error":"#DIV/0!"}},{"$f":"$AG$302/$AG381","v":{"$error":"#DIV/0!"}},{"$f":"$AH$302/$AH381","v":{"$error":"#DIV/0!"}},{"$f":"$AI$302/$AI381","v":{"$error":"#DIV/0!"}},{"$f":"$AJ$302/$AJ381","v":{"$error":"#DIV/0!"}},{"$f":"$AK$302/$AK381","v":{"$error":"#DIV/0!"}},{"$f":"$AL$302/$AL381","v":{"$error":"#DIV/0!"}},{"$f":"$AM$302/$AM381","v":{"$error":"#DIV/0!"}},{"$f":"$AN$302/$AN381","v":{"$error":"#DIV/0!"}},{"$f":"$AO$302/$AO381","v":{"$error":"#DIV/0!"}},{"$f":"$AP$302/$AP381","v":{"$error":"#DIV/0!"}},{"$f":"$AQ$302/$AQ381","v":{"$error":"#DIV/0!"}},{"$f":"$AR$302/$AR381","v":{"$error":"#DIV/0!"}},{"$f":"$AS$302/$AS381","v":{"$error":"#DIV/0!"}},"暖房時消費電力比","εw"]
[null,null,"暖房能力",{"$f":"($S$46-0.64*$S$46)/14*($D$288-7)+$S$46","v":0},{"$f":"($S$46-0.64*$S$46)/14*($E$288-7)+$S$46","v":0},{"$f":"($S$46-0.64*$S$46)/14*($F$288-7)+$S$46","v":0},{"$f":"($S$46-0.64*$S$46)/14*($G$288-7)+$S$46","v":0},{"$f":"($S$46-0.64*$S$46)/14*($H$288-7)+$S$46","v":0},{"$f":"($S$46-0.64*$S$46)/14*($I$288-7)+$S$46","v":0},{"$f":"($S$46-0.64*$S$46)/14*($J$288-7)+$S$46","v":0},{"$f":"($S$46-0.64*$S$46)/14*($K$288-7)+$S$46","v":0},{"$f":"($S$46-0.64*$S$46)/14*($L$288-7)+$S$46","v":0},{"$f":"($S$46-0.64*$S$46)/14*($M$288-7)+$S$46","v":0},{"$f":"($S$46-0.64*$S$46)/14*($N$288-7)+$S$46","v":0},{"$f":"($S$46-0.64*$S$46)/14*($O$288-7)+$S$46","v":0},{"$f":"($S$46-0.64*$S$46)/14*($P$288-7)+$S$46","v":0},{"$f":"($S$46-0.64*$S$46)/14*($Q$288-7)+$S$46","v":0},{"$f":"($S$46-0.64*$S$46)/14*($R$288-7)+$S$46","v":0},{"$f":"($S$46-0.64*$S$46)/14*($S$288-7)+$S$46","v":0},{"$f":"($S$46-0.64*$S$46)/14*($T$288-7)+$S$46","v":0},{"$f":"($S$46-0.64*$S$46)/14*($U$288-7)+$S$46","v":0},{"$f":"($S$46-0.64*$S$46)/14*($V$288-7)+$S$46","v":0},{"$f":"($S$46-0.64*$S$46)/14*($W$288-7)+$S$46","v":0},{"$f":"($S$46-0.64*$S$46)/14*($X$288-7)+$S$46","v":0},{"$f":"($S$46-0.64*$S$46)/14*($Y$288-7)+$S$46","v":0},{"$f":"($S$46-0.64*$S$46)/14*($Z$288-7)+$S$46","v":0},{"$f":"($S$46-0.64*$S$46)/14*($AA$288-7)+$S$46","v":0},{"$f":"($S$46-0.64*$S$46)/14*($AB$288-7)+$S$46","v":0},{"$f":"($S$46-0.64*$S$46)/14*($AC$288-7)+$S$46","v":0},{"$f":"($S$46-0.64*$S$46)/14*($AD$288-7)+$S$46","v":0},{"$f":"($S$46-0.64*$S$46)/14*($AE$288-7)+$S$46","v":0},{"$f":"($S$46-0.64*$S$46)/14*($AF$288-7)+$S$46","v":0},{"$f":"($S$46-0.64*$S$46)/14*($AG$288-7)+$S$46","v":0},{"$f":"($S$46-0.64*$S$46)/14*($AH$288-7)+$S$46","v":0},{"$f":"($S$46-0.64*$S$46)/14*($AI$288-7)+$S$46","v":0},{"$f":"($S$46-0.64*$S$46)/14*($AJ$288-7)+$S$46","v":0},{"$f":"($S$46-0.64*$S$46)/14*($AK$288-7)+$S$46","v":0},{"$f":"($S$46-0.64*$S$46)/14*($AL$288-7)+$S$46","v":0},{"$f":"($S$46-0.64*$S$46)/14*($AM$288-7)+$S$46","v":0},{"$f":"($S$46-0.64*$S$46)/14*($AN$288-7)+$S$46","v":0},{"$f":"($S$46-0.64*$S$46)/14*($AO$288-7)+$S$46","v":0},{"$f":"($S$46-0.64*$S$46)/14*($AP$288-7)+$S$46","v":0},{"$f":"($S$46-0.64*$S$46)/14*($AQ$288-7)+$S$46","v":0},{"$f":"($S$46-0.64*$S$46)/14*($AR$288-7)+$S$46","v":0},{"$f":"($S$46-0.64*$S$46)/14*($AS$288-7)+$S$46","v":0},"暖房能力","Φw"]
[null,null,"暖房消費電力",{"$f":"($S$47-0.82*$S$47)/14*($D$288-7)+$S$47","v":0},{"$f":"($S$47-0.82*$S$47)/14*($E$288-7)+$S$47","v":0},{"$f":"($S$47-0.82*$S$47)/14*($F$288-7)+$S$47","v":0},{"$f":"($S$47-0.82*$S$47)/14*($G$288-7)+$S$47","v":0},{"$f":"($S$47-0.82*$S$47)/14*($H$288-7)+$S$47","v":0},{"$f":"($S$47-0.82*$S$47)/14*($I$288-7)+$S$47","v":0},{"$f":"($S$47-0.82*$S$47)/14*($J$288-7)+$S$47","v":0},{"$f":"($S$47-0.82*$S$47)/14*($K$288-7)+$S$47","v":0},{"$f":"($S$47-0.82*$S$47)/14*($L$288-7)+$S$47","v":0},{"$f":"($S$47-0.82*$S$47)/14*($M$288-7)+$S$47","v":0},{"$f":"($S$47-0.82*$S$47)/14*($N$288-7)+$S$47","v":0},{"$f":"($S$47-0.82*$S$47)/14*($O$288-7)+$S$47","v":0},{"$f":"($S$47-0.82*$S$47)/14*($P$288-7)+$S$47","v":0},{"$f":"($S$47-0.82*$S$47)/14*($Q$288-7)+$S$47","v":0},{"$f":"($S$47-0.82*$S$47)/14*($R$288-7)+$S$47","v":0},{"$f":"($S$47-0.82*$S$47)/14*($S$288-7)+$S$47","v":0},{"$f":"($S$47-0.82*$S$47)/14*($T$288-7)+$S$47","v":0},{"$f":"($S$47-0.82*$S$47)/14*($U$288-7)+$S$47","v":0},{"$f":"($S$47-0.82*$S$47)/14*($V$288-7)+$S$47","v":0},{"$f":"($S$47-0.82*$S$47)/14*($W$288-7)+$S$47","v":0},{"$f":"($S$47-0.82*$S$47)/14*($X$288-7)+$S$47","v":0},{"$f":"($S$47-0.82*$S$47)/14*($Y$288-7)+$S$47","v":0},{"$f":"($S$47-0.82*$S$47)/14*($Z$288-7)+$S$47","v":0},{"$f":"($S$47-0.82*$S$47)/14*($AA$288-7)+$S$47","v":0},{"$f":"($S$47-0.82*$S$47)/14*($AB$288-7)+$S$47","v":0},{"$f":"($S$47-0.82*$S$47)/14*($AC$288-7)+$S$47","v":0},{"$f":"($S$47-0.82*$S$47)/14*($AD$288-7)+$S$47","v":0},{"$f":"($S$47-0.82*$S$47)/14*($AE$288-7)+$S$47","v":0},{"$f":"($S$47-0.82*$S$47)/14*($AF$288-7)+$S$47","v":0},{"$f":"($S$47-0.82*$S$47)/14*($AG$288-7)+$S$47","v":0},{"$f":"($S$47-0.82*$S$47)/14*($AH$288-7)+$S$47","v":0},{"$f":"($S$47-0.82*$S$47)/14*($AI$288-7)+$S$47","v":0},{"$f":"($S$47-0.82*$S$47)/14*($AJ$288-7)+$S$47","v":0},{"$f":"($S$47-0.82*$S$47)/14*($AK$288-7)+$S$47","v":0},{"$f":"($S$47-0.82*$S$47)/14*($AL$288-7)+$S$47","v":0},{"$f":"($S$47-0.82*$S$47)/14*($AM$288-7)+$S$47","v":0},{"$f":"($S$47-0.82*$S$47)/14*($AN$288-7)+$S$47","v":0},{"$f":"($S$47-0.82*$S$47)/14*($AO$288-7)+$S$47","v":0},{"$f":"($S$47-0.82*$S$47)/14*($AP$288-7)+$S$47","v":0},{"$f":"($S$47-0.82*$S$47)/14*($AQ$288-7)+$S$47","v":0},{"$f":"($S$47-0.82*$S$47)/14*($AR$288-7)+$S$47","v":0},{"$f":"($S$47-0.82*$S$47)/14*($AS$288-7)+$S$47","v":0},"消費電力","Pw"]
[null,null,"暖房COP",{"$f":"($D378/1.12)/($D379/1.06)","v":{"$error":"#DIV/0!"}},{"$f":"($E378/1.12)/($E379/1.06)","v":{"$error":"#DIV/0!"}},{"$f":"($F378/1.12)/($F379/1.06)","v":{"$error":"#DIV/0!"}},{"$f":"($G378/1.12)/($G379/1.06)","v":{"$error":"#DIV/0!"}},{"$f":"($H378/1.12)/($H379/1.06)","v":{"$error":"#DIV/0!"}},{"$f":"($I378/1.12)/($I379/1.06)","v":{"$error":"#DIV/0!"}},{"$f":"($J378/1.12)/($J379/1.06)","v":{"$error":"#DIV/0!"}},{"$f":"($K378/1.12)/($K379/1.06)","v":{"$error":"#DIV/0!"}},{"$f":"($L378/1.12)/($L379/1.06)","v":{"$error":"#DIV/0!"}},{"$f":"($M378/1.12)/($M379/1.06)","v":{"$error":"#DIV/0!"}},{"$f":"($N378/1.12)/($N379/1.06)","v":{"$error":"#DIV/0!"}},{"$f":"($O378/1.12)/($O379/1.06)","v":{"$error":"#DIV/0!"}},{"$f":"$P378/$P379","v":{"$error":"#DIV/0!"}},{"$f":"$Q378/$Q379","v":{"$error":"#DIV/0!"}},{"$f":"$R378/$R379","v":{"$error":"#DIV/0!"}},{"$f":"$S378/$S379","v":{"$error":"#DIV/0!"}},{"$f":"$T378/$T379","v":{"$error":"#DIV/0!"}},{"$f":"$U378/$U379","v":{"$error":"#DIV/0!"}},{"$f":"$V378/$V379","v":{"$error":"#DIV/0!"}},{"$f":"$W378/$W379","v":{"$error":"#DIV/0!"}},{"$f":"$X378/$X379","v":{"$error":"#DIV/0!"}},{"$f":"$Y378/$Y379","v":{"$error":"#DIV/0!"}},{"$f":"$Z378/$Z379","v":{"$error":"#DIV/0!"}},{"$f":"$AA378/$AA379","v":{"$error":"#DIV/0!"}},{"$f":"$AB378/$AB379","v":{"$error":"#DIV/0!"}},{"$f":"$AC378/$AC379","v":{"$error":"#DIV/0!"}},{"$f":"$AD378/$AD379","v":{"$error":"#DIV/0!"}},{"$f":"$AE378/$AE379","v":{"$error":"#DIV/0!"}},{"$f":"$AF378/$AF379","v":{"$error":"#DIV/0!"}},{"$f":"$AG378/$AG379","v":{"$error":"#DIV/0!"}},{"$f":"$AH378/$AH379","v":{"$error":"#DIV/0!"}},{"$f":"$AI378/$AI379","v":{"$error":"#DIV/0!"}},{"$f":"$AJ378/$AJ379","v":{"$error":"#DIV/0!"}},{"$f":"$AK378/$AK379","v":{"$error":"#DIV/0!"}},{"$f":"$AL378/$AL379","v":{"$error":"#DIV/0!"}},{"$f":"$AM378/$AM379","v":{"$error":"#DIV/0!"}},{"$f":"$AN378/$AN379","v":{"$error":"#DIV/0!"}},{"$f":"$AO378/$AO379","v":{"$error":"#DIV/0!"}},{"$f":"$AP378/$AP379","v":{"$error":"#DIV/0!"}},{"$f":"$AQ378/$AQ379","v":{"$error":"#DIV/0!"}},{"$f":"$AR378/$AR379","v":{"$error":"#DIV/0!"}},{"$f":"$AS378/$AS379","v":{"$error":"#DIV/0!"}},"暖房COP","σw"]
[null,null,"暖房COP比",{"$f":"$D380/$Q380","v":{"$error":"#DIV/0!"}},{"$f":"$E380/$Q380","v":{"$error":"#DIV/0!"}},{"$f":"$F380/$Q380","v":{"$error":"#DIV/0!"}},{"$f":"$G380/$Q380","v":{"$error":"#DIV/0!"}},{"$f":"$H380/$Q380","v":{"$error":"#DIV/0!"}},{"$f":"$I380/$Q380","v":{"$error":"#DIV/0!"}},{"$f":"$J380/$Q380","v":{"$error":"#DIV/0!"}},{"$f":"$K380/$Q380","v":{"$error":"#DIV/0!"}},{"$f":"$L380/$Q380","v":{"$error":"#DIV/0!"}},{"$f":"$M380/$Q380","v":{"$error":"#DIV/0!"}},{"$f":"$N380/$Q380","v":{"$error":"#DIV/0!"}},{"$f":"$O380/$Q380","v":{"$error":"#DIV/0!"}},{"$f":"$P380/$Q380","v":{"$error":"#DIV/0!"}},{"$f":"$Q380/$Q380","v":{"$error":"#DIV/0!"}},{"$f":"$R380/$Q380","v":{"$error":"#DIV/0!"}},{"$f":"$S380/$Q380","v":{"$error":"#DIV/0!"}},{"$f":"$T380/$Q380","v":{"$error":"#DIV/0!"}},{"$f":"$U380/$Q380","v":{"$error":"#DIV/0!"}},{"$f":"$V380/$Q380","v":{"$error":"#DIV/0!"}},{"$f":"$W380/$Q380","v":{"$error":"#DIV/0!"}},{"$f":"$X380/$Q380","v":{"$error":"#DIV/0!"}},{"$f":"$Y380/$Q380","v":{"$error":"#DIV/0!"}},{"$f":"$Z380/$Q380","v":{"$error":"#DIV/0!"}},{"$f":"$AA380/$Q380","v":{"$error":"#DIV/0!"}},{"$f":"$AB380/$Q380","v":{"$error":"#DIV/0!"}},{"$f":"$AC380/$Q380","v":{"$error":"#DIV/0!"}},{"$f":"$AD380/$Q380","v":{"$error":"#DIV/0!"}},{"$f":"$AE380/$Q380","v":{"$error":"#DIV/0!"}},{"$f":"$AF380/$Q380","v":{"$error":"#DIV/0!"}},{"$f":"$AG380/$Q380","v":{"$error":"#DIV/0!"}},{"$f":"$AH380/$Q380","v":{"$error":"#DIV/0!"}},{"$f":"$AI380/$Q380","v":{"$error":"#DIV/0!"}},{"$f":"$AJ380/$Q380","v":{"$error":"#DIV/0!"}},{"$f":"$AK380/$Q380","v":{"$error":"#DIV/0!"}},{"$f":"$AL380/$Q380","v":{"$error":"#DIV/0!"}},{"$f":"$AM380/$Q380","v":{"$error":"#DIV/0!"}},{"$f":"$AN380/$Q380","v":{"$error":"#DIV/0!"}},{"$f":"$AO380/$Q380","v":{"$error":"#DIV/0!"}},{"$f":"$AP380/$Q380","v":{"$error":"#DIV/0!"}},{"$f":"$AQ380/$Q380","v":{"$error":"#DIV/0!"}},{"$f":"$AR380/$Q380","v":{"$error":"#DIV/0!"}},{"$f":"$AS380/$Q380","v":{"$error":"#DIV/0!"}},"暖房COP比","βw"]
[null,null,"Σ",{"$f":"$D$301*$D377","v":{"$error":"#DIV/0!"}},{"$f":"$E$301*$E377","v":{"$error":"#DIV/0!"}},{"$f":"$F$301*$F377","v":{"$error":"#DIV/0!"}},{"$f":"$G$301*$G377","v":{"$error":"#DIV/0!"}},{"$f":"$H$301*$H377","v":{"$error":"#DIV/0!"}},{"$f":"$I$301*$I377","v":{"$error":"#DIV/0!"}},{"$f":"$J$301*$J377","v":{"$error":"#DIV/0!"}},{"$f":"$K$301*$K377","v":{"$error":"#DIV/0!"}},{"$f":"$L$301*$L377","v":{"$error":"#DIV/0!"}},{"$f":"$M$301*$M377","v":{"$error":"#DIV/0!"}},{"$f":"$N$301*$N377","v":{"$error":"#DIV/0!"}},{"$f":"$O$301*$O377","v":{"$error":"#DIV/0!"}},{"$f":"$P$301*$P377","v":{"$error":"#DIV/0!"}},{"$f":"$Q$301*$Q377","v":{"$error":"#DIV/0!"}},{"$f":"$R$301*$R377","v":{"$error":"#DIV/0!"}},{"$f":"$S$301*$S377","v":{"$error":"#DIV/0!"}},{"$f":"$T$301*$T377","v":{"$error":"#DIV/0!"}},{"$f":"$U$301*$U377","v":{"$error":"#DIV/0!"}},{"$f":"$V$301*$V377","v":{"$error":"#DIV/0!"}},{"$f":"$W$301*$W377","v":{"$error":"#DIV/0!"}},{"$f":"$X$301*$X377","v":{"$error":"#DIV/0!"}},{"$f":"$Y$301*$Y377","v":{"$error":"#DIV/0!"}},{"$f":"$Z$301*$Z377","v":{"$error":"#DIV/0!"}},{"$f":"$AA$301*$AA377","v":{"$error":"#DIV/0!"}},{"$f":"$AB$301*$AB377","v":{"$error":"#DIV/0!"}},{"$f":"$AC$301*$AC377","v":{"$error":"#DIV/0!"}},{"$f":"$AD$301*$AD377","v":{"$error":"#DIV/0!"}},{"$f":"$AE$301*$AE377","v":{"$error":"#DIV/0!"}},{"$f":"$AF$301*$AF377","v":{"$error":"#DIV/0!"}},{"$f":"$AG$301*$AG377","v":{"$error":"#DIV/0!"}},{"$f":"$AH$301*$AH377","v":{"$error":"#DIV/0!"}},{"$f":"$AI$301*$AI377","v":{"$error":"#DIV/0!"}},{"$f":"$AJ$301*$AJ377","v":{"$error":"#DIV/0!"}},{"$f":"$AK$301*$AK377","v":{"$error":"#DIV/0!"}},{"$f":"$AL$301*$AL377","v":{"$error":"#DIV/0!"}},{"$f":"$AM$301*$AM377","v":{"$error":"#DIV/0!"}},{"$f":"$AN$301*$AN377","v":{"$error":"#DIV/0!"}},{"$f":"$AO$301*$AO377","v":{"$error":"#DIV/0!"}},{"$f":"$AP$301*$AP377","v":{"$error":"#DIV/0!"}},{"$f":"$AQ$301*$AQ377","v":{"$error":"#DIV/0!"}},{"$f":"$AR$301*$AR377","v":{"$error":"#DIV/0!"}},{"$f":"$AS$301*$AS377","v":{"$error":"#DIV/0!"}},{"$f":"SUM($D382:$AS382)","v":{"$error":"#DIV/0!"}},"Σ"]
[null,"後4","暖房時消費電力比",{"$f":"$D$302/$D387","v":{"$error":"#DIV/0!"}},{"$f":"$E$302/$E387","v":{"$error":"#DIV/0!"}},{"$f":"$F$302/$F387","v":{"$error":"#DIV/0!"}},{"$f":"$G$302/$G387","v":{"$error":"#DIV/0!"}},{"$f":"$H$302/$H387","v":{"$error":"#DIV/0!"}},{"$f":"$I$302/$I387","v":{"$error":"#DIV/0!"}},{"$f":"$J$302/$J387","v":{"$error":"#DIV/0!"}},{"$f":"$K$302/$K387","v":{"$error":"#DIV/0!"}},{"$f":"$L$302/$L387","v":{"$error":"#DIV/0!"}},{"$f":"$M$302/$M387","v":{"$error":"#DIV/0!"}},{"$f":"$N$302/$N387","v":{"$error":"#DIV/0!"}},{"$f":"$O$302/$O387","v":{"$error":"#DIV/0!"}},{"$f":"$P$302/$P387","v":{"$error":"#DIV/0!"}},{"$f":"$Q$302/$Q387","v":{"$error":"#DIV/0!"}},{"$f":"$R$302/$R387","v":{"$error":"#DIV/0!"}},{"$f":"$S$302/$S387","v":{"$error":"#DIV/0!"}},{"$f":"$T$302/$T387","v":{"$error":"#DIV/0!"}},{"$f":"$U$302/$U387","v":{"$error":"#DIV/0!"}},{"$f":"$V$302/$V387","v":{"$error":"#DIV/0!"}},{"$f":"$W$302/$W387","v":{"$error":"#DIV/0!"}},{"$f":"$X$302/$X387","v":{"$error":"#DIV/0!"}},{"$f":"$Y$302/$Y387","v":{"$error":"#DIV/0!"}},{"$f":"$Z$302/$Z387","v":{"$error":"#DIV/0!"}},{"$f":"$AA$302/$AA387","v":{"$error":"#DIV/0!"}},{"$f":"$AB$302/$AB387","v":{"$error":"#DIV/0!"}},{"$f":"$AC$302/$AC387","v":{"$error":"#DIV/0!"}},{"$f":"$AD$302/$AD387","v":{"$error":"#DIV/0!"}},{"$f":"$AE$302/$AE387","v":{"$error":"#DIV/0!"}},{"$f":"$AF$302/$AF387","v":{"$error":"#DIV/0!"}},{"$f":"$AG$302/$AG387","v":{"$error":"#DIV/0!"}},{"$f":"$AH$302/$AH387","v":{"$error":"#DIV/0!"}},{"$f":"$AI$302/$AI387","v":{"$error":"#DIV/0!"}},{"$f":"$AJ$302/$AJ387","v":{"$error":"#DIV/0!"}},{"$f":"$AK$302/$AK387","v":{"$error":"#DIV/0!"}},{"$f":"$AL$302/$AL387","v":{"$error":"#DIV/0!"}},{"$f":"$AM$302/$AM387","v":{"$error":"#DIV/0!"}},{"$f":"$AN$302/$AN387","v":{"$error":"#DIV/0!"}},{"$f":"$AO$302/$AO387","v":{"$error":"#DIV/0!"}},{"$f":"$AP$302/$AP387","v":{"$error":"#DIV/0!"}},{"$f":"$AQ$302/$AQ387","v":{"$error":"#DIV/0!"}},{"$f":"$AR$302/$AR387","v":{"$error":"#DIV/0!"}},{"$f":"$AS$302/$AS387","v":{"$error":"#DIV/0!"}},"暖房時消費電力比","εw"]
[null,null,"暖房能力",{"$f":"($T$46-0.64*$T$46)/14*($D$288-7)+$T$46","v":0},{"$f":"($T$46-0.64*$T$46)/14*($E$288-7)+$T$46","v":0},{"$f":"($T$46-0.64*$T$46)/14*($F$288-7)+$T$46","v":0},{"$f":"($T$46-0.64*$T$46)/14*($G$288-7)+$T$46","v":0},{"$f":"($T$46-0.64*$T$46)/14*($H$288-7)+$T$46","v":0},{"$f":"($T$46-0.64*$T$46)/14*($I$288-7)+$T$46","v":0},{"$f":"($T$46-0.64*$T$46)/14*($J$288-7)+$T$46","v":0},{"$f":"($T$46-0.64*$T$46)/14*($K$288-7)+$T$46","v":0},{"$f":"($T$46-0.64*$T$46)/14*($L$288-7)+$T$46","v":0},{"$f":"($T$46-0.64*$T$46)/14*($M$288-7)+$T$46","v":0},{"$f":"($T$46-0.64*$T$46)/14*($N$288-7)+$T$46","v":0},{"$f":"($T$46-0.64*$T$46)/14*($O$288-7)+$T$46","v":0},{"$f":"($T$46-0.64*$T$46)/14*($P$288-7)+$T$46","v":0},{"$f":"($T$46-0.64*$T$46)/14*($Q$288-7)+$T$46","v":0},{"$f":"($T$46-0.64*$T$46)/14*($R$288-7)+$T$46","v":0},{"$f":"($T$46-0.64*$T$46)/14*($S$288-7)+$T$46","v":0},{"$f":"($T$46-0.64*$T$46)/14*($T$288-7)+$T$46","v":0},{"$f":"($T$46-0.64*$T$46)/14*($U$288-7)+$T$46","v":0},{"$f":"($T$46-0.64*$T$46)/14*($V$288-7)+$T$46","v":0},{"$f":"($T$46-0.64*$T$46)/14*($W$288-7)+$T$46","v":0},{"$f":"($T$46-0.64*$T$46)/14*($X$288-7)+$T$46","v":0},{"$f":"($T$46-0.64*$T$46)/14*($Y$288-7)+$T$46","v":0},{"$f":"($T$46-0.64*$T$46)/14*($Z$288-7)+$T$46","v":0},{"$f":"($T$46-0.64*$T$46)/14*($AA$288-7)+$T$46","v":0},{"$f":"($T$46-0.64*$T$46)/14*($AB$288-7)+$T$46","v":0},{"$f":"($T$46-0.64*$T$46)/14*($AC$288-7)+$T$46","v":0},{"$f":"($T$46-0.64*$T$46)/14*($AD$288-7)+$T$46","v":0},{"$f":"($T$46-0.64*$T$46)/14*($AE$288-7)+$T$46","v":0},{"$f":"($T$46-0.64*$T$46)/14*($AF$288-7)+$T$46","v":0},{"$f":"($T$46-0.64*$T$46)/14*($AG$288-7)+$T$46","v":0},{"$f":"($T$46-0.64*$T$46)/14*($AH$288-7)+$T$46","v":0},{"$f":"($T$46-0.64*$T$46)/14*($AI$288-7)+$T$46","v":0},{"$f":"($T$46-0.64*$T$46)/14*($AJ$288-7)+$T$46","v":0},{"$f":"($T$46-0.64*$T$46)/14*($AK$288-7)+$T$46","v":0},{"$f":"($T$46-0.64*$T$46)/14*($AL$288-7)+$T$46","v":0},{"$f":"($T$46-0.64*$T$46)/14*($AM$288-7)+$T$46","v":0},{"$f":"($T$46-0.64*$T$46)/14*($AN$288-7)+$T$46","v":0},{"$f":"($T$46-0.64*$T$46)/14*($AO$288-7)+$T$46","v":0},{"$f":"($T$46-0.64*$T$46)/14*($AP$288-7)+$T$46","v":0},{"$f":"($T$46-0.64*$T$46)/14*($AQ$288-7)+$T$46","v":0},{"$f":"($T$46-0.64*$T$46)/14*($AR$288-7)+$T$46","v":0},{"$f":"($T$46-0.64*$T$46)/14*($AS$288-7)+$T$46","v":0},"暖房能力","Φw"]
[null,null,"暖房消費電力",{"$f":"($T$47-0.82*$T$47)/14*($D$288-7)+$T$47","v":0},{"$f":"($T$47-0.82*$T$47)/14*($E$288-7)+$T$47","v":0},{"$f":"($T$47-0.82*$T$47)/14*($F$288-7)+$T$47","v":0},{"$f":"($T$47-0.82*$T$47)/14*($G$288-7)+$T$47","v":0},{"$f":"($T$47-0.82*$T$47)/14*($H$288-7)+$T$47","v":0},{"$f":"($T$47-0.82*$T$47)/14*($I$288-7)+$T$47","v":0},{"$f":"($T$47-0.82*$T$47)/14*($J$288-7)+$T$47","v":0},{"$f":"($T$47-0.82*$T$47)/14*($K$288-7)+$T$47","v":0},{"$f":"($T$47-0.82*$T$47)/14*($L$288-7)+$T$47","v":0},{"$f":"($T$47-0.82*$T$47)/14*($M$288-7)+$T$47","v":0},{"$f":"($T$47-0.82*$T$47)/14*($N$288-7)+$T$47","v":0},{"$f":"($T$47-0.82*$T$47)/14*($O$288-7)+$T$47","v":0},{"$f":"($T$47-0.82*$T$47)/14*($P$288-7)+$T$47","v":0},{"$f":"($T$47-0.82*$T$47)/14*($Q$288-7)+$T$47","v":0},{"$f":"($T$47-0.82*$T$47)/14*($R$288-7)+$T$47","v":0},{"$f":"($T$47-0.82*$T$47)/14*($S$288-7)+$T$47","v":0},{"$f":"($T$47-0.82*$T$47)/14*($T$288-7)+$T$47","v":0},{"$f":"($T$47-0.82*$T$47)/14*($U$288-7)+$T$47","v":0},{"$f":"($T$47-0.82*$T$47)/14*($V$288-7)+$T$47","v":0},{"$f":"($T$47-0.82*$T$47)/14*($W$288-7)+$T$47","v":0},{"$f":"($T$47-0.82*$T$47)/14*($X$288-7)+$T$47","v":0},{"$f":"($T$47-0.82*$T$47)/14*($Y$288-7)+$T$47","v":0},{"$f":"($T$47-0.82*$T$47)/14*($Z$288-7)+$T$47","v":0},{"$f":"($T$47-0.82*$T$47)/14*($AA$288-7)+$T$47","v":0},{"$f":"($T$47-0.82*$T$47)/14*($AB$288-7)+$T$47","v":0},{"$f":"($T$47-0.82*$T$47)/14*($AC$288-7)+$T$47","v":0},{"$f":"($T$47-0.82*$T$47)/14*($AD$288-7)+$T$47","v":0},{"$f":"($T$47-0.82*$T$47)/14*($AE$288-7)+$T$47","v":0},{"$f":"($T$47-0.82*$T$47)/14*($AF$288-7)+$T$47","v":0},{"$f":"($T$47-0.82*$T$47)/14*($AG$288-7)+$T$47","v":0},{"$f":"($T$47-0.82*$T$47)/14*($AH$288-7)+$T$47","v":0},{"$f":"($T$47-0.82*$T$47)/14*($AI$288-7)+$T$47","v":0},{"$f":"($T$47-0.82*$T$47)/14*($AJ$288-7)+$T$47","v":0},{"$f":"($T$47-0.82*$T$47)/14*($AK$288-7)+$T$47","v":0},{"$f":"($T$47-0.82*$T$47)/14*($AL$288-7)+$T$47","v":0},{"$f":"($T$47-0.82*$T$47)/14*($AM$288-7)+$T$47","v":0},{"$f":"($T$47-0.82*$T$47)/14*($AN$288-7)+$T$47","v":0},{"$f":"($T$47-0.82*$T$47)/14*($AO$288-7)+$T$47","v":0},{"$f":"($T$47-0.82*$T$47)/14*($AP$288-7)+$T$47","v":0},{"$f":"($T$47-0.82*$T$47)/14*($AQ$288-7)+$T$47","v":0},{"$f":"($T$47-0.82*$T$47)/14*($AR$288-7)+$T$47","v":0},{"$f":"($T$47-0.82*$T$47)/14*($AS$288-7)+$T$47","v":0},"消費電力","Pw"]
[null,null,"暖房COP",{"$f":"($D384/1.12)/($D385/1.06)","v":{"$error":"#DIV/0!"}},{"$f":"($E384/1.12)/($E385/1.06)","v":{"$error":"#DIV/0!"}},{"$f":"($F384/1.12)/($F385/1.06)","v":{"$error":"#DIV/0!"}},{"$f":"($G384/1.12)/($G385/1.06)","v":{"$error":"#DIV/0!"}},{"$f":"($H384/1.12)/($H385/1.06)","v":{"$error":"#DIV/0!"}},{"$f":"($I384/1.12)/($I385/1.06)","v":{"$error":"#DIV/0!"}},{"$f":"($J384/1.12)/($J385/1.06)","v":{"$error":"#DIV/0!"}},{"$f":"($K384/1.12)/($K385/1.06)","v":{"$error":"#DIV/0!"}},{"$f":"($L384/1.12)/($L385/1.06)","v":{"$error":"#DIV/0!"}},{"$f":"($M384/1.12)/($M385/1.06)","v":{"$error":"#DIV/0!"}},{"$f":"($N384/1.12)/($N385/1.06)","v":{"$error":"#DIV/0!"}},{"$f":"($O384/1.12)/($O385/1.06)","v":{"$error":"#DIV/0!"}},{"$f":"$P384/$P385","v":{"$error":"#DIV/0!"}},{"$f":"$Q384/$Q385","v":{"$error":"#DIV/0!"}},{"$f":"$R384/$R385","v":{"$error":"#DIV/0!"}},{"$f":"$S384/$S385","v":{"$error":"#DIV/0!"}},{"$f":"$T384/$T385","v":{"$error":"#DIV/0!"}},{"$f":"$U384/$U385","v":{"$error":"#DIV/0!"}},{"$f":"$V384/$V385","v":{"$error":"#DIV/0!"}},{"$f":"$W384/$W385","v":{"$error":"#DIV/0!"}},{"$f":"$X384/$X385","v":{"$error":"#DIV/0!"}},{"$f":"$Y384/$Y385","v":{"$error":"#DIV/0!"}},{"$f":"$Z384/$Z385","v":{"$error":"#DIV/0!"}},{"$f":"$AA384/$AA385","v":{"$error":"#DIV/0!"}},{"$f":"$AB384/$AB385","v":{"$error":"#DIV/0!"}},{"$f":"$AC384/$AC385","v":{"$error":"#DIV/0!"}},{"$f":"$AD384/$AD385","v":{"$error":"#DIV/0!"}},{"$f":"$AE384/$AE385","v":{"$error":"#DIV/0!"}},{"$f":"$AF384/$AF385","v":{"$error":"#DIV/0!"}},{"$f":"$AG384/$AG385","v":{"$error":"#DIV/0!"}},{"$f":"$AH384/$AH385","v":{"$error":"#DIV/0!"}},{"$f":"$AI384/$AI385","v":{"$error":"#DIV/0!"}},{"$f":"$AJ384/$AJ385","v":{"$error":"#DIV/0!"}},{"$f":"$AK384/$AK385","v":{"$error":"#DIV/0!"}},{"$f":"$AL384/$AL385","v":{"$error":"#DIV/0!"}},{"$f":"$AM384/$AM385","v":{"$error":"#DIV/0!"}},{"$f":"$AN384/$AN385","v":{"$error":"#DIV/0!"}},{"$f":"$AO384/$AO385","v":{"$error":"#DIV/0!"}},{"$f":"$AP384/$AP385","v":{"$error":"#DIV/0!"}},{"$f":"$AQ384/$AQ385","v":{"$error":"#DIV/0!"}},{"$f":"$AR384/$AR385","v":{"$error":"#DIV/0!"}},{"$f":"$AS384/$AS385","v":{"$error":"#DIV/0!"}},"暖房COP","σw"]
[null,null,"暖房COP比",{"$f":"$D386/$Q386","v":{"$error":"#DIV/0!"}},{"$f":"$E386/$Q386","v":{"$error":"#DIV/0!"}},{"$f":"$F386/$Q386","v":{"$error":"#DIV/0!"}},{"$f":"$G386/$Q386","v":{"$error":"#DIV/0!"}},{"$f":"$H386/$Q386","v":{"$error":"#DIV/0!"}},{"$f":"$I386/$Q386","v":{"$error":"#DIV/0!"}},{"$f":"$J386/$Q386","v":{"$error":"#DIV/0!"}},{"$f":"$K386/$Q386","v":{"$error":"#DIV/0!"}},{"$f":"$L386/$Q386","v":{"$error":"#DIV/0!"}},{"$f":"$M386/$Q386","v":{"$error":"#DIV/0!"}},{"$f":"$N386/$Q386","v":{"$error":"#DIV/0!"}},{"$f":"$O386/$Q386","v":{"$error":"#DIV/0!"}},{"$f":"$P386/$Q386","v":{"$error":"#DIV/0!"}},{"$f":"$Q386/$Q386","v":{"$error":"#DIV/0!"}},{"$f":"$R386/$Q386","v":{"$error":"#DIV/0!"}},{"$f":"$S386/$Q386","v":{"$error":"#DIV/0!"}},{"$f":"$T386/$Q386","v":{"$error":"#DIV/0!"}},{"$f":"$U386/$Q386","v":{"$error":"#DIV/0!"}},{"$f":"$V386/$Q386","v":{"$error":"#DIV/0!"}},{"$f":"$W386/$Q386","v":{"$error":"#DIV/0!"}},{"$f":"$X386/$Q386","v":{"$error":"#DIV/0!"}},{"$f":"$Y386/$Q386","v":{"$error":"#DIV/0!"}},{"$f":"$Z386/$Q386","v":{"$error":"#DIV/0!"}},{"$f":"$AA386/$Q386","v":{"$error":"#DIV/0!"}},{"$f":"$AB386/$Q386","v":{"$error":"#DIV/0!"}},{"$f":"$AC386/$Q386","v":{"$error":"#DIV/0!"}},{"$f":"$AD386/$Q386","v":{"$error":"#DIV/0!"}},{"$f":"$AE386/$Q386","v":{"$error":"#DIV/0!"}},{"$f":"$AF386/$Q386","v":{"$error":"#DIV/0!"}},{"$f":"$AG386/$Q386","v":{"$error":"#DIV/0!"}},{"$f":"$AH386/$Q386","v":{"$error":"#DIV/0!"}},{"$f":"$AI386/$Q386","v":{"$error":"#DIV/0!"}},{"$f":"$AJ386/$Q386","v":{"$error":"#DIV/0!"}},{"$f":"$AK386/$Q386","v":{"$error":"#DIV/0!"}},{"$f":"$AL386/$Q386","v":{"$error":"#DIV/0!"}},{"$f":"$AM386/$Q386","v":{"$error":"#DIV/0!"}},{"$f":"$AN386/$Q386","v":{"$error":"#DIV/0!"}},{"$f":"$AO386/$Q386","v":{"$error":"#DIV/0!"}},{"$f":"$AP386/$Q386","v":{"$error":"#DIV/0!"}},{"$f":"$AQ386/$Q386","v":{"$error":"#DIV/0!"}},{"$f":"$AR386/$Q386","v":{"$error":"#DIV/0!"}},{"$f":"$AS386/$Q386","v":{"$error":"#DIV/0!"}},"暖房COP比","βw"]
[null,null,"Σ",{"$f":"$D$301*$D383","v":{"$error":"#DIV/0!"}},{"$f":"$E$301*$E383","v":{"$error":"#DIV/0!"}},{"$f":"$F$301*$F383","v":{"$error":"#DIV/0!"}},{"$f":"$G$301*$G383","v":{"$error":"#DIV/0!"}},{"$f":"$H$301*$H383","v":{"$error":"#DIV/0!"}},{"$f":"$I$301*$I383","v":{"$error":"#DIV/0!"}},{"$f":"$J$301*$J383","v":{"$error":"#DIV/0!"}},{"$f":"$K$301*$K383","v":{"$error":"#DIV/0!"}},{"$f":"$L$301*$L383","v":{"$error":"#DIV/0!"}},{"$f":"$M$301*$M383","v":{"$error":"#DIV/0!"}},{"$f":"$N$301*$N383","v":{"$error":"#DIV/0!"}},{"$f":"$O$301*$O383","v":{"$error":"#DIV/0!"}},{"$f":"$P$301*$P383","v":{"$error":"#DIV/0!"}},{"$f":"$Q$301*$Q383","v":{"$error":"#DIV/0!"}},{"$f":"$R$301*$R383","v":{"$error":"#DIV/0!"}},{"$f":"$S$301*$S383","v":{"$error":"#DIV/0!"}},{"$f":"$T$301*$T383","v":{"$error":"#DIV/0!"}},{"$f":"$U$301*$U383","v":{"$error":"#DIV/0!"}},{"$f":"$V$301*$V383","v":{"$error":"#DIV/0!"}},{"$f":"$W$301*$W383","v":{"$error":"#DIV/0!"}},{"$f":"$X$301*$X383","v":{"$error":"#DIV/0!"}},{"$f":"$Y$301*$Y383","v":{"$error":"#DIV/0!"}},{"$f":"$Z$301*$Z383","v":{"$error":"#DIV/0!"}},{"$f":"$AA$301*$AA383","v":{"$error":"#DIV/0!"}},{"$f":"$AB$301*$AB383","v":{"$error":"#DIV/0!"}},{"$f":"$AC$301*$AC383","v":{"$error":"#DIV/0!"}},{"$f":"$AD$301*$AD383","v":{"$error":"#DIV/0!"}},{"$f":"$AE$301*$AE383","v":{"$error":"#DIV/0!"}},{"$f":"$AF$301*$AF383","v":{"$error":"#DIV/0!"}},{"$f":"$AG$301*$AG383","v":{"$error":"#DIV/0!"}},{"$f":"$AH$301*$AH383","v":{"$error":"#DIV/0!"}},{"$f":"$AI$301*$AI383","v":{"$error":"#DIV/0!"}},{"$f":"$AJ$301*$AJ383","v":{"$error":"#DIV/0!"}},{"$f":"$AK$301*$AK383","v":{"$error":"#DIV/0!"}},{"$f":"$AL$301*$AL383","v":{"$error":"#DIV/0!"}},{"$f":"$AM$301*$AM383","v":{"$error":"#DIV/0!"}},{"$f":"$AN$301*$AN383","v":{"$error":"#DIV/0!"}},{"$f":"$AO$301*$AO383","v":{"$error":"#DIV/0!"}},{"$f":"$AP$301*$AP383","v":{"$error":"#DIV/0!"}},{"$f":"$AQ$301*$AQ383","v":{"$error":"#DIV/0!"}},{"$f":"$AR$301*$AR383","v":{"$error":"#DIV/0!"}},{"$f":"$AS$301*$AS383","v":{"$error":"#DIV/0!"}},{"$f":"SUM($D388:$AS388)","v":{"$error":"#DIV/0!"}},"Σ"]
[null,"後5","暖房時消費電力比",{"$f":"$D$302/$D393","v":{"$error":"#DIV/0!"}},{"$f":"$E$302/$E393","v":{"$error":"#DIV/0!"}},{"$f":"$F$302/$F393","v":{"$error":"#DIV/0!"}},{"$f":"$G$302/$G393","v":{"$error":"#DIV/0!"}},{"$f":"$H$302/$H393","v":{"$error":"#DIV/0!"}},{"$f":"$I$302/$I393","v":{"$error":"#DIV/0!"}},{"$f":"$J$302/$J393","v":{"$error":"#DIV/0!"}},{"$f":"$K$302/$K393","v":{"$error":"#DIV/0!"}},{"$f":"$L$302/$L393","v":{"$error":"#DIV/0!"}},{"$f":"$M$302/$M393","v":{"$error":"#DIV/0!"}},{"$f":"$N$302/$N393","v":{"$error":"#DIV/0!"}},{"$f":"$O$302/$O393","v":{"$error":"#DIV/0!"}},{"$f":"$P$302/$P393","v":{"$error":"#DIV/0!"}},{"$f":"$Q$302/$Q393","v":{"$error":"#DIV/0!"}},{"$f":"$R$302/$R393","v":{"$error":"#DIV/0!"}},{"$f":"$S$302/$S393","v":{"$error":"#DIV/0!"}},{"$f":"$T$302/$T393","v":{"$error":"#DIV/0!"}},{"$f":"$U$302/$U393","v":{"$error":"#DIV/0!"}},{"$f":"$V$302/$V393","v":{"$error":"#DIV/0!"}},{"$f":"$W$302/$W393","v":{"$error":"#DIV/0!"}},{"$f":"$X$302/$X393","v":{"$error":"#DIV/0!"}},{"$f":"$Y$302/$Y393","v":{"$error":"#DIV/0!"}},{"$f":"$Z$302/$Z393","v":{"$error":"#DIV/0!"}},{"$f":"$AA$302/$AA393","v":{"$error":"#DIV/0!"}},{"$f":"$AB$302/$AB393","v":{"$error":"#DIV/0!"}},{"$f":"$AC$302/$AC393","v":{"$error":"#DIV/0!"}},{"$f":"$AD$302/$AD393","v":{"$error":"#DIV/0!"}},{"$f":"$AE$302/$AE393","v":{"$error":"#DIV/0!"}},{"$f":"$AF$302/$AF393","v":{"$error":"#DIV/0!"}},{"$f":"$AG$302/$AG393","v":{"$error":"#DIV/0!"}},{"$f":"$AH$302/$AH393","v":{"$error":"#DIV/0!"}},{"$f":"$AI$302/$AI393","v":{"$error":"#DIV/0!"}},{"$f":"$AJ$302/$AJ393","v":{"$error":"#DIV/0!"}},{"$f":"$AK$302/$AK393","v":{"$error":"#DIV/0!"}},{"$f":"$AL$302/$AL393","v":{"$error":"#DIV/0!"}},{"$f":"$AM$302/$AM393","v":{"$error":"#DIV/0!"}},{"$f":"$AN$302/$AN393","v":{"$error":"#DIV/0!"}},{"$f":"$AO$302/$AO393","v":{"$error":"#DIV/0!"}},{"$f":"$AP$302/$AP393","v":{"$error":"#DIV/0!"}},{"$f":"$AQ$302/$AQ393","v":{"$error":"#DIV/0!"}},{"$f":"$AR$302/$AR393","v":{"$error":"#DIV/0!"}},{"$f":"$AS$302/$AS393","v":{"$error":"#DIV/0!"}},"暖房時消費電力比","εw"]
[null,null,"暖房能力",{"$f":"($U$46-0.64*$U$46)/14*($D$288-7)+$U$46","v":0},{"$f":"($U$46-0.64*$U$46)/14*($E$288-7)+$U$46","v":0},{"$f":"($U$46-0.64*$U$46)/14*($F$288-7)+$U$46","v":0},{"$f":"($U$46-0.64*$U$46)/14*($G$288-7)+$U$46","v":0},{"$f":"($U$46-0.64*$U$46)/14*($H$288-7)+$U$46","v":0},{"$f":"($U$46-0.64*$U$46)/14*($I$288-7)+$U$46","v":0},{"$f":"($U$46-0.64*$U$46)/14*($J$288-7)+$U$46","v":0},{"$f":"($U$46-0.64*$U$46)/14*($K$288-7)+$U$46","v":0},{"$f":"($U$46-0.64*$U$46)/14*($L$288-7)+$U$46","v":0},{"$f":"($U$46-0.64*$U$46)/14*($M$288-7)+$U$46","v":0},{"$f":"($U$46-0.64*$U$46)/14*($N$288-7)+$U$46","v":0},{"$f":"($U$46-0.64*$U$46)/14*($O$288-7)+$U$46","v":0},{"$f":"($U$46-0.64*$U$46)/14*($P$288-7)+$U$46","v":0},{"$f":"($U$46-0.64*$U$46)/14*($Q$288-7)+$U$46","v":0},{"$f":"($U$46-0.64*$U$46)/14*($R$288-7)+$U$46","v":0},{"$f":"($U$46-0.64*$U$46)/14*($S$288-7)+$U$46","v":0},{"$f":"($U$46-0.64*$U$46)/14*($T$288-7)+$U$46","v":0},{"$f":"($U$46-0.64*$U$46)/14*($U$288-7)+$U$46","v":0},{"$f":"($U$46-0.64*$U$46)/14*($V$288-7)+$U$46","v":0},{"$f":"($U$46-0.64*$U$46)/14*($W$288-7)+$U$46","v":0},{"$f":"($U$46-0.64*$U$46)/14*($X$288-7)+$U$46","v":0},{"$f":"($U$46-0.64*$U$46)/14*($Y$288-7)+$U$46","v":0},{"$f":"($U$46-0.64*$U$46)/14*($Z$288-7)+$U$46","v":0},{"$f":"($U$46-0.64*$U$46)/14*($AA$288-7)+$U$46","v":0},{"$f":"($U$46-0.64*$U$46)/14*($AB$288-7)+$U$46","v":0},{"$f":"($U$46-0.64*$U$46)/14*($AC$288-7)+$U$46","v":0},{"$f":"($U$46-0.64*$U$46)/14*($AD$288-7)+$U$46","v":0},{"$f":"($U$46-0.64*$U$46)/14*($AE$288-7)+$U$46","v":0},{"$f":"($U$46-0.64*$U$46)/14*($AF$288-7)+$U$46","v":0},{"$f":"($U$46-0.64*$U$46)/14*($AG$288-7)+$U$46","v":0},{"$f":"($U$46-0.64*$U$46)/14*($AH$288-7)+$U$46","v":0},{"$f":"($U$46-0.64*$U$46)/14*($AI$288-7)+$U$46","v":0},{"$f":"($U$46-0.64*$U$46)/14*($AJ$288-7)+$U$46","v":0},{"$f":"($U$46-0.64*$U$46)/14*($AK$288-7)+$U$46","v":0},{"$f":"($U$46-0.64*$U$46)/14*($AL$288-7)+$U$46","v":0},{"$f":"($U$46-0.64*$U$46)/14*($AM$288-7)+$U$46","v":0},{"$f":"($U$46-0.64*$U$46)/14*($AN$288-7)+$U$46","v":0},{"$f":"($U$46-0.64*$U$46)/14*($AO$288-7)+$U$46","v":0},{"$f":"($U$46-0.64*$U$46)/14*($AP$288-7)+$U$46","v":0},{"$f":"($U$46-0.64*$U$46)/14*($AQ$288-7)+$U$46","v":0},{"$f":"($U$46-0.64*$U$46)/14*($AR$288-7)+$U$46","v":0},{"$f":"($U$46-0.64*$U$46)/14*($AS$288-7)+$U$46","v":0},"暖房能力","Φw"]
[null,null,"暖房消費電力",{"$f":"($U$47-0.82*$U$47)/14*($D$288-7)+$U$47","v":0},{"$f":"($U$47-0.82*$U$47)/14*($E$288-7)+$U$47","v":0},{"$f":"($U$47-0.82*$U$47)/14*($F$288-7)+$U$47","v":0},{"$f":"($U$47-0.82*$U$47)/14*($G$288-7)+$U$47","v":0},{"$f":"($U$47-0.82*$U$47)/14*($H$288-7)+$U$47","v":0},{"$f":"($U$47-0.82*$U$47)/14*($I$288-7)+$U$47","v":0},{"$f":"($U$47-0.82*$U$47)/14*($J$288-7)+$U$47","v":0},{"$f":"($U$47-0.82*$U$47)/14*($K$288-7)+$U$47","v":0},{"$f":"($U$47-0.82*$U$47)/14*($L$288-7)+$U$47","v":0},{"$f":"($U$47-0.82*$U$47)/14*($M$288-7)+$U$47","v":0},{"$f":"($U$47-0.82*$U$47)/14*($N$288-7)+$U$47","v":0},{"$f":"($U$47-0.82*$U$47)/14*($O$288-7)+$U$47","v":0},{"$f":"($U$47-0.82*$U$47)/14*($P$288-7)+$U$47","v":0},{"$f":"($U$47-0.82*$U$47)/14*($Q$288-7)+$U$47","v":0},{"$f":"($U$47-0.82*$U$47)/14*($R$288-7)+$U$47","v":0},{"$f":"($U$47-0.82*$U$47)/14*($S$288-7)+$U$47","v":0},{"$f":"($U$47-0.82*$U$47)/14*($T$288-7)+$U$47","v":0},{"$f":"($U$47-0.82*$U$47)/14*($U$288-7)+$U$47","v":0},{"$f":"($U$47-0.82*$U$47)/14*($V$288-7)+$U$47","v":0},{"$f":"($U$47-0.82*$U$47)/14*($W$288-7)+$U$47","v":0},{"$f":"($U$47-0.82*$U$47)/14*($X$288-7)+$U$47","v":0},{"$f":"($U$47-0.82*$U$47)/14*($Y$288-7)+$U$47","v":0},{"$f":"($U$47-0.82*$U$47)/14*($Z$288-7)+$U$47","v":0},{"$f":"($U$47-0.82*$U$47)/14*($AA$288-7)+$U$47","v":0},{"$f":"($U$47-0.82*$U$47)/14*($AB$288-7)+$U$47","v":0},{"$f":"($U$47-0.82*$U$47)/14*($AC$288-7)+$U$47","v":0},{"$f":"($U$47-0.82*$U$47)/14*($AD$288-7)+$U$47","v":0},{"$f":"($U$47-0.82*$U$47)/14*($AE$288-7)+$U$47","v":0},{"$f":"($U$47-0.82*$U$47)/14*($AF$288-7)+$U$47","v":0},{"$f":"($U$47-0.82*$U$47)/14*($AG$288-7)+$U$47","v":0},{"$f":"($U$47-0.82*$U$47)/14*($AH$288-7)+$U$47","v":0},{"$f":"($U$47-0.82*$U$47)/14*($AI$288-7)+$U$47","v":0},{"$f":"($U$47-0.82*$U$47)/14*($AJ$288-7)+$U$47","v":0},{"$f":"($U$47-0.82*$U$47)/14*($AK$288-7)+$U$47","v":0},{"$f":"($U$47-0.82*$U$47)/14*($AL$288-7)+$U$47","v":0},{"$f":"($U$47-0.82*$U$47)/14*($AM$288-7)+$U$47","v":0},{"$f":"($U$47-0.82*$U$47)/14*($AN$288-7)+$U$47","v":0},{"$f":"($U$47-0.82*$U$47)/14*($AO$288-7)+$U$47","v":0},{"$f":"($U$47-0.82*$U$47)/14*($AP$288-7)+$U$47","v":0},{"$f":"($U$47-0.82*$U$47)/14*($AQ$288-7)+$U$47","v":0},{"$f":"($U$47-0.82*$U$47)/14*($AR$288-7)+$U$47","v":0},{"$f":"($U$47-0.82*$U$47)/14*($AS$288-7)+$U$47","v":0},"消費電力","Pw"]
[null,null,"暖房COP",{"$f":"($D390/1.12)/($D391/1.06)","v":{"$error":"#DIV/0!"}},{"$f":"($E390/1.12)/($E391/1.06)","v":{"$error":"#DIV/0!"}},{"$f":"($F390/1.12)/($F391/1.06)","v":{"$error":"#DIV/0!"}},{"$f":"($G390/1.12)/($G391/1.06)","v":{"$error":"#DIV/0!"}},{"$f":"($H390/1.12)/($H391/1.06)","v":{"$error":"#DIV/0!"}},{"$f":"($I390/1.12)/($I391/1.06)","v":{"$error":"#DIV/0!"}},{"$f":"($J390/1.12)/($J391/1.06)","v":{"$error":"#DIV/0!"}},{"$f":"($K390/1.12)/($K391/1.06)","v":{"$error":"#DIV/0!"}},{"$f":"($L390/1.12)/($L391/1.06)","v":{"$error":"#DIV/0!"}},{"$f":"($M390/1.12)/($M391/1.06)","v":{"$error":"#DIV/0!"}},{"$f":"($N390/1.12)/($N391/1.06)","v":{"$error":"#DIV/0!"}},{"$f":"($O390/1.12)/($O391/1.06)","v":{"$error":"#DIV/0!"}},{"$f":"$P390/$P391","v":{"$error":"#DIV/0!"}},{"$f":"$Q390/$Q391","v":{"$error":"#DIV/0!"}},{"$f":"$R390/$R391","v":{"$error":"#DIV/0!"}},{"$f":"$S390/$S391","v":{"$error":"#DIV/0!"}},{"$f":"$T390/$T391","v":{"$error":"#DIV/0!"}},{"$f":"$U390/$U391","v":{"$error":"#DIV/0!"}},{"$f":"$V390/$V391","v":{"$error":"#DIV/0!"}},{"$f":"$W390/$W391","v":{"$error":"#DIV/0!"}},{"$f":"$X390/$X391","v":{"$error":"#DIV/0!"}},{"$f":"$Y390/$Y391","v":{"$error":"#DIV/0!"}},{"$f":"$Z390/$Z391","v":{"$error":"#DIV/0!"}},{"$f":"$AA390/$AA391","v":{"$error":"#DIV/0!"}},{"$f":"$AB390/$AB391","v":{"$error":"#DIV/0!"}},{"$f":"$AC390/$AC391","v":{"$error":"#DIV/0!"}},{"$f":"$AD390/$AD391","v":{"$error":"#DIV/0!"}},{"$f":"$AE390/$AE391","v":{"$error":"#DIV/0!"}},{"$f":"$AF390/$AF391","v":{"$error":"#DIV/0!"}},{"$f":"$AG390/$AG391","v":{"$error":"#DIV/0!"}},{"$f":"$AH390/$AH391","v":{"$error":"#DIV/0!"}},{"$f":"$AI390/$AI391","v":{"$error":"#DIV/0!"}},{"$f":"$AJ390/$AJ391","v":{"$error":"#DIV/0!"}},{"$f":"$AK390/$AK391","v":{"$error":"#DIV/0!"}},{"$f":"$AL390/$AL391","v":{"$error":"#DIV/0!"}},{"$f":"$AM390/$AM391","v":{"$error":"#DIV/0!"}},{"$f":"$AN390/$AN391","v":{"$error":"#DIV/0!"}},{"$f":"$AO390/$AO391","v":{"$error":"#DIV/0!"}},{"$f":"$AP390/$AP391","v":{"$error":"#DIV/0!"}},{"$f":"$AQ390/$AQ391","v":{"$error":"#DIV/0!"}},{"$f":"$AR390/$AR391","v":{"$error":"#DIV/0!"}},{"$f":"$AS390/$AS391","v":{"$error":"#DIV/0!"}},"暖房COP","σw"]
[null,null,"暖房COP比",{"$f":"$D392/$Q392","v":{"$error":"#DIV/0!"}},{"$f":"$E392/$Q392","v":{"$error":"#DIV/0!"}},{"$f":"$F392/$Q392","v":{"$error":"#DIV/0!"}},{"$f":"$G392/$Q392","v":{"$error":"#DIV/0!"}},{"$f":"$H392/$Q392","v":{"$error":"#DIV/0!"}},{"$f":"$I392/$Q392","v":{"$error":"#DIV/0!"}},{"$f":"$J392/$Q392","v":{"$error":"#DIV/0!"}},{"$f":"$K392/$Q392","v":{"$error":"#DIV/0!"}},{"$f":"$L392/$Q392","v":{"$error":"#DIV/0!"}},{"$f":"$M392/$Q392","v":{"$error":"#DIV/0!"}},{"$f":"$N392/$Q392","v":{"$error":"#DIV/0!"}},{"$f":"$O392/$Q392","v":{"$error":"#DIV/0!"}},{"$f":"$P392/$Q392","v":{"$error":"#DIV/0!"}},{"$f":"$Q392/$Q392","v":{"$error":"#DIV/0!"}},{"$f":"$R392/$Q392","v":{"$error":"#DIV/0!"}},{"$f":"$S392/$Q392","v":{"$error":"#DIV/0!"}},{"$f":"$T392/$Q392","v":{"$error":"#DIV/0!"}},{"$f":"$U392/$Q392","v":{"$error":"#DIV/0!"}},{"$f":"$V392/$Q392","v":{"$error":"#DIV/0!"}},{"$f":"$W392/$Q392","v":{"$error":"#DIV/0!"}},{"$f":"$X392/$Q392","v":{"$error":"#DIV/0!"}},{"$f":"$Y392/$Q392","v":{"$error":"#DIV/0!"}},{"$f":"$Z392/$Q392","v":{"$error":"#DIV/0!"}},{"$f":"$AA392/$Q392","v":{"$error":"#DIV/0!"}},{"$f":"$AB392/$Q392","v":{"$error":"#DIV/0!"}},{"$f":"$AC392/$Q392","v":{"$error":"#DIV/0!"}},{"$f":"$AD392/$Q392","v":{"$error":"#DIV/0!"}},{"$f":"$AE392/$Q392","v":{"$error":"#DIV/0!"}},{"$f":"$AF392/$Q392","v":{"$error":"#DIV/0!"}},{"$f":"$AG392/$Q392","v":{"$error":"#DIV/0!"}},{"$f":"$AH392/$Q392","v":{"$error":"#DIV/0!"}},{"$f":"$AI392/$Q392","v":{"$error":"#DIV/0!"}},{"$f":"$AJ392/$Q392","v":{"$error":"#DIV/0!"}},{"$f":"$AK392/$Q392","v":{"$error":"#DIV/0!"}},{"$f":"$AL392/$Q392","v":{"$error":"#DIV/0!"}},{"$f":"$AM392/$Q392","v":{"$error":"#DIV/0!"}},{"$f":"$AN392/$Q392","v":{"$error":"#DIV/0!"}},{"$f":"$AO392/$Q392","v":{"$error":"#DIV/0!"}},{"$f":"$AP392/$Q392","v":{"$error":"#DIV/0!"}},{"$f":"$AQ392/$Q392","v":{"$error":"#DIV/0!"}},{"$f":"$AR392/$Q392","v":{"$error":"#DIV/0!"}},{"$f":"$AS392/$Q392","v":{"$error":"#DIV/0!"}},"暖房COP比","βw"]
[null,null,"Σ",{"$f":"$D$301*$D389","v":{"$error":"#DIV/0!"}},{"$f":"$E$301*$E389","v":{"$error":"#DIV/0!"}},{"$f":"$F$301*$F389","v":{"$error":"#DIV/0!"}},{"$f":"$G$301*$G389","v":{"$error":"#DIV/0!"}},{"$f":"$H$301*$H389","v":{"$error":"#DIV/0!"}},{"$f":"$I$301*$I389","v":{"$error":"#DIV/0!"}},{"$f":"$J$301*$J389","v":{"$error":"#DIV/0!"}},{"$f":"$K$301*$K389","v":{"$error":"#DIV/0!"}},{"$f":"$L$301*$L389","v":{"$error":"#DIV/0!"}},{"$f":"$M$301*$M389","v":{"$error":"#DIV/0!"}},{"$f":"$N$301*$N389","v":{"$error":"#DIV/0!"}},{"$f":"$O$301*$O389","v":{"$error":"#DIV/0!"}},{"$f":"$P$301*$P389","v":{"$error":"#DIV/0!"}},{"$f":"$Q$301*$Q389","v":{"$error":"#DIV/0!"}},{"$f":"$R$301*$R389","v":{"$error":"#DIV/0!"}},{"$f":"$S$301*$S389","v":{"$error":"#DIV/0!"}},{"$f":"$T$301*$T389","v":{"$error":"#DIV/0!"}},{"$f":"$U$301*$U389","v":{"$error":"#DIV/0!"}},{"$f":"$V$301*$V389","v":{"$error":"#DIV/0!"}},{"$f":"$W$301*$W389","v":{"$error":"#DIV/0!"}},{"$f":"$X$301*$X389","v":{"$error":"#DIV/0!"}},{"$f":"$Y$301*$Y389","v":{"$error":"#DIV/0!"}},{"$f":"$Z$301*$Z389","v":{"$error":"#DIV/0!"}},{"$f":"$AA$301*$AA389","v":{"$error":"#DIV/0!"}},{"$f":"$AB$301*$AB389","v":{"$error":"#DIV/0!"}},{"$f":"$AC$301*$AC389","v":{"$error":"#DIV/0!"}},{"$f":"$AD$301*$AD389","v":{"$error":"#DIV/0!"}},{"$f":"$AE$301*$AE389","v":{"$error":"#DIV/0!"}},{"$f":"$AF$301*$AF389","v":{"$error":"#DIV/0!"}},{"$f":"$AG$301*$AG389","v":{"$error":"#DIV/0!"}},{"$f":"$AH$301*$AH389","v":{"$error":"#DIV/0!"}},{"$f":"$AI$301*$AI389","v":{"$error":"#DIV/0!"}},{"$f":"$AJ$301*$AJ389","v":{"$error":"#DIV/0!"}},{"$f":"$AK$301*$AK389","v":{"$error":"#DIV/0!"}},{"$f":"$AL$301*$AL389","v":{"$error":"#DIV/0!"}},{"$f":"$AM$301*$AM389","v":{"$error":"#DIV/0!"}},{"$f":"$AN$301*$AN389","v":{"$error":"#DIV/0!"}},{"$f":"$AO$301*$AO389","v":{"$error":"#DIV/0!"}},{"$f":"$AP$301*$AP389","v":{"$error":"#DIV/0!"}},{"$f":"$AQ$301*$AQ389","v":{"$error":"#DIV/0!"}},{"$f":"$AR$301*$AR389","v":{"$error":"#DIV/0!"}},{"$f":"$AS$301*$AS389","v":{"$error":"#DIV/0!"}},{"$f":"SUM($D394:$AS394)","v":{"$error":"#DIV/0!"}},"Σ"]
[null,"後6","暖房時消費電力比",{"$f":"$D$302/$D399","v":{"$error":"#DIV/0!"}},{"$f":"$E$302/$E399","v":{"$error":"#DIV/0!"}},{"$f":"$F$302/$F399","v":{"$error":"#DIV/0!"}},{"$f":"$G$302/$G399","v":{"$error":"#DIV/0!"}},{"$f":"$H$302/$H399","v":{"$error":"#DIV/0!"}},{"$f":"$I$302/$I399","v":{"$error":"#DIV/0!"}},{"$f":"$J$302/$J399","v":{"$error":"#DIV/0!"}},{"$f":"$K$302/$K399","v":{"$error":"#DIV/0!"}},{"$f":"$L$302/$L399","v":{"$error":"#DIV/0!"}},{"$f":"$M$302/$M399","v":{"$error":"#DIV/0!"}},{"$f":"$N$302/$N399","v":{"$error":"#DIV/0!"}},{"$f":"$O$302/$O399","v":{"$error":"#DIV/0!"}},{"$f":"$P$302/$P399","v":{"$error":"#DIV/0!"}},{"$f":"$Q$302/$Q399","v":{"$error":"#DIV/0!"}},{"$f":"$R$302/$R399","v":{"$error":"#DIV/0!"}},{"$f":"$S$302/$S399","v":{"$error":"#DIV/0!"}},{"$f":"$T$302/$T399","v":{"$error":"#DIV/0!"}},{"$f":"$U$302/$U399","v":{"$error":"#DIV/0!"}},{"$f":"$V$302/$V399","v":{"$error":"#DIV/0!"}},{"$f":"$W$302/$W399","v":{"$error":"#DIV/0!"}},{"$f":"$X$302/$X399","v":{"$error":"#DIV/0!"}},{"$f":"$Y$302/$Y399","v":{"$error":"#DIV/0!"}},{"$f":"$Z$302/$Z399","v":{"$error":"#DIV/0!"}},{"$f":"$AA$302/$AA399","v":{"$error":"#DIV/0!"}},{"$f":"$AB$302/$AB399","v":{"$error":"#DIV/0!"}},{"$f":"$AC$302/$AC399","v":{"$error":"#DIV/0!"}},{"$f":"$AD$302/$AD399","v":{"$error":"#DIV/0!"}},{"$f":"$AE$302/$AE399","v":{"$error":"#DIV/0!"}},{"$f":"$AF$302/$AF399","v":{"$error":"#DIV/0!"}},{"$f":"$AG$302/$AG399","v":{"$error":"#DIV/0!"}},{"$f":"$AH$302/$AH399","v":{"$error":"#DIV/0!"}},{"$f":"$AI$302/$AI399","v":{"$error":"#DIV/0!"}},{"$f":"$AJ$302/$AJ399","v":{"$error":"#DIV/0!"}},{"$f":"$AK$302/$AK399","v":{"$error":"#DIV/0!"}},{"$f":"$AL$302/$AL399","v":{"$error":"#DIV/0!"}},{"$f":"$AM$302/$AM399","v":{"$error":"#DIV/0!"}},{"$f":"$AN$302/$AN399","v":{"$error":"#DIV/0!"}},{"$f":"$AO$302/$AO399","v":{"$error":"#DIV/0!"}},{"$f":"$AP$302/$AP399","v":{"$error":"#DIV/0!"}},{"$f":"$AQ$302/$AQ399","v":{"$error":"#DIV/0!"}},{"$f":"$AR$302/$AR399","v":{"$error":"#DIV/0!"}},{"$f":"$AS$302/$AS399","v":{"$error":"#DIV/0!"}},"暖房時消費電力比","εw"]
[null,null,"暖房能力",{"$f":"($V$46-0.64*$V$46)/14*($D$288-7)+$V$46","v":0},{"$f":"($V$46-0.64*$V$46)/14*($E$288-7)+$V$46","v":0},{"$f":"($V$46-0.64*$V$46)/14*($F$288-7)+$V$46","v":0},{"$f":"($V$46-0.64*$V$46)/14*($G$288-7)+$V$46","v":0},{"$f":"($V$46-0.64*$V$46)/14*($H$288-7)+$V$46","v":0},{"$f":"($V$46-0.64*$V$46)/14*($I$288-7)+$V$46","v":0},{"$f":"($V$46-0.64*$V$46)/14*($J$288-7)+$V$46","v":0},{"$f":"($V$46-0.64*$V$46)/14*($K$288-7)+$V$46","v":0},{"$f":"($V$46-0.64*$V$46)/14*($L$288-7)+$V$46","v":0},{"$f":"($V$46-0.64*$V$46)/14*($M$288-7)+$V$46","v":0},{"$f":"($V$46-0.64*$V$46)/14*($N$288-7)+$V$46","v":0},{"$f":"($V$46-0.64*$V$46)/14*($O$288-7)+$V$46","v":0},{"$f":"($V$46-0.64*$V$46)/14*($P$288-7)+$V$46","v":0},{"$f":"($V$46-0.64*$V$46)/14*($Q$288-7)+$V$46","v":0},{"$f":"($V$46-0.64*$V$46)/14*($R$288-7)+$V$46","v":0},{"$f":"($V$46-0.64*$V$46)/14*($S$288-7)+$V$46","v":0},{"$f":"($V$46-0.64*$V$46)/14*($T$288-7)+$V$46","v":0},{"$f":"($V$46-0.64*$V$46)/14*($U$288-7)+$V$46","v":0},{"$f":"($V$46-0.64*$V$46)/14*($V$288-7)+$V$46","v":0},{"$f":"($V$46-0.64*$V$46)/14*($W$288-7)+$V$46","v":0},{"$f":"($V$46-0.64*$V$46)/14*($X$288-7)+$V$46","v":0},{"$f":"($V$46-0.64*$V$46)/14*($Y$288-7)+$V$46","v":0},{"$f":"($V$46-0.64*$V$46)/14*($Z$288-7)+$V$46","v":0},{"$f":"($V$46-0.64*$V$46)/14*($AA$288-7)+$V$46","v":0},{"$f":"($V$46-0.64*$V$46)/14*($AB$288-7)+$V$46","v":0},{"$f":"($V$46-0.64*$V$46)/14*($AC$288-7)+$V$46","v":0},{"$f":"($V$46-0.64*$V$46)/14*($AD$288-7)+$V$46","v":0},{"$f":"($V$46-0.64*$V$46)/14*($AE$288-7)+$V$46","v":0},{"$f":"($V$46-0.64*$V$46)/14*($AF$288-7)+$V$46","v":0},{"$f":"($V$46-0.64*$V$46)/14*($AG$288-7)+$V$46","v":0},{"$f":"($V$46-0.64*$V$46)/14*($AH$288-7)+$V$46","v":0},{"$f":"($V$46-0.64*$V$46)/14*($AI$288-7)+$V$46","v":0},{"$f":"($V$46-0.64*$V$46)/14*($AJ$288-7)+$V$46","v":0},{"$f":"($V$46-0.64*$V$46)/14*($AK$288-7)+$V$46","v":0},{"$f":"($V$46-0.64*$V$46)/14*($AL$288-7)+$V$46","v":0},{"$f":"($V$46-0.64*$V$46)/14*($AM$288-7)+$V$46","v":0},{"$f":"($V$46-0.64*$V$46)/14*($AN$288-7)+$V$46","v":0},{"$f":"($V$46-0.64*$V$46)/14*($AO$288-7)+$V$46","v":0},{"$f":"($V$46-0.64*$V$46)/14*($AP$288-7)+$V$46","v":0},{"$f":"($V$46-0.64*$V$46)/14*($AQ$288-7)+$V$46","v":0},{"$f":"($V$46-0.64*$V$46)/14*($AR$288-7)+$V$46","v":0},{"$f":"($V$46-0.64*$V$46)/14*($AS$288-7)+$V$46","v":0},"暖房能力","Φw"]
[null,null,"暖房消費電力",{"$f":"($V$47-0.82*$V$47)/14*($D$288-7)+$V$47","v":0},{"$f":"($V$47-0.82*$V$47)/14*($E$288-7)+$V$47","v":0},{"$f":"($V$47-0.82*$V$47)/14*($F$288-7)+$V$47","v":0},{"$f":"($V$47-0.82*$V$47)/14*($G$288-7)+$V$47","v":0},{"$f":"($V$47-0.82*$V$47)/14*($H$288-7)+$V$47","v":0},{"$f":"($V$47-0.82*$V$47)/14*($I$288-7)+$V$47","v":0},{"$f":"($V$47-0.82*$V$47)/14*($J$288-7)+$V$47","v":0},{"$f":"($V$47-0.82*$V$47)/14*($K$288-7)+$V$47","v":0},{"$f":"($V$47-0.82*$V$47)/14*($L$288-7)+$V$47","v":0},{"$f":"($V$47-0.82*$V$47)/14*($M$288-7)+$V$47","v":0},{"$f":"($V$47-0.82*$V$47)/14*($N$288-7)+$V$47","v":0},{"$f":"($V$47-0.82*$V$47)/14*($O$288-7)+$V$47","v":0},{"$f":"($V$47-0.82*$V$47)/14*($P$288-7)+$V$47","v":0},{"$f":"($V$47-0.82*$V$47)/14*($Q$288-7)+$V$47","v":0},{"$f":"($V$47-0.82*$V$47)/14*($R$288-7)+$V$47","v":0},{"$f":"($V$47-0.82*$V$47)/14*($S$288-7)+$V$47","v":0},{"$f":"($V$47-0.82*$V$47)/14*($T$288-7)+$V$47","v":0},{"$f":"($V$47-0.82*$V$47)/14*($U$288-7)+$V$47","v":0},{"$f":"($V$47-0.82*$V$47)/14*($V$288-7)+$V$47","v":0},{"$f":"($V$47-0.82*$V$47)/14*($W$288-7)+$V$47","v":0},{"$f":"($V$47-0.82*$V$47)/14*($X$288-7)+$V$47","v":0},{"$f":"($V$47-0.82*$V$47)/14*($Y$288-7)+$V$47","v":0},{"$f":"($V$47-0.82*$V$47)/14*($Z$288-7)+$V$47","v":0},{"$f":"($V$47-0.82*$V$47)/14*($AA$288-7)+$V$47","v":0},{"$f":"($V$47-0.82*$V$47)/14*($AB$288-7)+$V$47","v":0},{"$f":"($V$47-0.82*$V$47)/14*($AC$288-7)+$V$47","v":0},{"$f":"($V$47-0.82*$V$47)/14*($AD$288-7)+$V$47","v":0},{"$f":"($V$47-0.82*$V$47)/14*($AE$288-7)+$V$47","v":0},{"$f":"($V$47-0.82*$V$47)/14*($AF$288-7)+$V$47","v":0},{"$f":"($V$47-0.82*$V$47)/14*($AG$288-7)+$V$47","v":0},{"$f":"($V$47-0.82*$V$47)/14*($AH$288-7)+$V$47","v":0},{"$f":"($V$47-0.82*$V$47)/14*($AI$288-7)+$V$47","v":0},{"$f":"($V$47-0.82*$V$47)/14*($AJ$288-7)+$V$47","v":0},{"$f":"($V$47-0.82*$V$47)/14*($AK$288-7)+$V$47","v":0},{"$f":"($V$47-0.82*$V$47)/14*($AL$288-7)+$V$47","v":0},{"$f":"($V$47-0.82*$V$47)/14*($AM$288-7)+$V$47","v":0},{"$f":"($V$47-0.82*$V$47)/14*($AN$288-7)+$V$47","v":0},{"$f":"($V$47-0.82*$V$47)/14*($AO$288-7)+$V$47","v":0},{"$f":"($V$47-0.82*$V$47)/14*($AP$288-7)+$V$47","v":0},{"$f":"($V$47-0.82*$V$47)/14*($AQ$288-7)+$V$47","v":0},{"$f":"($V$47-0.82*$V$47)/14*($AR$288-7)+$V$47","v":0},{"$f":"($V$47-0.82*$V$47)/14*($AS$288-7)+$V$47","v":0},"消費電力","Pw"]
[null,null,"暖房COP",{"$f":"($D396/1.12)/($D397/1.06)","v":{"$error":"#DIV/0!"}},{"$f":"($E396/1.12)/($E397/1.06)","v":{"$error":"#DIV/0!"}},{"$f":"($F396/1.12)/($F397/1.06)","v":{"$error":"#DIV/0!"}},{"$f":"($G396/1.12)/($G397/1.06)","v":{"$error":"#DIV/0!"}},{"$f":"($H396/1.12)/($H397/1.06)","v":{"$error":"#DIV/0!"}},{"$f":"($I396/1.12)/($I397/1.06)","v":{"$error":"#DIV/0!"}},{"$f":"($J396/1.12)/($J397/1.06)","v":{"$error":"#DIV/0!"}},{"$f":"($K396/1.12)/($K397/1.06)","v":{"$error":"#DIV/0!"}},{"$f":"($L396/1.12)/($L397/1.06)","v":{"$error":"#DIV/0!"}},{"$f":"($M396/1.12)/($M397/1.06)","v":{"$error":"#DIV/0!"}},{"$f":"($N396/1.12)/($N397/1.06)","v":{"$error":"#DIV/0!"}},{"$f":"($O396/1.12)/($O397/1.06)","v":{"$error":"#DIV/0!"}},{"$f":"$P396/$P397","v":{"$error":"#DIV/0!"}},{"$f":"$Q396/$Q397","v":{"$error":"#DIV/0!"}},{"$f":"$R396/$R397","v":{"$error":"#DIV/0!"}},{"$f":"$S396/$S397","v":{"$error":"#DIV/0!"}},{"$f":"$T396/$T397","v":{"$error":"#DIV/0!"}},{"$f":"$U396/$U397","v":{"$error":"#DIV/0!"}},{"$f":"$V396/$V397","v":{"$error":"#DIV/0!"}},{"$f":"$W396/$W397","v":{"$error":"#DIV/0!"}},{"$f":"$X396/$X397","v":{"$error":"#DIV/0!"}},{"$f":"$Y396/$Y397","v":{"$error":"#DIV/0!"}},{"$f":"$Z396/$Z397","v":{"$error":"#DIV/0!"}},{"$f":"$AA396/$AA397","v":{"$error":"#DIV/0!"}},{"$f":"$AB396/$AB397","v":{"$error":"#DIV/0!"}},{"$f":"$AC396/$AC397","v":{"$error":"#DIV/0!"}},{"$f":"$AD396/$AD397","v":{"$error":"#DIV/0!"}},{"$f":"$AE396/$AE397","v":{"$error":"#DIV/0!"}},{"$f":"$AF396/$AF397","v":{"$error":"#DIV/0!"}},{"$f":"$AG396/$AG397","v":{"$error":"#DIV/0!"}},{"$f":"$AH396/$AH397","v":{"$error":"#DIV/0!"}},{"$f":"$AI396/$AI397","v":{"$error":"#DIV/0!"}},{"$f":"$AJ396/$AJ397","v":{"$error":"#DIV/0!"}},{"$f":"$AK396/$AK397","v":{"$error":"#DIV/0!"}},{"$f":"$AL396/$AL397","v":{"$error":"#DIV/0!"}},{"$f":"$AM396/$AM397","v":{"$error":"#DIV/0!"}},{"$f":"$AN396/$AN397","v":{"$error":"#DIV/0!"}},{"$f":"$AO396/$AO397","v":{"$error":"#DIV/0!"}},{"$f":"$AP396/$AP397","v":{"$error":"#DIV/0!"}},{"$f":"$AQ396/$AQ397","v":{"$error":"#DIV/0!"}},{"$f":"$AR396/$AR397","v":{"$error":"#DIV/0!"}},{"$f":"$AS396/$AS397","v":{"$error":"#DIV/0!"}},"暖房COP","σw"]
[null,null,"暖房COP比",{"$f":"$D398/$Q398","v":{"$error":"#DIV/0!"}},{"$f":"$E398/$Q398","v":{"$error":"#DIV/0!"}},{"$f":"$F398/$Q398","v":{"$error":"#DIV/0!"}},{"$f":"$G398/$Q398","v":{"$error":"#DIV/0!"}},{"$f":"$H398/$Q398","v":{"$error":"#DIV/0!"}},{"$f":"$I398/$Q398","v":{"$error":"#DIV/0!"}},{"$f":"$J398/$Q398","v":{"$error":"#DIV/0!"}},{"$f":"$K398/$Q398","v":{"$error":"#DIV/0!"}},{"$f":"$L398/$Q398","v":{"$error":"#DIV/0!"}},{"$f":"$M398/$Q398","v":{"$error":"#DIV/0!"}},{"$f":"$N398/$Q398","v":{"$error":"#DIV/0!"}},{"$f":"$O398/$Q398","v":{"$error":"#DIV/0!"}},{"$f":"$P398/$Q398","v":{"$error":"#DIV/0!"}},{"$f":"$Q398/$Q398","v":{"$error":"#DIV/0!"}},{"$f":"$R398/$Q398","v":{"$error":"#DIV/0!"}},{"$f":"$S398/$Q398","v":{"$error":"#DIV/0!"}},{"$f":"$T398/$Q398","v":{"$error":"#DIV/0!"}},{"$f":"$U398/$Q398","v":{"$error":"#DIV/0!"}},{"$f":"$V398/$Q398","v":{"$error":"#DIV/0!"}},{"$f":"$W398/$Q398","v":{"$error":"#DIV/0!"}},{"$f":"$X398/$Q398","v":{"$error":"#DIV/0!"}},{"$f":"$Y398/$Q398","v":{"$error":"#DIV/0!"}},{"$f":"$Z398/$Q398","v":{"$error":"#DIV/0!"}},{"$f":"$AA398/$Q398","v":{"$error":"#DIV/0!"}},{"$f":"$AB398/$Q398","v":{"$error":"#DIV/0!"}},{"$f":"$AC398/$Q398","v":{"$error":"#DIV/0!"}},{"$f":"$AD398/$Q398","v":{"$error":"#DIV/0!"}},{"$f":"$AE398/$Q398","v":{"$error":"#DIV/0!"}},{"$f":"$AF398/$Q398","v":{"$error":"#DIV/0!"}},{"$f":"$AG398/$Q398","v":{"$error":"#DIV/0!"}},{"$f":"$AH398/$Q398","v":{"$error":"#DIV/0!"}},{"$f":"$AI398/$Q398","v":{"$error":"#DIV/0!"}},{"$f":"$AJ398/$Q398","v":{"$error":"#DIV/0!"}},{"$f":"$AK398/$Q398","v":{"$error":"#DIV/0!"}},{"$f":"$AL398/$Q398","v":{"$error":"#DIV/0!"}},{"$f":"$AM398/$Q398","v":{"$error":"#DIV/0!"}},{"$f":"$AN398/$Q398","v":{"$error":"#DIV/0!"}},{"$f":"$AO398/$Q398","v":{"$error":"#DIV/0!"}},{"$f":"$AP398/$Q398","v":{"$error":"#DIV/0!"}},{"$f":"$AQ398/$Q398","v":{"$error":"#DIV/0!"}},{"$f":"$AR398/$Q398","v":{"$error":"#DIV/0!"}},{"$f":"$AS398/$Q398","v":{"$error":"#DIV/0!"}},"暖房COP比","βw"]
[null,null,"Σ",{"$f":"$D$301*$D395","v":{"$error":"#DIV/0!"}},{"$f":"$E$301*$E395","v":{"$error":"#DIV/0!"}},{"$f":"$F$301*$F395","v":{"$error":"#DIV/0!"}},{"$f":"$G$301*$G395","v":{"$error":"#DIV/0!"}},{"$f":"$H$301*$H395","v":{"$error":"#DIV/0!"}},{"$f":"$I$301*$I395","v":{"$error":"#DIV/0!"}},{"$f":"$J$301*$J395","v":{"$error":"#DIV/0!"}},{"$f":"$K$301*$K395","v":{"$error":"#DIV/0!"}},{"$f":"$L$301*$L395","v":{"$error":"#DIV/0!"}},{"$f":"$M$301*$M395","v":{"$error":"#DIV/0!"}},{"$f":"$N$301*$N395","v":{"$error":"#DIV/0!"}},{"$f":"$O$301*$O395","v":{"$error":"#DIV/0!"}},{"$f":"$P$301*$P395","v":{"$error":"#DIV/0!"}},{"$f":"$Q$301*$Q395","v":{"$error":"#DIV/0!"}},{"$f":"$R$301*$R395","v":{"$error":"#DIV/0!"}},{"$f":"$S$301*$S395","v":{"$error":"#DIV/0!"}},{"$f":"$T$301*$T395","v":{"$error":"#DIV/0!"}},{"$f":"$U$301*$U395","v":{"$error":"#DIV/0!"}},{"$f":"$V$301*$V395","v":{"$error":"#DIV/0!"}},{"$f":"$W$301*$W395","v":{"$error":"#DIV/0!"}},{"$f":"$X$301*$X395","v":{"$error":"#DIV/0!"}},{"$f":"$Y$301*$Y395","v":{"$error":"#DIV/0!"}},{"$f":"$Z$301*$Z395","v":{"$error":"#DIV/0!"}},{"$f":"$AA$301*$AA395","v":{"$error":"#DIV/0!"}},{"$f":"$AB$301*$AB395","v":{"$error":"#DIV/0!"}},{"$f":"$AC$301*$AC395","v":{"$error":"#DIV/0!"}},{"$f":"$AD$301*$AD395","v":{"$error":"#DIV/0!"}},{"$f":"$AE$301*$AE395","v":{"$error":"#DIV/0!"}},{"$f":"$AF$301*$AF395","v":{"$error":"#DIV/0!"}},{"$f":"$AG$301*$AG395","v":{"$error":"#DIV/0!"}},{"$f":"$AH$301*$AH395","v":{"$error":"#DIV/0!"}},{"$f":"$AI$301*$AI395","v":{"$error":"#DIV/0!"}},{"$f":"$AJ$301*$AJ395","v":{"$error":"#DIV/0!"}},{"$f":"$AK$301*$AK395","v":{"$error":"#DIV/0!"}},{"$f":"$AL$301*$AL395","v":{"$error":"#DIV/0!"}},{"$f":"$AM$301*$AM395","v":{"$error":"#DIV/0!"}},{"$f":"$AN$301*$AN395","v":{"$error":"#DIV/0!"}},{"$f":"$AO$301*$AO395","v":{"$error":"#DIV/0!"}},{"$f":"$AP$301*$AP395","v":{"$error":"#DIV/0!"}},{"$f":"$AQ$301*$AQ395","v":{"$error":"#DIV/0!"}},{"$f":"$AR$301*$AR395","v":{"$error":"#DIV/0!"}},{"$f":"$AS$301*$AS395","v":{"$error":"#DIV/0!"}},{"$f":"SUM($D400:$AS400)","v":{"$error":"#DIV/0!"}},"Σ"]
[null,"後7","暖房時消費電力比",{"$f":"$D$302/$D405","v":{"$error":"#DIV/0!"}},{"$f":"$E$302/$E405","v":{"$error":"#DIV/0!"}},{"$f":"$F$302/$F405","v":{"$error":"#DIV/0!"}},{"$f":"$G$302/$G405","v":{"$error":"#DIV/0!"}},{"$f":"$H$302/$H405","v":{"$error":"#DIV/0!"}},{"$f":"$I$302/$I405","v":{"$error":"#DIV/0!"}},{"$f":"$J$302/$J405","v":{"$error":"#DIV/0!"}},{"$f":"$K$302/$K405","v":{"$error":"#DIV/0!"}},{"$f":"$L$302/$L405","v":{"$error":"#DIV/0!"}},{"$f":"$M$302/$M405","v":{"$error":"#DIV/0!"}},{"$f":"$N$302/$N405","v":{"$error":"#DIV/0!"}},{"$f":"$O$302/$O405","v":{"$error":"#DIV/0!"}},{"$f":"$P$302/$P405","v":{"$error":"#DIV/0!"}},{"$f":"$Q$302/$Q405","v":{"$error":"#DIV/0!"}},{"$f":"$R$302/$R405","v":{"$error":"#DIV/0!"}},{"$f":"$S$302/$S405","v":{"$error":"#DIV/0!"}},{"$f":"$T$302/$T405","v":{"$error":"#DIV/0!"}},{"$f":"$U$302/$U405","v":{"$error":"#DIV/0!"}},{"$f":"$V$302/$V405","v":{"$error":"#DIV/0!"}},{"$f":"$W$302/$W405","v":{"$error":"#DIV/0!"}},{"$f":"$X$302/$X405","v":{"$error":"#DIV/0!"}},{"$f":"$Y$302/$Y405","v":{"$error":"#DIV/0!"}},{"$f":"$Z$302/$Z405","v":{"$error":"#DIV/0!"}},{"$f":"$AA$302/$AA405","v":{"$error":"#DIV/0!"}},{"$f":"$AB$302/$AB405","v":{"$error":"#DIV/0!"}},{"$f":"$AC$302/$AC405","v":{"$error":"#DIV/0!"}},{"$f":"$AD$302/$AD405","v":{"$error":"#DIV/0!"}},{"$f":"$AE$302/$AE405","v":{"$error":"#DIV/0!"}},{"$f":"$AF$302/$AF405","v":{"$error":"#DIV/0!"}},{"$f":"$AG$302/$AG405","v":{"$error":"#DIV/0!"}},{"$f":"$AH$302/$AH405","v":{"$error":"#DIV/0!"}},{"$f":"$AI$302/$AI405","v":{"$error":"#DIV/0!"}},{"$f":"$AJ$302/$AJ405","v":{"$error":"#DIV/0!"}},{"$f":"$AK$302/$AK405","v":{"$error":"#DIV/0!"}},{"$f":"$AL$302/$AL405","v":{"$error":"#DIV/0!"}},{"$f":"$AM$302/$AM405","v":{"$error":"#DIV/0!"}},{"$f":"$AN$302/$AN405","v":{"$error":"#DIV/0!"}},{"$f":"$AO$302/$AO405","v":{"$error":"#DIV/0!"}},{"$f":"$AP$302/$AP405","v":{"$error":"#DIV/0!"}},{"$f":"$AQ$302/$AQ405","v":{"$error":"#DIV/0!"}},{"$f":"$AR$302/$AR405","v":{"$error":"#DIV/0!"}},{"$f":"$AS$302/$AS405","v":{"$error":"#DIV/0!"}},"暖房時消費電力比","εw"]
[null,null,"暖房能力",{"$f":"($W$46-0.64*$W$46)/14*($D$288-7)+$W$46","v":0},{"$f":"($W$46-0.64*$W$46)/14*($E$288-7)+$W$46","v":0},{"$f":"($W$46-0.64*$W$46)/14*($F$288-7)+$W$46","v":0},{"$f":"($W$46-0.64*$W$46)/14*($G$288-7)+$W$46","v":0},{"$f":"($W$46-0.64*$W$46)/14*($H$288-7)+$W$46","v":0},{"$f":"($W$46-0.64*$W$46)/14*($I$288-7)+$W$46","v":0},{"$f":"($W$46-0.64*$W$46)/14*($J$288-7)+$W$46","v":0},{"$f":"($W$46-0.64*$W$46)/14*($K$288-7)+$W$46","v":0},{"$f":"($W$46-0.64*$W$46)/14*($L$288-7)+$W$46","v":0},{"$f":"($W$46-0.64*$W$46)/14*($M$288-7)+$W$46","v":0},{"$f":"($W$46-0.64*$W$46)/14*($N$288-7)+$W$46","v":0},{"$f":"($W$46-0.64*$W$46)/14*($O$288-7)+$W$46","v":0},{"$f":"($W$46-0.64*$W$46)/14*($P$288-7)+$W$46","v":0},{"$f":"($W$46-0.64*$W$46)/14*($Q$288-7)+$W$46","v":0},{"$f":"($W$46-0.64*$W$46)/14*($R$288-7)+$W$46","v":0},{"$f":"($W$46-0.64*$W$46)/14*($S$288-7)+$W$46","v":0},{"$f":"($W$46-0.64*$W$46)/14*($T$288-7)+$W$46","v":0},{"$f":"($W$46-0.64*$W$46)/14*($U$288-7)+$W$46","v":0},{"$f":"($W$46-0.64*$W$46)/14*($V$288-7)+$W$46","v":0},{"$f":"($W$46-0.64*$W$46)/14*($W$288-7)+$W$46","v":0},{"$f":"($W$46-0.64*$W$46)/14*($X$288-7)+$W$46","v":0},{"$f":"($W$46-0.64*$W$46)/14*($Y$288-7)+$W$46","v":0},{"$f":"($W$46-0.64*$W$46)/14*($Z$288-7)+$W$46","v":0},{"$f":"($W$46-0.64*$W$46)/14*($AA$288-7)+$W$46","v":0},{"$f":"($W$46-0.64*$W$46)/14*($AB$288-7)+$W$46","v":0},{"$f":"($W$46-0.64*$W$46)/14*($AC$288-7)+$W$46","v":0},{"$f":"($W$46-0.64*$W$46)/14*($AD$288-7)+$W$46","v":0},{"$f":"($W$46-0.64*$W$46)/14*($AE$288-7)+$W$46","v":0},{"$f":"($W$46-0.64*$W$46)/14*($AF$288-7)+$W$46","v":0},{"$f":"($W$46-0.64*$W$46)/14*($AG$288-7)+$W$46","v":0},{"$f":"($W$46-0.64*$W$46)/14*($AH$288-7)+$W$46","v":0},{"$f":"($W$46-0.64*$W$46)/14*($AI$288-7)+$W$46","v":0},{"$f":"($W$46-0.64*$W$46)/14*($AJ$288-7)+$W$46","v":0},{"$f":"($W$46-0.64*$W$46)/14*($AK$288-7)+$W$46","v":0},{"$f":"($W$46-0.64*$W$46)/14*($AL$288-7)+$W$46","v":0},{"$f":"($W$46-0.64*$W$46)/14*($AM$288-7)+$W$46","v":0},{"$f":"($W$46-0.64*$W$46)/14*($AN$288-7)+$W$46","v":0},{"$f":"($W$46-0.64*$W$46)/14*($AO$288-7)+$W$46","v":0},{"$f":"($W$46-0.64*$W$46)/14*($AP$288-7)+$W$46","v":0},{"$f":"($W$46-0.64*$W$46)/14*($AQ$288-7)+$W$46","v":0},{"$f":"($W$46-0.64*$W$46)/14*($AR$288-7)+$W$46","v":0},{"$f":"($W$46-0.64*$W$46)/14*($AS$288-7)+$W$46","v":0},"暖房能力","Φw"]
[null,null,"暖房消費電力",{"$f":"($W$47-0.82*$W$47)/14*($D$288-7)+$W$47","v":0},{"$f":"($W$47-0.82*$W$47)/14*($E$288-7)+$W$47","v":0},{"$f":"($W$47-0.82*$W$47)/14*($F$288-7)+$W$47","v":0},{"$f":"($W$47-0.82*$W$47)/14*($G$288-7)+$W$47","v":0},{"$f":"($W$47-0.82*$W$47)/14*($H$288-7)+$W$47","v":0},{"$f":"($W$47-0.82*$W$47)/14*($I$288-7)+$W$47","v":0},{"$f":"($W$47-0.82*$W$47)/14*($J$288-7)+$W$47","v":0},{"$f":"($W$47-0.82*$W$47)/14*($K$288-7)+$W$47","v":0},{"$f":"($W$47-0.82*$W$47)/14*($L$288-7)+$W$47","v":0},{"$f":"($W$47-0.82*$W$47)/14*($M$288-7)+$W$47","v":0},{"$f":"($W$47-0.82*$W$47)/14*($N$288-7)+$W$47","v":0},{"$f":"($W$47-0.82*$W$47)/14*($O$288-7)+$W$47","v":0},{"$f":"($W$47-0.82*$W$47)/14*($P$288-7)+$W$47","v":0},{"$f":"($W$47-0.82*$W$47)/14*($Q$288-7)+$W$47","v":0},{"$f":"($W$47-0.82*$W$47)/14*($R$288-7)+$W$47","v":0},{"$f":"($W$47-0.82*$W$47)/14*($S$288-7)+$W$47","v":0},{"$f":"($W$47-0.82*$W$47)/14*($T$288-7)+$W$47","v":0},{"$f":"($W$47-0.82*$W$47)/14*($U$288-7)+$W$47","v":0},{"$f":"($W$47-0.82*$W$47)/14*($V$288-7)+$W$47","v":0},{"$f":"($W$47-0.82*$W$47)/14*($W$288-7)+$W$47","v":0},{"$f":"($W$47-0.82*$W$47)/14*($X$288-7)+$W$47","v":0},{"$f":"($W$47-0.82*$W$47)/14*($Y$288-7)+$W$47","v":0},{"$f":"($W$47-0.82*$W$47)/14*($Z$288-7)+$W$47","v":0},{"$f":"($W$47-0.82*$W$47)/14*($AA$288-7)+$W$47","v":0},{"$f":"($W$47-0.82*$W$47)/14*($AB$288-7)+$W$47","v":0},{"$f":"($W$47-0.82*$W$47)/14*($AC$288-7)+$W$47","v":0},{"$f":"($W$47-0.82*$W$47)/14*($AD$288-7)+$W$47","v":0},{"$f":"($W$47-0.82*$W$47)/14*($AE$288-7)+$W$47","v":0},{"$f":"($W$47-0.82*$W$47)/14*($AF$288-7)+$W$47","v":0},{"$f":"($W$47-0.82*$W$47)/14*($AG$288-7)+$W$47","v":0},{"$f":"($W$47-0.82*$W$47)/14*($AH$288-7)+$W$47","v":0},{"$f":"($W$47-0.82*$W$47)/14*($AI$288-7)+$W$47","v":0},{"$f":"($W$47-0.82*$W$47)/14*($AJ$288-7)+$W$47","v":0},{"$f":"($W$47-0.82*$W$47)/14*($AK$288-7)+$W$47","v":0},{"$f":"($W$47-0.82*$W$47)/14*($AL$288-7)+$W$47","v":0},{"$f":"($W$47-0.82*$W$47)/14*($AM$288-7)+$W$47","v":0},{"$f":"($W$47-0.82*$W$47)/14*($AN$288-7)+$W$47","v":0},{"$f":"($W$47-0.82*$W$47)/14*($AO$288-7)+$W$47","v":0},{"$f":"($W$47-0.82*$W$47)/14*($AP$288-7)+$W$47","v":0},{"$f":"($W$47-0.82*$W$47)/14*($AQ$288-7)+$W$47","v":0},{"$f":"($W$47-0.82*$W$47)/14*($AR$288-7)+$W$47","v":0},{"$f":"($W$47-0.82*$W$47)/14*($AS$288-7)+$W$47","v":0},"消費電力","Pw"]
[null,null,"暖房COP",{"$f":"($D402/1.12)/($D403/1.06)","v":{"$error":"#DIV/0!"}},{"$f":"($E402/1.12)/($E403/1.06)","v":{"$error":"#DIV/0!"}},{"$f":"($F402/1.12)/($F403/1.06)","v":{"$error":"#DIV/0!"}},{"$f":"($G402/1.12)/($G403/1.06)","v":{"$error":"#DIV/0!"}},{"$f":"($H402/1.12)/($H403/1.06)","v":{"$error":"#DIV/0!"}},{"$f":"($I402/1.12)/($I403/1.06)","v":{"$error":"#DIV/0!"}},{"$f":"($J402/1.12)/($J403/1.06)","v":{"$error":"#DIV/0!"}},{"$f":"($K402/1.12)/($K403/1.06)","v":{"$error":"#DIV/0!"}},{"$f":"($L402/1.12)/($L403/1.06)","v":{"$error":"#DIV/0!"}},{"$f":"($M402/1.12)/($M403/1.06)","v":{"$error":"#DIV/0!"}},{"$f":"($N402/1.12)/($N403/1.06)","v":{"$error":"#DIV/0!"}},{"$f":"($O402/1.12)/($O403/1.06)","v":{"$error":"#DIV/0!"}},{"$f":"$P402/$P403","v":{"$error":"#DIV/0!"}},{"$f":"$Q402/$Q403","v":{"$error":"#DIV/0!"}},{"$f":"$R402/$R403","v":{"$error":"#DIV/0!"}},{"$f":"$S402/$S403","v":{"$error":"#DIV/0!"}},{"$f":"$T402/$T403","v":{"$error":"#DIV/0!"}},{"$f":"$U402/$U403","v":{"$error":"#DIV/0!"}},{"$f":"$V402/$V403","v":{"$error":"#DIV/0!"}},{"$f":"$W402/$W403","v":{"$error":"#DIV/0!"}},{"$f":"$X402/$X403","v":{"$error":"#DIV/0!"}},{"$f":"$Y402/$Y403","v":{"$error":"#DIV/0!"}},{"$f":"$Z402/$Z403","v":{"$error":"#DIV/0!"}},{"$f":"$AA402/$AA403","v":{"$error":"#DIV/0!"}},{"$f":"$AB402/$AB403","v":{"$error":"#DIV/0!"}},{"$f":"$AC402/$AC403","v":{"$error":"#DIV/0!"}},{"$f":"$AD402/$AD403","v":{"$error":"#DIV/0!"}},{"$f":"$AE402/$AE403","v":{"$error":"#DIV/0!"}},{"$f":"$AF402/$AF403","v":{"$error":"#DIV/0!"}},{"$f":"$AG402/$AG403","v":{"$error":"#DIV/0!"}},{"$f":"$AH402/$AH403","v":{"$error":"#DIV/0!"}},{"$f":"$AI402/$AI403","v":{"$error":"#DIV/0!"}},{"$f":"$AJ402/$AJ403","v":{"$error":"#DIV/0!"}},{"$f":"$AK402/$AK403","v":{"$error":"#DIV/0!"}},{"$f":"$AL402/$AL403","v":{"$error":"#DIV/0!"}},{"$f":"$AM402/$AM403","v":{"$error":"#DIV/0!"}},{"$f":"$AN402/$AN403","v":{"$error":"#DIV/0!"}},{"$f":"$AO402/$AO403","v":{"$error":"#DIV/0!"}},{"$f":"$AP402/$AP403","v":{"$error":"#DIV/0!"}},{"$f":"$AQ402/$AQ403","v":{"$error":"#DIV/0!"}},{"$f":"$AR402/$AR403","v":{"$error":"#DIV/0!"}},{"$f":"$AS402/$AS403","v":{"$error":"#DIV/0!"}},"暖房COP","σw"]
[null,null,"暖房COP比",{"$f":"$D404/$Q404","v":{"$error":"#DIV/0!"}},{"$f":"$E404/$Q404","v":{"$error":"#DIV/0!"}},{"$f":"$F404/$Q404","v":{"$error":"#DIV/0!"}},{"$f":"$G404/$Q404","v":{"$error":"#DIV/0!"}},{"$f":"$H404/$Q404","v":{"$error":"#DIV/0!"}},{"$f":"$I404/$Q404","v":{"$error":"#DIV/0!"}},{"$f":"$J404/$Q404","v":{"$error":"#DIV/0!"}},{"$f":"$K404/$Q404","v":{"$error":"#DIV/0!"}},{"$f":"$L404/$Q404","v":{"$error":"#DIV/0!"}},{"$f":"$M404/$Q404","v":{"$error":"#DIV/0!"}},{"$f":"$N404/$Q404","v":{"$error":"#DIV/0!"}},{"$f":"$O404/$Q404","v":{"$error":"#DIV/0!"}},{"$f":"$P404/$Q404","v":{"$error":"#DIV/0!"}},{"$f":"$Q404/$Q404","v":{"$error":"#DIV/0!"}},{"$f":"$R404/$Q404","v":{"$error":"#DIV/0!"}},{"$f":"$S404/$Q404","v":{"$error":"#DIV/0!"}},{"$f":"$T404/$Q404","v":{"$error":"#DIV/0!"}},{"$f":"$U404/$Q404","v":{"$error":"#DIV/0!"}},{"$f":"$V404/$Q404","v":{"$error":"#DIV/0!"}},{"$f":"$W404/$Q404","v":{"$error":"#DIV/0!"}},{"$f":"$X404/$Q404","v":{"$error":"#DIV/0!"}},{"$f":"$Y404/$Q404","v":{"$error":"#DIV/0!"}},{"$f":"$Z404/$Q404","v":{"$error":"#DIV/0!"}},{"$f":"$AA404/$Q404","v":{"$error":"#DIV/0!"}},{"$f":"$AB404/$Q404","v":{"$error":"#DIV/0!"}},{"$f":"$AC404/$Q404","v":{"$error":"#DIV/0!"}},{"$f":"$AD404/$Q404","v":{"$error":"#DIV/0!"}},{"$f":"$AE404/$Q404","v":{"$error":"#DIV/0!"}},{"$f":"$AF404/$Q404","v":{"$error":"#DIV/0!"}},{"$f":"$AG404/$Q404","v":{"$error":"#DIV/0!"}},{"$f":"$AH404/$Q404","v":{"$error":"#DIV/0!"}},{"$f":"$AI404/$Q404","v":{"$error":"#DIV/0!"}},{"$f":"$AJ404/$Q404","v":{"$error":"#DIV/0!"}},{"$f":"$AK404/$Q404","v":{"$error":"#DIV/0!"}},{"$f":"$AL404/$Q404","v":{"$error":"#DIV/0!"}},{"$f":"$AM404/$Q404","v":{"$error":"#DIV/0!"}},{"$f":"$AN404/$Q404","v":{"$error":"#DIV/0!"}},{"$f":"$AO404/$Q404","v":{"$error":"#DIV/0!"}},{"$f":"$AP404/$Q404","v":{"$error":"#DIV/0!"}},{"$f":"$AQ404/$Q404","v":{"$error":"#DIV/0!"}},{"$f":"$AR404/$Q404","v":{"$error":"#DIV/0!"}},{"$f":"$AS404/$Q404","v":{"$error":"#DIV/0!"}},"暖房COP比","βw"]
[null,null,"Σ",{"$f":"$D$301*$D401","v":{"$error":"#DIV/0!"}},{"$f":"$E$301*$E401","v":{"$error":"#DIV/0!"}},{"$f":"$F$301*$F401","v":{"$error":"#DIV/0!"}},{"$f":"$G$301*$G401","v":{"$error":"#DIV/0!"}},{"$f":"$H$301*$H401","v":{"$error":"#DIV/0!"}},{"$f":"$I$301*$I401","v":{"$error":"#DIV/0!"}},{"$f":"$J$301*$J401","v":{"$error":"#DIV/0!"}},{"$f":"$K$301*$K401","v":{"$error":"#DIV/0!"}},{"$f":"$L$301*$L401","v":{"$error":"#DIV/0!"}},{"$f":"$M$301*$M401","v":{"$error":"#DIV/0!"}},{"$f":"$N$301*$N401","v":{"$error":"#DIV/0!"}},{"$f":"$O$301*$O401","v":{"$error":"#DIV/0!"}},{"$f":"$P$301*$P401","v":{"$error":"#DIV/0!"}},{"$f":"$Q$301*$Q401","v":{"$error":"#DIV/0!"}},{"$f":"$R$301*$R401","v":{"$error":"#DIV/0!"}},{"$f":"$S$301*$S401","v":{"$error":"#DIV/0!"}},{"$f":"$T$301*$T401","v":{"$error":"#DIV/0!"}},{"$f":"$U$301*$U401","v":{"$error":"#DIV/0!"}},{"$f":"$V$301*$V401","v":{"$error":"#DIV/0!"}},{"$f":"$W$301*$W401","v":{"$error":"#DIV/0!"}},{"$f":"$X$301*$X401","v":{"$error":"#DIV/0!"}},{"$f":"$Y$301*$Y401","v":{"$error":"#DIV/0!"}},{"$f":"$Z$301*$Z401","v":{"$error":"#DIV/0!"}},{"$f":"$AA$301*$AA401","v":{"$error":"#DIV/0!"}},{"$f":"$AB$301*$AB401","v":{"$error":"#DIV/0!"}},{"$f":"$AC$301*$AC401","v":{"$error":"#DIV/0!"}},{"$f":"$AD$301*$AD401","v":{"$error":"#DIV/0!"}},{"$f":"$AE$301*$AE401","v":{"$error":"#DIV/0!"}},{"$f":"$AF$301*$AF401","v":{"$error":"#DIV/0!"}},{"$f":"$AG$301*$AG401","v":{"$error":"#DIV/0!"}},{"$f":"$AH$301*$AH401","v":{"$error":"#DIV/0!"}},{"$f":"$AI$301*$AI401","v":{"$error":"#DIV/0!"}},{"$f":"$AJ$301*$AJ401","v":{"$error":"#DIV/0!"}},{"$f":"$AK$301*$AK401","v":{"$error":"#DIV/0!"}},{"$f":"$AL$301*$AL401","v":{"$error":"#DIV/0!"}},{"$f":"$AM$301*$AM401","v":{"$error":"#DIV/0!"}},{"$f":"$AN$301*$AN401","v":{"$error":"#DIV/0!"}},{"$f":"$AO$301*$AO401","v":{"$error":"#DIV/0!"}},{"$f":"$AP$301*$AP401","v":{"$error":"#DIV/0!"}},{"$f":"$AQ$301*$AQ401","v":{"$error":"#DIV/0!"}},{"$f":"$AR$301*$AR401","v":{"$error":"#DIV/0!"}},{"$f":"$AS$301*$AS401","v":{"$error":"#DIV/0!"}},{"$f":"SUM($D406:$AS406)","v":{"$error":"#DIV/0!"}},"Σ"]
[null,"後8","暖房時消費電力比",{"$f":"$D$302/$D411","v":{"$error":"#DIV/0!"}},{"$f":"$E$302/$E411","v":{"$error":"#DIV/0!"}},{"$f":"$F$302/$F411","v":{"$error":"#DIV/0!"}},{"$f":"$G$302/$G411","v":{"$error":"#DIV/0!"}},{"$f":"$H$302/$H411","v":{"$error":"#DIV/0!"}},{"$f":"$I$302/$I411","v":{"$error":"#DIV/0!"}},{"$f":"$J$302/$J411","v":{"$error":"#DIV/0!"}},{"$f":"$K$302/$K411","v":{"$error":"#DIV/0!"}},{"$f":"$L$302/$L411","v":{"$error":"#DIV/0!"}},{"$f":"$M$302/$M411","v":{"$error":"#DIV/0!"}},{"$f":"$N$302/$N411","v":{"$error":"#DIV/0!"}},{"$f":"$O$302/$O411","v":{"$error":"#DIV/0!"}},{"$f":"$P$302/$P411","v":{"$error":"#DIV/0!"}},{"$f":"$Q$302/$Q411","v":{"$error":"#DIV/0!"}},{"$f":"$R$302/$R411","v":{"$error":"#DIV/0!"}},{"$f":"$S$302/$S411","v":{"$error":"#DIV/0!"}},{"$f":"$T$302/$T411","v":{"$error":"#DIV/0!"}},{"$f":"$U$302/$U411","v":{"$error":"#DIV/0!"}},{"$f":"$V$302/$V411","v":{"$error":"#DIV/0!"}},{"$f":"$W$302/$W411","v":{"$error":"#DIV/0!"}},{"$f":"$X$302/$X411","v":{"$error":"#DIV/0!"}},{"$f":"$Y$302/$Y411","v":{"$error":"#DIV/0!"}},{"$f":"$Z$302/$Z411","v":{"$error":"#DIV/0!"}},{"$f":"$AA$302/$AA411","v":{"$error":"#DIV/0!"}},{"$f":"$AB$302/$AB411","v":{"$error":"#DIV/0!"}},{"$f":"$AC$302/$AC411","v":{"$error":"#DIV/0!"}},{"$f":"$AD$302/$AD411","v":{"$error":"#DIV/0!"}},{"$f":"$AE$302/$AE411","v":{"$error":"#DIV/0!"}},{"$f":"$AF$302/$AF411","v":{"$error":"#DIV/0!"}},{"$f":"$AG$302/$AG411","v":{"$error":"#DIV/0!"}},{"$f":"$AH$302/$AH411","v":{"$error":"#DIV/0!"}},{"$f":"$AI$302/$AI411","v":{"$error":"#DIV/0!"}},{"$f":"$AJ$302/$AJ411","v":{"$error":"#DIV/0!"}},{"$f":"$AK$302/$AK411","v":{"$error":"#DIV/0!"}},{"$f":"$AL$302/$AL411","v":{"$error":"#DIV/0!"}},{"$f":"$AM$302/$AM411","v":{"$error":"#DIV/0!"}},{"$f":"$AN$302/$AN411","v":{"$error":"#DIV/0!"}},{"$f":"$AO$302/$AO411","v":{"$error":"#DIV/0!"}},{"$f":"$AP$302/$AP411","v":{"$error":"#DIV/0!"}},{"$f":"$AQ$302/$AQ411","v":{"$error":"#DIV/0!"}},{"$f":"$AR$302/$AR411","v":{"$error":"#DIV/0!"}},{"$f":"$AS$302/$AS411","v":{"$error":"#DIV/0!"}},"暖房時消費電力比","εw"]
[null,null,"暖房能力",{"$f":"($X$46-0.64*$X$46)/14*($D$288-7)+$X$46","v":0},{"$f":"($X$46-0.64*$X$46)/14*($E$288-7)+$X$46","v":0},{"$f":"($X$46-0.64*$X$46)/14*($F$288-7)+$X$46","v":0},{"$f":"($X$46-0.64*$X$46)/14*($G$288-7)+$X$46","v":0},{"$f":"($X$46-0.64*$X$46)/14*($H$288-7)+$X$46","v":0},{"$f":"($X$46-0.64*$X$46)/14*($I$288-7)+$X$46","v":0},{"$f":"($X$46-0.64*$X$46)/14*($J$288-7)+$X$46","v":0},{"$f":"($X$46-0.64*$X$46)/14*($K$288-7)+$X$46","v":0},{"$f":"($X$46-0.64*$X$46)/14*($L$288-7)+$X$46","v":0},{"$f":"($X$46-0.64*$X$46)/14*($M$288-7)+$X$46","v":0},{"$f":"($X$46-0.64*$X$46)/14*($N$288-7)+$X$46","v":0},{"$f":"($X$46-0.64*$X$46)/14*($O$288-7)+$X$46","v":0},{"$f":"($X$46-0.64*$X$46)/14*($P$288-7)+$X$46","v":0},{"$f":"($X$46-0.64*$X$46)/14*($Q$288-7)+$X$46","v":0},{"$f":"($X$46-0.64*$X$46)/14*($R$288-7)+$X$46","v":0},{"$f":"($X$46-0.64*$X$46)/14*($S$288-7)+$X$46","v":0},{"$f":"($X$46-0.64*$X$46)/14*($T$288-7)+$X$46","v":0},{"$f":"($X$46-0.64*$X$46)/14*($U$288-7)+$X$46","v":0},{"$f":"($X$46-0.64*$X$46)/14*($V$288-7)+$X$46","v":0},{"$f":"($X$46-0.64*$X$46)/14*($W$288-7)+$X$46","v":0},{"$f":"($X$46-0.64*$X$46)/14*($X$288-7)+$X$46","v":0},{"$f":"($X$46-0.64*$X$46)/14*($Y$288-7)+$X$46","v":0},{"$f":"($X$46-0.64*$X$46)/14*($Z$288-7)+$X$46","v":0},{"$f":"($X$46-0.64*$X$46)/14*($AA$288-7)+$X$46","v":0},{"$f":"($X$46-0.64*$X$46)/14*($AB$288-7)+$X$46","v":0},{"$f":"($X$46-0.64*$X$46)/14*($AC$288-7)+$X$46","v":0},{"$f":"($X$46-0.64*$X$46)/14*($AD$288-7)+$X$46","v":0},{"$f":"($X$46-0.64*$X$46)/14*($AE$288-7)+$X$46","v":0},{"$f":"($X$46-0.64*$X$46)/14*($AF$288-7)+$X$46","v":0},{"$f":"($X$46-0.64*$X$46)/14*($AG$288-7)+$X$46","v":0},{"$f":"($X$46-0.64*$X$46)/14*($AH$288-7)+$X$46","v":0},{"$f":"($X$46-0.64*$X$46)/14*($AI$288-7)+$X$46","v":0},{"$f":"($X$46-0.64*$X$46)/14*($AJ$288-7)+$X$46","v":0},{"$f":"($X$46-0.64*$X$46)/14*($AK$288-7)+$X$46","v":0},{"$f":"($X$46-0.64*$X$46)/14*($AL$288-7)+$X$46","v":0},{"$f":"($X$46-0.64*$X$46)/14*($AM$288-7)+$X$46","v":0},{"$f":"($X$46-0.64*$X$46)/14*($AN$288-7)+$X$46","v":0},{"$f":"($X$46-0.64*$X$46)/14*($AO$288-7)+$X$46","v":0},{"$f":"($X$46-0.64*$X$46)/14*($AP$288-7)+$X$46","v":0},{"$f":"($X$46-0.64*$X$46)/14*($AQ$288-7)+$X$46","v":0},{"$f":"($X$46-0.64*$X$46)/14*($AR$288-7)+$X$46","v":0},{"$f":"($X$46-0.64*$X$46)/14*($AS$288-7)+$X$46","v":0},"暖房能力","Φw"]
[null,null,"暖房消費電力",{"$f":"($X$47-0.82*$X$47)/14*($D$288-7)+$X$47","v":0},{"$f":"($X$47-0.82*$X$47)/14*($E$288-7)+$X$47","v":0},{"$f":"($X$47-0.82*$X$47)/14*($F$288-7)+$X$47","v":0},{"$f":"($X$47-0.82*$X$47)/14*($G$288-7)+$X$47","v":0},{"$f":"($X$47-0.82*$X$47)/14*($H$288-7)+$X$47","v":0},{"$f":"($X$47-0.82*$X$47)/14*($I$288-7)+$X$47","v":0},{"$f":"($X$47-0.82*$X$47)/14*($J$288-7)+$X$47","v":0},{"$f":"($X$47-0.82*$X$47)/14*($K$288-7)+$X$47","v":0},{"$f":"($X$47-0.82*$X$47)/14*($L$288-7)+$X$47","v":0},{"$f":"($X$47-0.82*$X$47)/14*($M$288-7)+$X$47","v":0},{"$f":"($X$47-0.82*$X$47)/14*($N$288-7)+$X$47","v":0},{"$f":"($X$47-0.82*$X$47)/14*($O$288-7)+$X$47","v":0},{"$f":"($X$47-0.82*$X$47)/14*($P$288-7)+$X$47","v":0},{"$f":"($X$47-0.82*$X$47)/14*($Q$288-7)+$X$47","v":0},{"$f":"($X$47-0.82*$X$47)/14*($R$288-7)+$X$47","v":0},{"$f":"($X$47-0.82*$X$47)/14*($S$288-7)+$X$47","v":0},{"$f":"($X$47-0.82*$X$47)/14*($T$288-7)+$X$47","v":0},{"$f":"($X$47-0.82*$X$47)/14*($U$288-7)+$X$47","v":0},{"$f":"($X$47-0.82*$X$47)/14*($V$288-7)+$X$47","v":0},{"$f":"($X$47-0.82*$X$47)/14*($W$288-7)+$X$47","v":0},{"$f":"($X$47-0.82*$X$47)/14*($X$288-7)+$X$47","v":0},{"$f":"($X$47-0.82*$X$47)/14*($Y$288-7)+$X$47","v":0},{"$f":"($X$47-0.82*$X$47)/14*($Z$288-7)+$X$47","v":0},{"$f":"($X$47-0.82*$X$47)/14*($AA$288-7)+$X$47","v":0},{"$f":"($X$47-0.82*$X$47)/14*($AB$288-7)+$X$47","v":0},{"$f":"($X$47-0.82*$X$47)/14*($AC$288-7)+$X$47","v":0},{"$f":"($X$47-0.82*$X$47)/14*($AD$288-7)+$X$47","v":0},{"$f":"($X$47-0.82*$X$47)/14*($AE$288-7)+$X$47","v":0},{"$f":"($X$47-0.82*$X$47)/14*($AF$288-7)+$X$47","v":0},{"$f":"($X$47-0.82*$X$47)/14*($AG$288-7)+$X$47","v":0},{"$f":"($X$47-0.82*$X$47)/14*($AH$288-7)+$X$47","v":0},{"$f":"($X$47-0.82*$X$47)/14*($AI$288-7)+$X$47","v":0},{"$f":"($X$47-0.82*$X$47)/14*($AJ$288-7)+$X$47","v":0},{"$f":"($X$47-0.82*$X$47)/14*($AK$288-7)+$X$47","v":0},{"$f":"($X$47-0.82*$X$47)/14*($AL$288-7)+$X$47","v":0},{"$f":"($X$47-0.82*$X$47)/14*($AM$288-7)+$X$47","v":0},{"$f":"($X$47-0.82*$X$47)/14*($AN$288-7)+$X$47","v":0},{"$f":"($X$47-0.82*$X$47)/14*($AO$288-7)+$X$47","v":0},{"$f":"($X$47-0.82*$X$47)/14*($AP$288-7)+$X$47","v":0},{"$f":"($X$47-0.82*$X$47)/14*($AQ$288-7)+$X$47","v":0},{"$f":"($X$47-0.82*$X$47)/14*($AR$288-7)+$X$47","v":0},{"$f":"($X$47-0.82*$X$47)/14*($AS$288-7)+$X$47","v":0},"消費電力","Pw"]
[null,null,"暖房COP",{"$f":"($D408/1.12)/($D409/1.06)","v":{"$error":"#DIV/0!"}},{"$f":"($E408/1.12)/($E409/1.06)","v":{"$error":"#DIV/0!"}},{"$f":"($F408/1.12)/($F409/1.06)","v":{"$error":"#DIV/0!"}},{"$f":"($G408/1.12)/($G409/1.06)","v":{"$error":"#DIV/0!"}},{"$f":"($H408/1.12)/($H409/1.06)","v":{"$error":"#DIV/0!"}},{"$f":"($I408/1.12)/($I409/1.06)","v":{"$error":"#DIV/0!"}},{"$f":"($J408/1.12)/($J409/1.06)","v":{"$error":"#DIV/0!"}},{"$f":"($K408/1.12)/($K409/1.06)","v":{"$error":"#DIV/0!"}},{"$f":"($L408/1.12)/($L409/1.06)","v":{"$error":"#DIV/0!"}},{"$f":"($M408/1.12)/($M409/1.06)","v":{"$error":"#DIV/0!"}},{"$f":"($N408/1.12)/($N409/1.06)","v":{"$error":"#DIV/0!"}},{"$f":"($O408/1.12)/($O409/1.06)","v":{"$error":"#DIV/0!"}},{"$f":"$P408/$P409","v":{"$error":"#DIV/0!"}},{"$f":"$Q408/$Q409","v":{"$error":"#DIV/0!"}},{"$f":"$R408/$R409","v":{"$error":"#DIV/0!"}},{"$f":"$S408/$S409","v":{"$error":"#DIV/0!"}},{"$f":"$T408/$T409","v":{"$error":"#DIV/0!"}},{"$f":"$U408/$U409","v":{"$error":"#DIV/0!"}},{"$f":"$V408/$V409","v":{"$error":"#DIV/0!"}},{"$f":"$W408/$W409","v":{"$error":"#DIV/0!"}},{"$f":"$X408/$X409","v":{"$error":"#DIV/0!"}},{"$f":"$Y408/$Y409","v":{"$error":"#DIV/0!"}},{"$f":"$Z408/$Z409","v":{"$error":"#DIV/0!"}},{"$f":"$AA408/$AA409","v":{"$error":"#DIV/0!"}},{"$f":"$AB408/$AB409","v":{"$error":"#DIV/0!"}},{"$f":"$AC408/$AC409","v":{"$error":"#DIV/0!"}},{"$f":"$AD408/$AD409","v":{"$error":"#DIV/0!"}},{"$f":"$AE408/$AE409","v":{"$error":"#DIV/0!"}},{"$f":"$AF408/$AF409","v":{"$error":"#DIV/0!"}},{"$f":"$AG408/$AG409","v":{"$error":"#DIV/0!"}},{"$f":"$AH408/$AH409","v":{"$error":"#DIV/0!"}},{"$f":"$AI408/$AI409","v":{"$error":"#DIV/0!"}},{"$f":"$AJ408/$AJ409","v":{"$error":"#DIV/0!"}},{"$f":"$AK408/$AK409","v":{"$error":"#DIV/0!"}},{"$f":"$AL408/$AL409","v":{"$error":"#DIV/0!"}},{"$f":"$AM408/$AM409","v":{"$error":"#DIV/0!"}},{"$f":"$AN408/$AN409","v":{"$error":"#DIV/0!"}},{"$f":"$AO408/$AO409","v":{"$error":"#DIV/0!"}},{"$f":"$AP408/$AP409","v":{"$error":"#DIV/0!"}},{"$f":"$AQ408/$AQ409","v":{"$error":"#DIV/0!"}},{"$f":"$AR408/$AR409","v":{"$error":"#DIV/0!"}},{"$f":"$AS408/$AS409","v":{"$error":"#DIV/0!"}},"暖房COP","σw"]
[null,null,"暖房COP比",{"$f":"$D410/$Q410","v":{"$error":"#DIV/0!"}},{"$f":"$E410/$Q410","v":{"$error":"#DIV/0!"}},{"$f":"$F410/$Q410","v":{"$error":"#DIV/0!"}},{"$f":"$G410/$Q410","v":{"$error":"#DIV/0!"}},{"$f":"$H410/$Q410","v":{"$error":"#DIV/0!"}},{"$f":"$I410/$Q410","v":{"$error":"#DIV/0!"}},{"$f":"$J410/$Q410","v":{"$error":"#DIV/0!"}},{"$f":"$K410/$Q410","v":{"$error":"#DIV/0!"}},{"$f":"$L410/$Q410","v":{"$error":"#DIV/0!"}},{"$f":"$M410/$Q410","v":{"$error":"#DIV/0!"}},{"$f":"$N410/$Q410","v":{"$error":"#DIV/0!"}},{"$f":"$O410/$Q410","v":{"$error":"#DIV/0!"}},{"$f":"$P410/$Q410","v":{"$error":"#DIV/0!"}},{"$f":"$Q410/$Q410","v":{"$error":"#DIV/0!"}},{"$f":"$R410/$Q410","v":{"$error":"#DIV/0!"}},{"$f":"$S410/$Q410","v":{"$error":"#DIV/0!"}},{"$f":"$T410/$Q410","v":{"$error":"#DIV/0!"}},{"$f":"$U410/$Q410","v":{"$error":"#DIV/0!"}},{"$f":"$V410/$Q410","v":{"$error":"#DIV/0!"}},{"$f":"$W410/$Q410","v":{"$error":"#DIV/0!"}},{"$f":"$X410/$Q410","v":{"$error":"#DIV/0!"}},{"$f":"$Y410/$Q410","v":{"$error":"#DIV/0!"}},{"$f":"$Z410/$Q410","v":{"$error":"#DIV/0!"}},{"$f":"$AA410/$Q410","v":{"$error":"#DIV/0!"}},{"$f":"$AB410/$Q410","v":{"$error":"#DIV/0!"}},{"$f":"$AC410/$Q410","v":{"$error":"#DIV/0!"}},{"$f":"$AD410/$Q410","v":{"$error":"#DIV/0!"}},{"$f":"$AE410/$Q410","v":{"$error":"#DIV/0!"}},{"$f":"$AF410/$Q410","v":{"$error":"#DIV/0!"}},{"$f":"$AG410/$Q410","v":{"$error":"#DIV/0!"}},{"$f":"$AH410/$Q410","v":{"$error":"#DIV/0!"}},{"$f":"$AI410/$Q410","v":{"$error":"#DIV/0!"}},{"$f":"$AJ410/$Q410","v":{"$error":"#DIV/0!"}},{"$f":"$AK410/$Q410","v":{"$error":"#DIV/0!"}},{"$f":"$AL410/$Q410","v":{"$error":"#DIV/0!"}},{"$f":"$AM410/$Q410","v":{"$error":"#DIV/0!"}},{"$f":"$AN410/$Q410","v":{"$error":"#DIV/0!"}},{"$f":"$AO410/$Q410","v":{"$error":"#DIV/0!"}},{"$f":"$AP410/$Q410","v":{"$error":"#DIV/0!"}},{"$f":"$AQ410/$Q410","v":{"$error":"#DIV/0!"}},{"$f":"$AR410/$Q410","v":{"$error":"#DIV/0!"}},{"$f":"$AS410/$Q410","v":{"$error":"#DIV/0!"}},"暖房COP比","βw"]
[null,null,"Σ",{"$f":"$D$301*$D407","v":{"$error":"#DIV/0!"}},{"$f":"$E$301*$E407","v":{"$error":"#DIV/0!"}},{"$f":"$F$301*$F407","v":{"$error":"#DIV/0!"}},{"$f":"$G$301*$G407","v":{"$error":"#DIV/0!"}},{"$f":"$H$301*$H407","v":{"$error":"#DIV/0!"}},{"$f":"$I$301*$I407","v":{"$error":"#DIV/0!"}},{"$f":"$J$301*$J407","v":{"$error":"#DIV/0!"}},{"$f":"$K$301*$K407","v":{"$error":"#DIV/0!"}},{"$f":"$L$301*$L407","v":{"$error":"#DIV/0!"}},{"$f":"$M$301*$M407","v":{"$error":"#DIV/0!"}},{"$f":"$N$301*$N407","v":{"$error":"#DIV/0!"}},{"$f":"$O$301*$O407","v":{"$error":"#DIV/0!"}},{"$f":"$P$301*$P407","v":{"$error":"#DIV/0!"}},{"$f":"$Q$301*$Q407","v":{"$error":"#DIV/0!"}},{"$f":"$R$301*$R407","v":{"$error":"#DIV/0!"}},{"$f":"$S$301*$S407","v":{"$error":"#DIV/0!"}},{"$f":"$T$301*$T407","v":{"$error":"#DIV/0!"}},{"$f":"$U$301*$U407","v":{"$error":"#DIV/0!"}},{"$f":"$V$301*$V407","v":{"$error":"#DIV/0!"}},{"$f":"$W$301*$W407","v":{"$error":"#DIV/0!"}},{"$f":"$X$301*$X407","v":{"$error":"#DIV/0!"}},{"$f":"$Y$301*$Y407","v":{"$error":"#DIV/0!"}},{"$f":"$Z$301*$Z407","v":{"$error":"#DIV/0!"}},{"$f":"$AA$301*$AA407","v":{"$error":"#DIV/0!"}},{"$f":"$AB$301*$AB407","v":{"$error":"#DIV/0!"}},{"$f":"$AC$301*$AC407","v":{"$error":"#DIV/0!"}},{"$f":"$AD$301*$AD407","v":{"$error":"#DIV/0!"}},{"$f":"$AE$301*$AE407","v":{"$error":"#DIV/0!"}},{"$f":"$AF$301*$AF407","v":{"$error":"#DIV/0!"}},{"$f":"$AG$301*$AG407","v":{"$error":"#DIV/0!"}},{"$f":"$AH$301*$AH407","v":{"$error":"#DIV/0!"}},{"$f":"$AI$301*$AI407","v":{"$error":"#DIV/0!"}},{"$f":"$AJ$301*$AJ407","v":{"$error":"#DIV/0!"}},{"$f":"$AK$301*$AK407","v":{"$error":"#DIV/0!"}},{"$f":"$AL$301*$AL407","v":{"$error":"#DIV/0!"}},{"$f":"$AM$301*$AM407","v":{"$error":"#DIV/0!"}},{"$f":"$AN$301*$AN407","v":{"$error":"#DIV/0!"}},{"$f":"$AO$301*$AO407","v":{"$error":"#DIV/0!"}},{"$f":"$AP$301*$AP407","v":{"$error":"#DIV/0!"}},{"$f":"$AQ$301*$AQ407","v":{"$error":"#DIV/0!"}},{"$f":"$AR$301*$AR407","v":{"$error":"#DIV/0!"}},{"$f":"$AS$301*$AS407","v":{"$error":"#DIV/0!"}},{"$f":"SUM($D412:$AS412)","v":{"$error":"#DIV/0!"}},"Σ"]
[null,"後9","暖房時消費電力比",{"$f":"$D$302/$D417","v":{"$error":"#DIV/0!"}},{"$f":"$E$302/$E417","v":{"$error":"#DIV/0!"}},{"$f":"$F$302/$F417","v":{"$error":"#DIV/0!"}},{"$f":"$G$302/$G417","v":{"$error":"#DIV/0!"}},{"$f":"$H$302/$H417","v":{"$error":"#DIV/0!"}},{"$f":"$I$302/$I417","v":{"$error":"#DIV/0!"}},{"$f":"$J$302/$J417","v":{"$error":"#DIV/0!"}},{"$f":"$K$302/$K417","v":{"$error":"#DIV/0!"}},{"$f":"$L$302/$L417","v":{"$error":"#DIV/0!"}},{"$f":"$M$302/$M417","v":{"$error":"#DIV/0!"}},{"$f":"$N$302/$N417","v":{"$error":"#DIV/0!"}},{"$f":"$O$302/$O417","v":{"$error":"#DIV/0!"}},{"$f":"$P$302/$P417","v":{"$error":"#DIV/0!"}},{"$f":"$Q$302/$Q417","v":{"$error":"#DIV/0!"}},{"$f":"$R$302/$R417","v":{"$error":"#DIV/0!"}},{"$f":"$S$302/$S417","v":{"$error":"#DIV/0!"}},{"$f":"$T$302/$T417","v":{"$error":"#DIV/0!"}},{"$f":"$U$302/$U417","v":{"$error":"#DIV/0!"}},{"$f":"$V$302/$V417","v":{"$error":"#DIV/0!"}},{"$f":"$W$302/$W417","v":{"$error":"#DIV/0!"}},{"$f":"$X$302/$X417","v":{"$error":"#DIV/0!"}},{"$f":"$Y$302/$Y417","v":{"$error":"#DIV/0!"}},{"$f":"$Z$302/$Z417","v":{"$error":"#DIV/0!"}},{"$f":"$AA$302/$AA417","v":{"$error":"#DIV/0!"}},{"$f":"$AB$302/$AB417","v":{"$error":"#DIV/0!"}},{"$f":"$AC$302/$AC417","v":{"$error":"#DIV/0!"}},{"$f":"$AD$302/$AD417","v":{"$error":"#DIV/0!"}},{"$f":"$AE$302/$AE417","v":{"$error":"#DIV/0!"}},{"$f":"$AF$302/$AF417","v":{"$error":"#DIV/0!"}},{"$f":"$AG$302/$AG417","v":{"$error":"#DIV/0!"}},{"$f":"$AH$302/$AH417","v":{"$error":"#DIV/0!"}},{"$f":"$AI$302/$AI417","v":{"$error":"#DIV/0!"}},{"$f":"$AJ$302/$AJ417","v":{"$error":"#DIV/0!"}},{"$f":"$AK$302/$AK417","v":{"$error":"#DIV/0!"}},{"$f":"$AL$302/$AL417","v":{"$error":"#DIV/0!"}},{"$f":"$AM$302/$AM417","v":{"$error":"#DIV/0!"}},{"$f":"$AN$302/$AN417","v":{"$error":"#DIV/0!"}},{"$f":"$AO$302/$AO417","v":{"$error":"#DIV/0!"}},{"$f":"$AP$302/$AP417","v":{"$error":"#DIV/0!"}},{"$f":"$AQ$302/$AQ417","v":{"$error":"#DIV/0!"}},{"$f":"$AR$302/$AR417","v":{"$error":"#DIV/0!"}},{"$f":"$AS$302/$AS417","v":{"$error":"#DIV/0!"}},"暖房時消費電力比","εw"]
[null,null,"暖房能力",{"$f":"($Y$46-0.64*$Y$46)/14*($D$288-7)+$Y$46","v":0},{"$f":"($Y$46-0.64*$Y$46)/14*($E$288-7)+$Y$46","v":0},{"$f":"($Y$46-0.64*$Y$46)/14*($F$288-7)+$Y$46","v":0},{"$f":"($Y$46-0.64*$Y$46)/14*($G$288-7)+$Y$46","v":0},{"$f":"($Y$46-0.64*$Y$46)/14*($H$288-7)+$Y$46","v":0},{"$f":"($Y$46-0.64*$Y$46)/14*($I$288-7)+$Y$46","v":0},{"$f":"($Y$46-0.64*$Y$46)/14*($J$288-7)+$Y$46","v":0},{"$f":"($Y$46-0.64*$Y$46)/14*($K$288-7)+$Y$46","v":0},{"$f":"($Y$46-0.64*$Y$46)/14*($L$288-7)+$Y$46","v":0},{"$f":"($Y$46-0.64*$Y$46)/14*($M$288-7)+$Y$46","v":0},{"$f":"($Y$46-0.64*$Y$46)/14*($N$288-7)+$Y$46","v":0},{"$f":"($Y$46-0.64*$Y$46)/14*($O$288-7)+$Y$46","v":0},{"$f":"($Y$46-0.64*$Y$46)/14*($P$288-7)+$Y$46","v":0},{"$f":"($Y$46-0.64*$Y$46)/14*($Q$288-7)+$Y$46","v":0},{"$f":"($Y$46-0.64*$Y$46)/14*($R$288-7)+$Y$46","v":0},{"$f":"($Y$46-0.64*$Y$46)/14*($S$288-7)+$Y$46","v":0},{"$f":"($Y$46-0.64*$Y$46)/14*($T$288-7)+$Y$46","v":0},{"$f":"($Y$46-0.64*$Y$46)/14*($U$288-7)+$Y$46","v":0},{"$f":"($Y$46-0.64*$Y$46)/14*($V$288-7)+$Y$46","v":0},{"$f":"($Y$46-0.64*$Y$46)/14*($W$288-7)+$Y$46","v":0},{"$f":"($Y$46-0.64*$Y$46)/14*($X$288-7)+$Y$46","v":0},{"$f":"($Y$46-0.64*$Y$46)/14*($Y$288-7)+$Y$46","v":0},{"$f":"($Y$46-0.64*$Y$46)/14*($Z$288-7)+$Y$46","v":0},{"$f":"($Y$46-0.64*$Y$46)/14*($AA$288-7)+$Y$46","v":0},{"$f":"($Y$46-0.64*$Y$46)/14*($AB$288-7)+$Y$46","v":0},{"$f":"($Y$46-0.64*$Y$46)/14*($AC$288-7)+$Y$46","v":0},{"$f":"($Y$46-0.64*$Y$46)/14*($AD$288-7)+$Y$46","v":0},{"$f":"($Y$46-0.64*$Y$46)/14*($AE$288-7)+$Y$46","v":0},{"$f":"($Y$46-0.64*$Y$46)/14*($AF$288-7)+$Y$46","v":0},{"$f":"($Y$46-0.64*$Y$46)/14*($AG$288-7)+$Y$46","v":0},{"$f":"($Y$46-0.64*$Y$46)/14*($AH$288-7)+$Y$46","v":0},{"$f":"($Y$46-0.64*$Y$46)/14*($AI$288-7)+$Y$46","v":0},{"$f":"($Y$46-0.64*$Y$46)/14*($AJ$288-7)+$Y$46","v":0},{"$f":"($Y$46-0.64*$Y$46)/14*($AK$288-7)+$Y$46","v":0},{"$f":"($Y$46-0.64*$Y$46)/14*($AL$288-7)+$Y$46","v":0},{"$f":"($Y$46-0.64*$Y$46)/14*($AM$288-7)+$Y$46","v":0},{"$f":"($Y$46-0.64*$Y$46)/14*($AN$288-7)+$Y$46","v":0},{"$f":"($Y$46-0.64*$Y$46)/14*($AO$288-7)+$Y$46","v":0},{"$f":"($Y$46-0.64*$Y$46)/14*($AP$288-7)+$Y$46","v":0},{"$f":"($Y$46-0.64*$Y$46)/14*($AQ$288-7)+$Y$46","v":0},{"$f":"($Y$46-0.64*$Y$46)/14*($AR$288-7)+$Y$46","v":0},{"$f":"($Y$46-0.64*$Y$46)/14*($AS$288-7)+$Y$46","v":0},"暖房能力","Φw"]
[null,null,"暖房消費電力",{"$f":"($Y$47-0.82*$Y$47)/14*($D$288-7)+$Y$47","v":0},{"$f":"($Y$47-0.82*$Y$47)/14*($E$288-7)+$Y$47","v":0},{"$f":"($Y$47-0.82*$Y$47)/14*($F$288-7)+$Y$47","v":0},{"$f":"($Y$47-0.82*$Y$47)/14*($G$288-7)+$Y$47","v":0},{"$f":"($Y$47-0.82*$Y$47)/14*($H$288-7)+$Y$47","v":0},{"$f":"($Y$47-0.82*$Y$47)/14*($I$288-7)+$Y$47","v":0},{"$f":"($Y$47-0.82*$Y$47)/14*($J$288-7)+$Y$47","v":0},{"$f":"($Y$47-0.82*$Y$47)/14*($K$288-7)+$Y$47","v":0},{"$f":"($Y$47-0.82*$Y$47)/14*($L$288-7)+$Y$47","v":0},{"$f":"($Y$47-0.82*$Y$47)/14*($M$288-7)+$Y$47","v":0},{"$f":"($Y$47-0.82*$Y$47)/14*($N$288-7)+$Y$47","v":0},{"$f":"($Y$47-0.82*$Y$47)/14*($O$288-7)+$Y$47","v":0},{"$f":"($Y$47-0.82*$Y$47)/14*($P$288-7)+$Y$47","v":0},{"$f":"($Y$47-0.82*$Y$47)/14*($Q$288-7)+$Y$47","v":0},{"$f":"($Y$47-0.82*$Y$47)/14*($R$288-7)+$Y$47","v":0},{"$f":"($Y$47-0.82*$Y$47)/14*($S$288-7)+$Y$47","v":0},{"$f":"($Y$47-0.82*$Y$47)/14*($T$288-7)+$Y$47","v":0},{"$f":"($Y$47-0.82*$Y$47)/14*($U$288-7)+$Y$47","v":0},{"$f":"($Y$47-0.82*$Y$47)/14*($V$288-7)+$Y$47","v":0},{"$f":"($Y$47-0.82*$Y$47)/14*($W$288-7)+$Y$47","v":0},{"$f":"($Y$47-0.82*$Y$47)/14*($X$288-7)+$Y$47","v":0},{"$f":"($Y$47-0.82*$Y$47)/14*($Y$288-7)+$Y$47","v":0},{"$f":"($Y$47-0.82*$Y$47)/14*($Z$288-7)+$Y$47","v":0},{"$f":"($Y$47-0.82*$Y$47)/14*($AA$288-7)+$Y$47","v":0},{"$f":"($Y$47-0.82*$Y$47)/14*($AB$288-7)+$Y$47","v":0},{"$f":"($Y$47-0.82*$Y$47)/14*($AC$288-7)+$Y$47","v":0},{"$f":"($Y$47-0.82*$Y$47)/14*($AD$288-7)+$Y$47","v":0},{"$f":"($Y$47-0.82*$Y$47)/14*($AE$288-7)+$Y$47","v":0},{"$f":"($Y$47-0.82*$Y$47)/14*($AF$288-7)+$Y$47","v":0},{"$f":"($Y$47-0.82*$Y$47)/14*($AG$288-7)+$Y$47","v":0},{"$f":"($Y$47-0.82*$Y$47)/14*($AH$288-7)+$Y$47","v":0},{"$f":"($Y$47-0.82*$Y$47)/14*($AI$288-7)+$Y$47","v":0},{"$f":"($Y$47-0.82*$Y$47)/14*($AJ$288-7)+$Y$47","v":0},{"$f":"($Y$47-0.82*$Y$47)/14*($AK$288-7)+$Y$47","v":0},{"$f":"($Y$47-0.82*$Y$47)/14*($AL$288-7)+$Y$47","v":0},{"$f":"($Y$47-0.82*$Y$47)/14*($AM$288-7)+$Y$47","v":0},{"$f":"($Y$47-0.82*$Y$47)/14*($AN$288-7)+$Y$47","v":0},{"$f":"($Y$47-0.82*$Y$47)/14*($AO$288-7)+$Y$47","v":0},{"$f":"($Y$47-0.82*$Y$47)/14*($AP$288-7)+$Y$47","v":0},{"$f":"($Y$47-0.82*$Y$47)/14*($AQ$288-7)+$Y$47","v":0},{"$f":"($Y$47-0.82*$Y$47)/14*($AR$288-7)+$Y$47","v":0},{"$f":"($Y$47-0.82*$Y$47)/14*($AS$288-7)+$Y$47","v":0},"消費電力","Pw"]
[null,null,"暖房COP",{"$f":"($D414/1.12)/($D415/1.06)","v":{"$error":"#DIV/0!"}},{"$f":"($E414/1.12)/($E415/1.06)","v":{"$error":"#DIV/0!"}},{"$f":"($F414/1.12)/($F415/1.06)","v":{"$error":"#DIV/0!"}},{"$f":"($G414/1.12)/($G415/1.06)","v":{"$error":"#DIV/0!"}},{"$f":"($H414/1.12)/($H415/1.06)","v":{"$error":"#DIV/0!"}},{"$f":"($I414/1.12)/($I415/1.06)","v":{"$error":"#DIV/0!"}},{"$f":"($J414/1.12)/($J415/1.06)","v":{"$error":"#DIV/0!"}},{"$f":"($K414/1.12)/($K415/1.06)","v":{"$error":"#DIV/0!"}},{"$f":"($L414/1.12)/($L415/1.06)","v":{"$error":"#DIV/0!"}},{"$f":"($M414/1.12)/($M415/1.06)","v":{"$error":"#DIV/0!"}},{"$f":"($N414/1.12)/($N415/1.06)","v":{"$error":"#DIV/0!"}},{"$f":"($O414/1.12)/($O415/1.06)","v":{"$error":"#DIV/0!"}},{"$f":"$P414/$P415","v":{"$error":"#DIV/0!"}},{"$f":"$Q414/$Q415","v":{"$error":"#DIV/0!"}},{"$f":"$R414/$R415","v":{"$error":"#DIV/0!"}},{"$f":"$S414/$S415","v":{"$error":"#DIV/0!"}},{"$f":"$T414/$T415","v":{"$error":"#DIV/0!"}},{"$f":"$U414/$U415","v":{"$error":"#DIV/0!"}},{"$f":"$V414/$V415","v":{"$error":"#DIV/0!"}},{"$f":"$W414/$W415","v":{"$error":"#DIV/0!"}},{"$f":"$X414/$X415","v":{"$error":"#DIV/0!"}},{"$f":"$Y414/$Y415","v":{"$error":"#DIV/0!"}},{"$f":"$Z414/$Z415","v":{"$error":"#DIV/0!"}},{"$f":"$AA414/$AA415","v":{"$error":"#DIV/0!"}},{"$f":"$AB414/$AB415","v":{"$error":"#DIV/0!"}},{"$f":"$AC414/$AC415","v":{"$error":"#DIV/0!"}},{"$f":"$AD414/$AD415","v":{"$error":"#DIV/0!"}},{"$f":"$AE414/$AE415","v":{"$error":"#DIV/0!"}},{"$f":"$AF414/$AF415","v":{"$error":"#DIV/0!"}},{"$f":"$AG414/$AG415","v":{"$error":"#DIV/0!"}},{"$f":"$AH414/$AH415","v":{"$error":"#DIV/0!"}},{"$f":"$AI414/$AI415","v":{"$error":"#DIV/0!"}},{"$f":"$AJ414/$AJ415","v":{"$error":"#DIV/0!"}},{"$f":"$AK414/$AK415","v":{"$error":"#DIV/0!"}},{"$f":"$AL414/$AL415","v":{"$error":"#DIV/0!"}},{"$f":"$AM414/$AM415","v":{"$error":"#DIV/0!"}},{"$f":"$AN414/$AN415","v":{"$error":"#DIV/0!"}},{"$f":"$AO414/$AO415","v":{"$error":"#DIV/0!"}},{"$f":"$AP414/$AP415","v":{"$error":"#DIV/0!"}},{"$f":"$AQ414/$AQ415","v":{"$error":"#DIV/0!"}},{"$f":"$AR414/$AR415","v":{"$error":"#DIV/0!"}},{"$f":"$AS414/$AS415","v":{"$error":"#DIV/0!"}},"暖房COP","σw"]
[null,null,"暖房COP比",{"$f":"$D416/$Q416","v":{"$error":"#DIV/0!"}},{"$f":"$E416/$Q416","v":{"$error":"#DIV/0!"}},{"$f":"$F416/$Q416","v":{"$error":"#DIV/0!"}},{"$f":"$G416/$Q416","v":{"$error":"#DIV/0!"}},{"$f":"$H416/$Q416","v":{"$error":"#DIV/0!"}},{"$f":"$I416/$Q416","v":{"$error":"#DIV/0!"}},{"$f":"$J416/$Q416","v":{"$error":"#DIV/0!"}},{"$f":"$K416/$Q416","v":{"$error":"#DIV/0!"}},{"$f":"$L416/$Q416","v":{"$error":"#DIV/0!"}},{"$f":"$M416/$Q416","v":{"$error":"#DIV/0!"}},{"$f":"$N416/$Q416","v":{"$error":"#DIV/0!"}},{"$f":"$O416/$Q416","v":{"$error":"#DIV/0!"}},{"$f":"$P416/$Q416","v":{"$error":"#DIV/0!"}},{"$f":"$Q416/$Q416","v":{"$error":"#DIV/0!"}},{"$f":"$R416/$Q416","v":{"$error":"#DIV/0!"}},{"$f":"$S416/$Q416","v":{"$error":"#DIV/0!"}},{"$f":"$T416/$Q416","v":{"$error":"#DIV/0!"}},{"$f":"$U416/$Q416","v":{"$error":"#DIV/0!"}},{"$f":"$V416/$Q416","v":{"$error":"#DIV/0!"}},{"$f":"$W416/$Q416","v":{"$error":"#DIV/0!"}},{"$f":"$X416/$Q416","v":{"$error":"#DIV/0!"}},{"$f":"$Y416/$Q416","v":{"$error":"#DIV/0!"}},{"$f":"$Z416/$Q416","v":{"$error":"#DIV/0!"}},{"$f":"$AA416/$Q416","v":{"$error":"#DIV/0!"}},{"$f":"$AB416/$Q416","v":{"$error":"#DIV/0!"}},{"$f":"$AC416/$Q416","v":{"$error":"#DIV/0!"}},{"$f":"$AD416/$Q416","v":{"$error":"#DIV/0!"}},{"$f":"$AE416/$Q416","v":{"$error":"#DIV/0!"}},{"$f":"$AF416/$Q416","v":{"$error":"#DIV/0!"}},{"$f":"$AG416/$Q416","v":{"$error":"#DIV/0!"}},{"$f":"$AH416/$Q416","v":{"$error":"#DIV/0!"}},{"$f":"$AI416/$Q416","v":{"$error":"#DIV/0!"}},{"$f":"$AJ416/$Q416","v":{"$error":"#DIV/0!"}},{"$f":"$AK416/$Q416","v":{"$error":"#DIV/0!"}},{"$f":"$AL416/$Q416","v":{"$error":"#DIV/0!"}},{"$f":"$AM416/$Q416","v":{"$error":"#DIV/0!"}},{"$f":"$AN416/$Q416","v":{"$error":"#DIV/0!"}},{"$f":"$AO416/$Q416","v":{"$error":"#DIV/0!"}},{"$f":"$AP416/$Q416","v":{"$error":"#DIV/0!"}},{"$f":"$AQ416/$Q416","v":{"$error":"#DIV/0!"}},{"$f":"$AR416/$Q416","v":{"$error":"#DIV/0!"}},{"$f":"$AS416/$Q416","v":{"$error":"#DIV/0!"}},"暖房COP比","βw"]
[null,null,"Σ",{"$f":"$D$301*$D413","v":{"$error":"#DIV/0!"}},{"$f":"$E$301*$E413","v":{"$error":"#DIV/0!"}},{"$f":"$F$301*$F413","v":{"$error":"#DIV/0!"}},{"$f":"$G$301*$G413","v":{"$error":"#DIV/0!"}},{"$f":"$H$301*$H413","v":{"$error":"#DIV/0!"}},{"$f":"$I$301*$I413","v":{"$error":"#DIV/0!"}},{"$f":"$J$301*$J413","v":{"$error":"#DIV/0!"}},{"$f":"$K$301*$K413","v":{"$error":"#DIV/0!"}},{"$f":"$L$301*$L413","v":{"$error":"#DIV/0!"}},{"$f":"$M$301*$M413","v":{"$error":"#DIV/0!"}},{"$f":"$N$301*$N413","v":{"$error":"#DIV/0!"}},{"$f":"$O$301*$O413","v":{"$error":"#DIV/0!"}},{"$f":"$P$301*$P413","v":{"$error":"#DIV/0!"}},{"$f":"$Q$301*$Q413","v":{"$error":"#DIV/0!"}},{"$f":"$R$301*$R413","v":{"$error":"#DIV/0!"}},{"$f":"$S$301*$S413","v":{"$error":"#DIV/0!"}},{"$f":"$T$301*$T413","v":{"$error":"#DIV/0!"}},{"$f":"$U$301*$U413","v":{"$error":"#DIV/0!"}},{"$f":"$V$301*$V413","v":{"$error":"#DIV/0!"}},{"$f":"$W$301*$W413","v":{"$error":"#DIV/0!"}},{"$f":"$X$301*$X413","v":{"$error":"#DIV/0!"}},{"$f":"$Y$301*$Y413","v":{"$error":"#DIV/0!"}},{"$f":"$Z$301*$Z413","v":{"$error":"#DIV/0!"}},{"$f":"$AA$301*$AA413","v":{"$error":"#DIV/0!"}},{"$f":"$AB$301*$AB413","v":{"$error":"#DIV/0!"}},{"$f":"$AC$301*$AC413","v":{"$error":"#DIV/0!"}},{"$f":"$AD$301*$AD413","v":{"$error":"#DIV/0!"}},{"$f":"$AE$301*$AE413","v":{"$error":"#DIV/0!"}},{"$f":"$AF$301*$AF413","v":{"$error":"#DIV/0!"}},{"$f":"$AG$301*$AG413","v":{"$error":"#DIV/0!"}},{"$f":"$AH$301*$AH413","v":{"$error":"#DIV/0!"}},{"$f":"$AI$301*$AI413","v":{"$error":"#DIV/0!"}},{"$f":"$AJ$301*$AJ413","v":{"$error":"#DIV/0!"}},{"$f":"$AK$301*$AK413","v":{"$error":"#DIV/0!"}},{"$f":"$AL$301*$AL413","v":{"$error":"#DIV/0!"}},{"$f":"$AM$301*$AM413","v":{"$error":"#DIV/0!"}},{"$f":"$AN$301*$AN413","v":{"$error":"#DIV/0!"}},{"$f":"$AO$301*$AO413","v":{"$error":"#DIV/0!"}},{"$f":"$AP$301*$AP413","v":{"$error":"#DIV/0!"}},{"$f":"$AQ$301*$AQ413","v":{"$error":"#DIV/0!"}},{"$f":"$AR$301*$AR413","v":{"$error":"#DIV/0!"}},{"$f":"$AS$301*$AS413","v":{"$error":"#DIV/0!"}},{"$f":"SUM($D418:$AS418)","v":{"$error":"#DIV/0!"}},"Σ"]
[null,"後10","暖房時消費電力比",{"$f":"$D$302/$D423","v":{"$error":"#DIV/0!"}},{"$f":"$E$302/$E423","v":{"$error":"#DIV/0!"}},{"$f":"$F$302/$F423","v":{"$error":"#DIV/0!"}},{"$f":"$G$302/$G423","v":{"$error":"#DIV/0!"}},{"$f":"$H$302/$H423","v":{"$error":"#DIV/0!"}},{"$f":"$I$302/$I423","v":{"$error":"#DIV/0!"}},{"$f":"$J$302/$J423","v":{"$error":"#DIV/0!"}},{"$f":"$K$302/$K423","v":{"$error":"#DIV/0!"}},{"$f":"$L$302/$L423","v":{"$error":"#DIV/0!"}},{"$f":"$M$302/$M423","v":{"$error":"#DIV/0!"}},{"$f":"$N$302/$N423","v":{"$error":"#DIV/0!"}},{"$f":"$O$302/$O423","v":{"$error":"#DIV/0!"}},{"$f":"$P$302/$P423","v":{"$error":"#DIV/0!"}},{"$f":"$Q$302/$Q423","v":{"$error":"#DIV/0!"}},{"$f":"$R$302/$R423","v":{"$error":"#DIV/0!"}},{"$f":"$S$302/$S423","v":{"$error":"#DIV/0!"}},{"$f":"$T$302/$T423","v":{"$error":"#DIV/0!"}},{"$f":"$U$302/$U423","v":{"$error":"#DIV/0!"}},{"$f":"$V$302/$V423","v":{"$error":"#DIV/0!"}},{"$f":"$W$302/$W423","v":{"$error":"#DIV/0!"}},{"$f":"$X$302/$X423","v":{"$error":"#DIV/0!"}},{"$f":"$Y$302/$Y423","v":{"$error":"#DIV/0!"}},{"$f":"$Z$302/$Z423","v":{"$error":"#DIV/0!"}},{"$f":"$AA$302/$AA423","v":{"$error":"#DIV/0!"}},{"$f":"$AB$302/$AB423","v":{"$error":"#DIV/0!"}},{"$f":"$AC$302/$AC423","v":{"$error":"#DIV/0!"}},{"$f":"$AD$302/$AD423","v":{"$error":"#DIV/0!"}},{"$f":"$AE$302/$AE423","v":{"$error":"#DIV/0!"}},{"$f":"$AF$302/$AF423","v":{"$error":"#DIV/0!"}},{"$f":"$AG$302/$AG423","v":{"$error":"#DIV/0!"}},{"$f":"$AH$302/$AH423","v":{"$error":"#DIV/0!"}},{"$f":"$AI$302/$AI423","v":{"$error":"#DIV/0!"}},{"$f":"$AJ$302/$AJ423","v":{"$error":"#DIV/0!"}},{"$f":"$AK$302/$AK423","v":{"$error":"#DIV/0!"}},{"$f":"$AL$302/$AL423","v":{"$error":"#DIV/0!"}},{"$f":"$AM$302/$AM423","v":{"$error":"#DIV/0!"}},{"$f":"$AN$302/$AN423","v":{"$error":"#DIV/0!"}},{"$f":"$AO$302/$AO423","v":{"$error":"#DIV/0!"}},{"$f":"$AP$302/$AP423","v":{"$error":"#DIV/0!"}},{"$f":"$AQ$302/$AQ423","v":{"$error":"#DIV/0!"}},{"$f":"$AR$302/$AR423","v":{"$error":"#DIV/0!"}},{"$f":"$AS$302/$AS423","v":{"$error":"#DIV/0!"}},"暖房時消費電力比","εw"]
[null,null,"暖房能力",{"$f":"($Z$46-0.64*$Z$46)/14*($D$288-7)+$Z$46","v":0},{"$f":"($Z$46-0.64*$Z$46)/14*($E$288-7)+$Z$46","v":0},{"$f":"($Z$46-0.64*$Z$46)/14*($F$288-7)+$Z$46","v":0},{"$f":"($Z$46-0.64*$Z$46)/14*($G$288-7)+$Z$46","v":0},{"$f":"($Z$46-0.64*$Z$46)/14*($H$288-7)+$Z$46","v":0},{"$f":"($Z$46-0.64*$Z$46)/14*($I$288-7)+$Z$46","v":0},{"$f":"($Z$46-0.64*$Z$46)/14*($J$288-7)+$Z$46","v":0},{"$f":"($Z$46-0.64*$Z$46)/14*($K$288-7)+$Z$46","v":0},{"$f":"($Z$46-0.64*$Z$46)/14*($L$288-7)+$Z$46","v":0},{"$f":"($Z$46-0.64*$Z$46)/14*($M$288-7)+$Z$46","v":0},{"$f":"($Z$46-0.64*$Z$46)/14*($N$288-7)+$Z$46","v":0},{"$f":"($Z$46-0.64*$Z$46)/14*($O$288-7)+$Z$46","v":0},{"$f":"($Z$46-0.64*$Z$46)/14*($P$288-7)+$Z$46","v":0},{"$f":"($Z$46-0.64*$Z$46)/14*($Q$288-7)+$Z$46","v":0},{"$f":"($Z$46-0.64*$Z$46)/14*($R$288-7)+$Z$46","v":0},{"$f":"($Z$46-0.64*$Z$46)/14*($S$288-7)+$Z$46","v":0},{"$f":"($Z$46-0.64*$Z$46)/14*($T$288-7)+$Z$46","v":0},{"$f":"($Z$46-0.64*$Z$46)/14*($U$288-7)+$Z$46","v":0},{"$f":"($Z$46-0.64*$Z$46)/14*($V$288-7)+$Z$46","v":0},{"$f":"($Z$46-0.64*$Z$46)/14*($W$288-7)+$Z$46","v":0},{"$f":"($Z$46-0.64*$Z$46)/14*($X$288-7)+$Z$46","v":0},{"$f":"($Z$46-0.64*$Z$46)/14*($Y$288-7)+$Z$46","v":0},{"$f":"($Z$46-0.64*$Z$46)/14*($Z$288-7)+$Z$46","v":0},{"$f":"($Z$46-0.64*$Z$46)/14*($AA$288-7)+$Z$46","v":0},{"$f":"($Z$46-0.64*$Z$46)/14*($AB$288-7)+$Z$46","v":0},{"$f":"($Z$46-0.64*$Z$46)/14*($AC$288-7)+$Z$46","v":0},{"$f":"($Z$46-0.64*$Z$46)/14*($AD$288-7)+$Z$46","v":0},{"$f":"($Z$46-0.64*$Z$46)/14*($AE$288-7)+$Z$46","v":0},{"$f":"($Z$46-0.64*$Z$46)/14*($AF$288-7)+$Z$46","v":0},{"$f":"($Z$46-0.64*$Z$46)/14*($AG$288-7)+$Z$46","v":0},{"$f":"($Z$46-0.64*$Z$46)/14*($AH$288-7)+$Z$46","v":0},{"$f":"($Z$46-0.64*$Z$46)/14*($AI$288-7)+$Z$46","v":0},{"$f":"($Z$46-0.64*$Z$46)/14*($AJ$288-7)+$Z$46","v":0},{"$f":"($Z$46-0.64*$Z$46)/14*($AK$288-7)+$Z$46","v":0},{"$f":"($Z$46-0.64*$Z$46)/14*($AL$288-7)+$Z$46","v":0},{"$f":"($Z$46-0.64*$Z$46)/14*($AM$288-7)+$Z$46","v":0},{"$f":"($Z$46-0.64*$Z$46)/14*($AN$288-7)+$Z$46","v":0},{"$f":"($Z$46-0.64*$Z$46)/14*($AO$288-7)+$Z$46","v":0},{"$f":"($Z$46-0.64*$Z$46)/14*($AP$288-7)+$Z$46","v":0},{"$f":"($Z$46-0.64*$Z$46)/14*($AQ$288-7)+$Z$46","v":0},{"$f":"($Z$46-0.64*$Z$46)/14*($AR$288-7)+$Z$46","v":0},{"$f":"($Z$46-0.64*$Z$46)/14*($AS$288-7)+$Z$46","v":0},"暖房能力","Φw"]
[null,null,"暖房消費電力",{"$f":"($Z$47-0.82*$Z$47)/14*($D$288-7)+$Z$47","v":0},{"$f":"($Z$47-0.82*$Z$47)/14*($E$288-7)+$Z$47","v":0},{"$f":"($Z$47-0.82*$Z$47)/14*($F$288-7)+$Z$47","v":0},{"$f":"($Z$47-0.82*$Z$47)/14*($G$288-7)+$Z$47","v":0},{"$f":"($Z$47-0.82*$Z$47)/14*($H$288-7)+$Z$47","v":0},{"$f":"($Z$47-0.82*$Z$47)/14*($I$288-7)+$Z$47","v":0},{"$f":"($Z$47-0.82*$Z$47)/14*($J$288-7)+$Z$47","v":0},{"$f":"($Z$47-0.82*$Z$47)/14*($K$288-7)+$Z$47","v":0},{"$f":"($Z$47-0.82*$Z$47)/14*($L$288-7)+$Z$47","v":0},{"$f":"($Z$47-0.82*$Z$47)/14*($M$288-7)+$Z$47","v":0},{"$f":"($Z$47-0.82*$Z$47)/14*($N$288-7)+$Z$47","v":0},{"$f":"($Z$47-0.82*$Z$47)/14*($O$288-7)+$Z$47","v":0},{"$f":"($Z$47-0.82*$Z$47)/14*($P$288-7)+$Z$47","v":0},{"$f":"($Z$47-0.82*$Z$47)/14*($Q$288-7)+$Z$47","v":0},{"$f":"($Z$47-0.82*$Z$47)/14*($R$288-7)+$Z$47","v":0},{"$f":"($Z$47-0.82*$Z$47)/14*($S$288-7)+$Z$47","v":0},{"$f":"($Z$47-0.82*$Z$47)/14*($T$288-7)+$Z$47","v":0},{"$f":"($Z$47-0.82*$Z$47)/14*($U$288-7)+$Z$47","v":0},{"$f":"($Z$47-0.82*$Z$47)/14*($V$288-7)+$Z$47","v":0},{"$f":"($Z$47-0.82*$Z$47)/14*($W$288-7)+$Z$47","v":0},{"$f":"($Z$47-0.82*$Z$47)/14*($X$288-7)+$Z$47","v":0},{"$f":"($Z$47-0.82*$Z$47)/14*($Y$288-7)+$Z$47","v":0},{"$f":"($Z$47-0.82*$Z$47)/14*($Z$288-7)+$Z$47","v":0},{"$f":"($Z$47-0.82*$Z$47)/14*($AA$288-7)+$Z$47","v":0},{"$f":"($Z$47-0.82*$Z$47)/14*($AB$288-7)+$Z$47","v":0},{"$f":"($Z$47-0.82*$Z$47)/14*($AC$288-7)+$Z$47","v":0},{"$f":"($Z$47-0.82*$Z$47)/14*($AD$288-7)+$Z$47","v":0},{"$f":"($Z$47-0.82*$Z$47)/14*($AE$288-7)+$Z$47","v":0},{"$f":"($Z$47-0.82*$Z$47)/14*($AF$288-7)+$Z$47","v":0},{"$f":"($Z$47-0.82*$Z$47)/14*($AG$288-7)+$Z$47","v":0},{"$f":"($Z$47-0.82*$Z$47)/14*($AH$288-7)+$Z$47","v":0},{"$f":"($Z$47-0.82*$Z$47)/14*($AI$288-7)+$Z$47","v":0},{"$f":"($Z$47-0.82*$Z$47)/14*($AJ$288-7)+$Z$47","v":0},{"$f":"($Z$47-0.82*$Z$47)/14*($AK$288-7)+$Z$47","v":0},{"$f":"($Z$47-0.82*$Z$47)/14*($AL$288-7)+$Z$47","v":0},{"$f":"($Z$47-0.82*$Z$47)/14*($AM$288-7)+$Z$47","v":0},{"$f":"($Z$47-0.82*$Z$47)/14*($AN$288-7)+$Z$47","v":0},{"$f":"($Z$47-0.82*$Z$47)/14*($AO$288-7)+$Z$47","v":0},{"$f":"($Z$47-0.82*$Z$47)/14*($AP$288-7)+$Z$47","v":0},{"$f":"($Z$47-0.82*$Z$47)/14*($AQ$288-7)+$Z$47","v":0},{"$f":"($Z$47-0.82*$Z$47)/14*($AR$288-7)+$Z$47","v":0},{"$f":"($Z$47-0.82*$Z$47)/14*($AS$288-7)+$Z$47","v":0},"消費電力","Pw"]
[null,null,"暖房COP",{"$f":"($D420/1.12)/($D421/1.06)","v":{"$error":"#DIV/0!"}},{"$f":"($E420/1.12)/($E421/1.06)","v":{"$error":"#DIV/0!"}},{"$f":"($F420/1.12)/($F421/1.06)","v":{"$error":"#DIV/0!"}},{"$f":"($G420/1.12)/($G421/1.06)","v":{"$error":"#DIV/0!"}},{"$f":"($H420/1.12)/($H421/1.06)","v":{"$error":"#DIV/0!"}},{"$f":"($I420/1.12)/($I421/1.06)","v":{"$error":"#DIV/0!"}},{"$f":"($J420/1.12)/($J421/1.06)","v":{"$error":"#DIV/0!"}},{"$f":"($K420/1.12)/($K421/1.06)","v":{"$error":"#DIV/0!"}},{"$f":"($L420/1.12)/($L421/1.06)","v":{"$error":"#DIV/0!"}},{"$f":"($M420/1.12)/($M421/1.06)","v":{"$error":"#DIV/0!"}},{"$f":"($N420/1.12)/($N421/1.06)","v":{"$error":"#DIV/0!"}},{"$f":"($O420/1.12)/($O421/1.06)","v":{"$error":"#DIV/0!"}},{"$f":"$P420/$P421","v":{"$error":"#DIV/0!"}},{"$f":"$Q420/$Q421","v":{"$error":"#DIV/0!"}},{"$f":"$R420/$R421","v":{"$error":"#DIV/0!"}},{"$f":"$S420/$S421","v":{"$error":"#DIV/0!"}},{"$f":"$T420/$T421","v":{"$error":"#DIV/0!"}},{"$f":"$U420/$U421","v":{"$error":"#DIV/0!"}},{"$f":"$V420/$V421","v":{"$error":"#DIV/0!"}},{"$f":"$W420/$W421","v":{"$error":"#DIV/0!"}},{"$f":"$X420/$X421","v":{"$error":"#DIV/0!"}},{"$f":"$Y420/$Y421","v":{"$error":"#DIV/0!"}},{"$f":"$Z420/$Z421","v":{"$error":"#DIV/0!"}},{"$f":"$AA420/$AA421","v":{"$error":"#DIV/0!"}},{"$f":"$AB420/$AB421","v":{"$error":"#DIV/0!"}},{"$f":"$AC420/$AC421","v":{"$error":"#DIV/0!"}},{"$f":"$AD420/$AD421","v":{"$error":"#DIV/0!"}},{"$f":"$AE420/$AE421","v":{"$error":"#DIV/0!"}},{"$f":"$AF420/$AF421","v":{"$error":"#DIV/0!"}},{"$f":"$AG420/$AG421","v":{"$error":"#DIV/0!"}},{"$f":"$AH420/$AH421","v":{"$error":"#DIV/0!"}},{"$f":"$AI420/$AI421","v":{"$error":"#DIV/0!"}},{"$f":"$AJ420/$AJ421","v":{"$error":"#DIV/0!"}},{"$f":"$AK420/$AK421","v":{"$error":"#DIV/0!"}},{"$f":"$AL420/$AL421","v":{"$error":"#DIV/0!"}},{"$f":"$AM420/$AM421","v":{"$error":"#DIV/0!"}},{"$f":"$AN420/$AN421","v":{"$error":"#DIV/0!"}},{"$f":"$AO420/$AO421","v":{"$error":"#DIV/0!"}},{"$f":"$AP420/$AP421","v":{"$error":"#DIV/0!"}},{"$f":"$AQ420/$AQ421","v":{"$error":"#DIV/0!"}},{"$f":"$AR420/$AR421","v":{"$error":"#DIV/0!"}},{"$f":"$AS420/$AS421","v":{"$error":"#DIV/0!"}},"暖房COP","σw"]
[null,null,"暖房COP比",{"$f":"$D422/$Q422","v":{"$error":"#DIV/0!"}},{"$f":"$E422/$Q422","v":{"$error":"#DIV/0!"}},{"$f":"$F422/$Q422","v":{"$error":"#DIV/0!"}},{"$f":"$G422/$Q422","v":{"$error":"#DIV/0!"}},{"$f":"$H422/$Q422","v":{"$error":"#DIV/0!"}},{"$f":"$I422/$Q422","v":{"$error":"#DIV/0!"}},{"$f":"$J422/$Q422","v":{"$error":"#DIV/0!"}},{"$f":"$K422/$Q422","v":{"$error":"#DIV/0!"}},{"$f":"$L422/$Q422","v":{"$error":"#DIV/0!"}},{"$f":"$M422/$Q422","v":{"$error":"#DIV/0!"}},{"$f":"$N422/$Q422","v":{"$error":"#DIV/0!"}},{"$f":"$O422/$Q422","v":{"$error":"#DIV/0!"}},{"$f":"$P422/$Q422","v":{"$error":"#DIV/0!"}},{"$f":"$Q422/$Q422","v":{"$error":"#DIV/0!"}},{"$f":"$R422/$Q422","v":{"$error":"#DIV/0!"}},{"$f":"$S422/$Q422","v":{"$error":"#DIV/0!"}},{"$f":"$T422/$Q422","v":{"$error":"#DIV/0!"}},{"$f":"$U422/$Q422","v":{"$error":"#DIV/0!"}},{"$f":"$V422/$Q422","v":{"$error":"#DIV/0!"}},{"$f":"$W422/$Q422","v":{"$error":"#DIV/0!"}},{"$f":"$X422/$Q422","v":{"$error":"#DIV/0!"}},{"$f":"$Y422/$Q422","v":{"$error":"#DIV/0!"}},{"$f":"$Z422/$Q422","v":{"$error":"#DIV/0!"}},{"$f":"$AA422/$Q422","v":{"$error":"#DIV/0!"}},{"$f":"$AB422/$Q422","v":{"$error":"#DIV/0!"}},{"$f":"$AC422/$Q422","v":{"$error":"#DIV/0!"}},{"$f":"$AD422/$Q422","v":{"$error":"#DIV/0!"}},{"$f":"$AE422/$Q422","v":{"$error":"#DIV/0!"}},{"$f":"$AF422/$Q422","v":{"$error":"#DIV/0!"}},{"$f":"$AG422/$Q422","v":{"$error":"#DIV/0!"}},{"$f":"$AH422/$Q422","v":{"$error":"#DIV/0!"}},{"$f":"$AI422/$Q422","v":{"$error":"#DIV/0!"}},{"$f":"$AJ422/$Q422","v":{"$error":"#DIV/0!"}},{"$f":"$AK422/$Q422","v":{"$error":"#DIV/0!"}},{"$f":"$AL422/$Q422","v":{"$error":"#DIV/0!"}},{"$f":"$AM422/$Q422","v":{"$error":"#DIV/0!"}},{"$f":"$AN422/$Q422","v":{"$error":"#DIV/0!"}},{"$f":"$AO422/$Q422","v":{"$error":"#DIV/0!"}},{"$f":"$AP422/$Q422","v":{"$error":"#DIV/0!"}},{"$f":"$AQ422/$Q422","v":{"$error":"#DIV/0!"}},{"$f":"$AR422/$Q422","v":{"$error":"#DIV/0!"}},{"$f":"$AS422/$Q422","v":{"$error":"#DIV/0!"}},"暖房COP比","βw"]
[null,null,"Σ",{"$f":"$D$301*$D419","v":{"$error":"#DIV/0!"}},{"$f":"$E$301*$E419","v":{"$error":"#DIV/0!"}},{"$f":"$F$301*$F419","v":{"$error":"#DIV/0!"}},{"$f":"$G$301*$G419","v":{"$error":"#DIV/0!"}},{"$f":"$H$301*$H419","v":{"$error":"#DIV/0!"}},{"$f":"$I$301*$I419","v":{"$error":"#DIV/0!"}},{"$f":"$J$301*$J419","v":{"$error":"#DIV/0!"}},{"$f":"$K$301*$K419","v":{"$error":"#DIV/0!"}},{"$f":"$L$301*$L419","v":{"$error":"#DIV/0!"}},{"$f":"$M$301*$M419","v":{"$error":"#DIV/0!"}},{"$f":"$N$301*$N419","v":{"$error":"#DIV/0!"}},{"$f":"$O$301*$O419","v":{"$error":"#DIV/0!"}},{"$f":"$P$301*$P419","v":{"$error":"#DIV/0!"}},{"$f":"$Q$301*$Q419","v":{"$error":"#DIV/0!"}},{"$f":"$R$301*$R419","v":{"$error":"#DIV/0!"}},{"$f":"$S$301*$S419","v":{"$error":"#DIV/0!"}},{"$f":"$T$301*$T419","v":{"$error":"#DIV/0!"}},{"$f":"$U$301*$U419","v":{"$error":"#DIV/0!"}},{"$f":"$V$301*$V419","v":{"$error":"#DIV/0!"}},{"$f":"$W$301*$W419","v":{"$error":"#DIV/0!"}},{"$f":"$X$301*$X419","v":{"$error":"#DIV/0!"}},{"$f":"$Y$301*$Y419","v":{"$error":"#DIV/0!"}},{"$f":"$Z$301*$Z419","v":{"$error":"#DIV/0!"}},{"$f":"$AA$301*$AA419","v":{"$error":"#DIV/0!"}},{"$f":"$AB$301*$AB419","v":{"$error":"#DIV/0!"}},{"$f":"$AC$301*$AC419","v":{"$error":"#DIV/0!"}},{"$f":"$AD$301*$AD419","v":{"$error":"#DIV/0!"}},{"$f":"$AE$301*$AE419","v":{"$error":"#DIV/0!"}},{"$f":"$AF$301*$AF419","v":{"$error":"#DIV/0!"}},{"$f":"$AG$301*$AG419","v":{"$error":"#DIV/0!"}},{"$f":"$AH$301*$AH419","v":{"$error":"#DIV/0!"}},{"$f":"$AI$301*$AI419","v":{"$error":"#DIV/0!"}},{"$f":"$AJ$301*$AJ419","v":{"$error":"#DIV/0!"}},{"$f":"$AK$301*$AK419","v":{"$error":"#DIV/0!"}},{"$f":"$AL$301*$AL419","v":{"$error":"#DIV/0!"}},{"$f":"$AM$301*$AM419","v":{"$error":"#DIV/0!"}},{"$f":"$AN$301*$AN419","v":{"$error":"#DIV/0!"}},{"$f":"$AO$301*$AO419","v":{"$error":"#DIV/0!"}},{"$f":"$AP$301*$AP419","v":{"$error":"#DIV/0!"}},{"$f":"$AQ$301*$AQ419","v":{"$error":"#DIV/0!"}},{"$f":"$AR$301*$AR419","v":{"$error":"#DIV/0!"}},{"$f":"$AS$301*$AS419","v":{"$error":"#DIV/0!"}},{"$f":"SUM($D424:$AS424)","v":{"$error":"#DIV/0!"}},"Σ"]

{"sheet":"寒冷地(γ既定値)","index":2,"n_rows":449,"n_cols":67,"rows_kept":449,"cut":false,"hidden":false,"merged":[[272,1,277,1],[266,1,271,1],[388,1,393,1],[382,1,387,1],[376,1,381,1],[370,1,375,1],[364,1,369,1],[418,1,423,1],[412,1,417,1],[406,1,411,1],[400,1,405,1],[394,1,399,1],[224,1,229,1],[357,1,362,1],[351,1,356,1],[345,1,350,1],[339,1,344,1],[333,1,338,1],[327,1,332,1],[321,1,326,1],[315,1,320,1],[309,1,314,1],[303,1,308,1],[260,1,265,1],[254,1,259,1],[248,1,253,1],[242,1,247,1],[278,1,283,1],[286,3,286,44],[114,3,114,26],[130,3,130,26],[146,3,146,44],[163,1,168,1],[217,1,222,1],[211,1,216,1],[205,1,210,1],[199,1,204,1],[193,1,198,1],[236,1,241,1],[187,1,192,1],[181,1,186,1],[175,1,180,1],[169,1,174,1],[230,1,235,1],[9,3,9,26],[98,3,98,26],[41,3,51,3],[24,3,25,3],[27,3,37,3],[57,3,57,4],[57,5,57,6],[57,7,57,8],[78,3,78,4],[78,5,78,6],[78,7,78,8],[24,15,25,15],[1,2,1,3],[2,2,2,3],[3,2,3,3],[5,2,5,3],[6,2,6,3]]}
[]
[null,null,"EHPの設置場所"]
[null,null,{"$f":"IF(必ずこのシートから始めてください!$L$8=\"\",\"\",必ずこのシートから始めてください!$L$8)","v":""},null,null,"手順1：空調を行う月、時間を下記の指定の色で塗る(指定の色以外で塗ると計算できません。)"]
[null,null,{"$f":"VLOOKUP($C$3,γ一覧表!$C$3:$E$50,2,FALSE)","v":{"$error":"#N/A"}},null,null,null,"冷房","青","【左から5列目、一番薄い色(アクセント1,白＋基本色80％)】"]
[null,null,null,null,null,null,"暖房","オレンジ","【左から6番目、一番薄い色(アクセント2,白＋基本色80％)】"]
[null,null,"使用するγ値",null,null,"手順2：各月の運転日数を入力する"]
[null,null,{"$f":"IFERROR(IF(VLOOKUP($C$3,γ一覧表!$C$3:$E$50,3,FALSE)<=1,\"---\",IFERROR(VLOOKUP($C$3,γ一覧表!$C$3:$E$50,3,FALSE),\"---\")),\"---\")","v":"---"},null,null,"手順3：Ctrl + Alt + F9を同時に押す",null,null,null,null,null,null,null,null,null,null,null,"●時刻別平均気温表記載の数値は、選択された都道府県の県庁所在地の月別、時刻別平均気温"]
[null,null,null,null,null,"手順4：黄色のセルに値を入力する(緑は自動計算)",null,null,null,null,null,null,null,null,null,null,null,"●本データは気象庁発表の1992年4月1日から2022年3月31日までの30年の1時間データを整理したもの"]
[null,null,"時刻別平均気温[℃]",null,null,null,null,null,null,null,null,null,null,null,null,null,null,"●2月はうるう日を含みます"]
[null,null,null," 時刻",null,null,null,null,null,null,null,null,null,null,null,null,null,null,null,null,null,null,null,null,null,null,null,{"$f":"SUM($AB$11:$AB$23)","v":0},{"$f":"必ずこのシートから始めてください!M3","v":"Ver.2.1"}]
[null,null,"月",0,1,2,3,4,5,6,7,8,9,10,11,12,13,14,15,16,17,18,19,20,21,22,23,"運転日数","月"]
[null,null,4,{"$f":"IFERROR(INDIRECT($C$4&\"!B5\"),\"\")","v":""},{"$f":"IFERROR(INDIRECT($C$4&\"!C5\"),\"\")","v":""},{"$f":"IFERROR(INDIRECT($C$4&\"!D5\"),\"\")","v":""},{"$f":"IFERROR(INDIRECT($C$4&\"!E5\"),\"\")","v":""},{"$f":"IFERROR(INDIRECT($C$4&\"!F5\"),\"\")","v":""},{"$f":"IFERROR(INDIRECT($C$4&\"!G5\"),\"\")","v":""},{"$f":"IFERROR(INDIRECT($C$4&\"!H5\"),\"\")","v":""},{"$f":"IFERROR(INDIRECT($C$4&\"!I5\"),\"\")","v":""},{"$f":"IFERROR(INDIRECT($C$4&\"!J5\"),\"\")","v":""},{"$f":"IFERROR(INDIRECT($C$4&\"!K5\"),\"\")","v":""},{"$f":"IFERROR(INDIRECT($C$4&\"!L5\"),\"\")","v":""},{"$f":"IFERROR(INDIRECT($C$4&\"!M5\"),\"\")","v":""},{"$f":"IFERROR(INDIRECT($C$4&\"!N5\"),\"\")","v":""},{"$f":"IFERROR(INDIRECT($C$4&\"!O5\"),\"\")","v":""},{"$f":"IFERROR(INDIRECT($C$4&\"!P5\"),\"\")","v":""},{"$f":"IFERROR(INDIRECT($C$4&\"!Q5\"),\"\")","v":""},{"$f":"IFERROR(INDIRECT($C$4&\"!R5\"),\"\")","v":""},{"$f":"IFERROR(INDIRECT($C$4&\"!S5\"),\"\")","v":""},{"$f":"IFERROR(INDIRECT($C$4&\"!T5\"),\"\")","v":""},{"$f":"IFERROR(INDIRECT($C$4&\"!U5\"),\"\")","v":""},{"$f":"IFERROR(INDIRECT($C$4&\"!V5\"),\"\")","v":""},{"$f":"IFERROR(INDIRECT($C$4&\"!W5\"),\"\")","v":""},{"$f":"IFERROR(INDIRECT($C$4&\"!X5\"),\"\")","v":""},{"$f":"IFERROR(INDIRECT($C$4&\"!Y5\"),\"\")","v":""},null,4]
[null,null,5,{"$f":"IFERROR(INDIRECT($C$4&\"!B6\"),\"\")","v":""},{"$f":"IFERROR(INDIRECT($C$4&\"!C6\"),\"\")","v":""},{"$f":"IFERROR(INDIRECT($C$4&\"!D6\"),\"\")","v":""},{"$f":"IFERROR(INDIRECT($C$4&\"!E6\"),\"\")","v":""},{"$f":"IFERROR(INDIRECT($C$4&\"!F6\"),\"\")","v":""},{"$f":"IFERROR(INDIRECT($C$4&\"!G6\"),\"\")","v":""},{"$f":"IFERROR(INDIRECT($C$4&\"!H6\"),\"\")","v":""},{"$f":"IFERROR(INDIRECT($C$4&\"!I6\"),\"\")","v":""},{"$f":"IFERROR(INDIRECT($C$4&\"!J6\"),\"\")","v":""},{"$f":"IFERROR(INDIRECT($C$4&\"!K6\"),\"\")","v":""},{"$f":"IFERROR(INDIRECT($C$4&\"!L6\"),\"\")","v":""},{"$f":"IFERROR(INDIRECT($C$4&\"!M6\"),\"\")","v":""},{"$f":"IFERROR(INDIRECT($C$4&\"!N6\"),\"\")","v":""},{"$f":"IFERROR(INDIRECT($C$4&\"!O6\"),\"\")","v":""},{"$f":"IFERROR(INDIRECT($C$4&\"!P6\"),\"\")","v":""},{"$f":"IFERROR(INDIRECT($C$4&\"!Q6\"),\"\")","v":""},{"$f":"IFERROR(INDIRECT($C$4&\"!R6\"),\"\")","v":""},{"$f":"IFERROR(INDIRECT($C$4&\"!S6\"),\"\")","v":""},{"$f":"IFERROR(INDIRECT($C$4&\"!T6\"),\"\")","v":""},{"$f":"IFERROR(INDIRECT($C$4&\"!U6\"),\"\")","v":""},{"$f":"IFERROR(INDIRECT($C$4&\"!V6\"),\"\")","v":""},{"$f":"IFERROR(INDIRECT($C$4&\"!W6\"),\"\")","v":""},{"$f":"IFERROR(INDIRECT($C$4&\"!X6\"),\"\")","v":""},{"$f":"IFERROR(INDIRECT($C$4&\"!Y6\"),\"\")","v":""},null,5]
[null,null,6,{"$f":"IFERROR(INDIRECT($C$4&\"!B7\"),\"\")","v":""},{"$f":"IFERROR(INDIRECT($C$4&\"!C7\"),\"\")","v":""},{"$f":"IFERROR(INDIRECT($C$4&\"!D7\"),\"\")","v":""},{"$f":"IFERROR(INDIRECT($C$4&\"!E7\"),\"\")","v":""},{"$f":"IFERROR(INDIRECT($C$4&\"!F7\"),\"\")","v":""},{"$f":"IFERROR(INDIRECT($C$4&\"!G7\"),\"\")","v":""},{"$f":"IFERROR(INDIRECT($C$4&\"!H7\"),\"\")","v":""},{"$f":"IFERROR(INDIRECT($C$4&\"!I7\"),\"\")","v":""},{"$f":"IFERROR(INDIRECT($C$4&\"!J7\"),\"\")","v":""},{"$f":"IFERROR(INDIRECT($C$4&\"!K7\"),\"\")","v":""},{"$f":"IFERROR(INDIRECT($C$4&\"!L7\"),\"\")","v":""},{"$f":"IFERROR(INDIRECT($C$4&\"!M7\"),\"\")","v":""},{"$f":"IFERROR(INDIRECT($C$4&\"!N7\"),\"\")","v":""},{"$f":"IFERROR(INDIRECT($C$4&\"!O7\"),\"\")","v":""},{"$f":"IFERROR(INDIRECT($C$4&\"!P7\"),\"\")","v":""},{"$f":"IFERROR(INDIRECT($C$4&\"!Q7\"),\"\")","v":""},{"$f":"IFERROR(INDIRECT($C$4&\"!R7\"),\"\")","v":""},{"$f":"IFERROR(INDIRECT($C$4&\"!S7\"),\"\")","v":""},{"$f":"IFERROR(INDIRECT($C$4&\"!T7\"),\"\")","v":""},{"$f":"IFERROR(INDIRECT($C$4&\"!U7\"),\"\")","v":""},{"$f":"IFERROR(INDIRECT($C$4&\"!V7\"),\"\")","v":""},{"$f":"IFERROR(INDIRECT($C$4&\"!W7\"),\"\")","v":""},{"$f":"IFERROR(INDIRECT($C$4&\"!X7\"),\"\")","v":""},{"$f":"IFERROR(INDIRECT($C$4&\"!Y7\"),\"\")","v":""},null,6]
[null,null,7,{"$f":"IFERROR(INDIRECT($C$4&\"!B8\"),\"\")","v":""},{"$f":"IFERROR(INDIRECT($C$4&\"!C8\"),\"\")","v":""},{"$f":"IFERROR(INDIRECT($C$4&\"!D8\"),\"\")","v":""},{"$f":"IFERROR(INDIRECT($C$4&\"!E8\"),\"\")","v":""},{"$f":"IFERROR(INDIRECT($C$4&\"!F8\"),\"\")","v":""},{"$f":"IFERROR(INDIRECT($C$4&\"!G8\"),\"\")","v":""},{"$f":"IFERROR(INDIRECT($C$4&\"!H8\"),\"\")","v":""},{"$f":"IFERROR(INDIRECT($C$4&\"!I8\"),\"\")","v":""},{"$f":"IFERROR(INDIRECT($C$4&\"!J8\"),\"\")","v":""},{"$f":"IFERROR(INDIRECT($C$4&\"!K8\"),\"\")","v":""},{"$f":"IFERROR(INDIRECT($C$4&\"!L8\"),\"\")","v":""},{"$f":"IFERROR(INDIRECT($C$4&\"!M8\"),\"\")","v":""},{"$f":"IFERROR(INDIRECT($C$4&\"!N8\"),\"\")","v":""},{"$f":"IFERROR(INDIRECT($C$4&\"!O8\"),\"\")","v":""},{"$f":"IFERROR(INDIRECT($C$4&\"!P8\"),\"\")","v":""},{"$f":"IFERROR(INDIRECT($C$4&\"!Q8\"),\"\")","v":""},{"$f":"IFERROR(INDIRECT($C$4&\"!R8\"),\"\")","v":""},{"$f":"IFERROR(INDIRECT($C$4&\"!S8\"),\"\")","v":""},{"$f":"IFERROR(INDIRECT($C$4&\"!T8\"),\"\")","v":""},{"$f":"IFERROR(INDIRECT($C$4&\"!U8\"),\"\")","v":""},{"$f":"IFERROR(INDIRECT($C$4&\"!V8\"),\"\")","v":""},{"$f":"IFERROR(INDIRECT($C$4&\"!W8\"),\"\")","v":""},{"$f":"IFERROR(INDIRECT($C$4&\"!X8\"),\"\")","v":""},{"$f":"IFERROR(INDIRECT($C$4&\"!Y8\"),\"\")","v":""},null,7]
[null,null,8,{"$f":"IFERROR(INDIRECT($C$4&\"!B9\"),\"\")","v":""},{"$f":"IFERROR(INDIRECT($C$4&\"!C9\"),\"\")","v":""},{"$f":"IFERROR(INDIRECT($C$4&\"!D9\"),\"\")","v":""},{"$f":"IFERROR(INDIRECT($C$4&\"!E9\"),\"\")","v":""},{"$f":"IFERROR(INDIRECT($C$4&\"!F9\"),\"\")","v":""},{"$f":"IFERROR(INDIRECT($C$4&\"!G9\"),\"\")","v":""},{"$f":"IFERROR(INDIRECT($C$4&\"!H9\"),\"\")","v":""},{"$f":"IFERROR(INDIRECT($C$4&\"!I9\"),\"\")","v":""},{"$f":"IFERROR(INDIRECT($C$4&\"!J9\"),\"\")","v":""},{"$f":"IFERROR(INDIRECT($C$4&\"!K9\"),\"\")","v":""},{"$f":"IFERROR(INDIRECT($C$4&\"!L9\"),\"\")","v":""},{"$f":"IFERROR(INDIRECT($C$4&\"!M9\"),\"\")","v":""},{"$f":"IFERROR(INDIRECT($C$4&\"!N9\"),\"\")","v":""},{"$f":"IFERROR(INDIRECT($C$4&\"!O9\"),\"\")","v":""},{"$f":"IFERROR(INDIRECT($C$4&\"!P9\"),\"\")","v":""},{"$f":"IFERROR(INDIRECT($C$4&\"!Q9\"),\"\")","v":""},{"$f":"IFERROR(INDIRECT($C$4&\"!R9\"),\"\")","v":""},{"$f":"IFERROR(INDIRECT($C$4&\"!S9\"),\"\")","v":""},{"$f":"IFERROR(INDIRECT($C$4&\"!T9\"),\"\")","v":""},{"$f":"IFERROR(INDIRECT($C$4&\"!U9\"),\"\")","v":""},{"$f":"IFERROR(INDIRECT($C$4&\"!V9\"),\"\")","v":""},{"$f":"IFERROR(INDIRECT($C$4&\"!W9\"),\"\")","v":""},{"$f":"IFERROR(INDIRECT($C$4&\"!X9\"),\"\")","v":""},{"$f":"IFERROR(INDIRECT($C$4&\"!Y9\"),\"\")","v":""},null,8]
[null,null,9,{"$f":"IFERROR(INDIRECT($C$4&\"!B10\"),\"\")","v":""},{"$f":"IFERROR(INDIRECT($C$4&\"!C10\"),\"\")","v":""},{"$f":"IFERROR(INDIRECT($C$4&\"!D10\"),\"\")","v":""},{"$f":"IFERROR(INDIRECT($C$4&\"!E10\"),\"\")","v":""},{"$f":"IFERROR(INDIRECT($C$4&\"!F10\"),\"\")","v":""},{"$f":"IFERROR(INDIRECT($C$4&\"!G10\"),\"\")","v":""},{"$f":"IFERROR(INDIRECT($C$4&\"!H10\"),\"\")","v":""},{"$f":"IFERROR(INDIRECT($C$4&\"!I10\"),\"\")","v":""},{"$f":"IFERROR(INDIRECT($C$4&\"!J10\"),\"\")","v":""},{"$f":"IFERROR(INDIRECT($C$4&\"!K10\"),\"\")","v":""},{"$f":"IFERROR(INDIRECT($C$4&\"!L10\"),\"\")","v":""},{"$f":"IFERROR(INDIRECT($C$4&\"!M10\"),\"\")","v":""},{"$f":"IFERROR(INDIRECT($C$4&\"!N10\"),\"\")","v":""},{"$f":"IFERROR(INDIRECT($C$4&\"!O10\"),\"\")","v":""},{"$f":"IFERROR(INDIRECT($C$4&\"!P10\"),\"\")","v":""},{"$f":"IFERROR(INDIRECT($C$4&\"!Q10\"),\"\")","v":""},{"$f":"IFERROR(INDIRECT($C$4&\"!R10\"),\"\")","v":""},{"$f":"IFERROR(INDIRECT($C$4&\"!S10\"),\"\")","v":""},{"$f":"IFERROR(INDIRECT($C$4&\"!T10\"),\"\")","v":""},{"$f":"IFERROR(INDIRECT($C$4&\"!U10\"),\"\")","v":""},{"$f":"IFERROR(INDIRECT($C$4&\"!V10\"),\"\")","v":""},{"$f":"IFERROR(INDIRECT($C$4&\"!W10\"),\"\")","v":""},{"$f":"IFERROR(INDIRECT($C$4&\"!X10\"),\"\")","v":""},{"$f":"IFERROR(INDIRECT($C$4&\"!Y10\"),\"\")","v":""},null,9]
[null,null,10,{"$f":"IFERROR(INDIRECT($C$4&\"!B11\"),\"\")","v":""},{"$f":"IFERROR(INDIRECT($C$4&\"!C11\"),\"\")","v":""},{"$f":"IFERROR(INDIRECT($C$4&\"!D11\"),\"\")","v":""},{"$f":"IFERROR(INDIRECT($C$4&\"!E11\"),\"\")","v":""},{"$f":"IFERROR(INDIRECT($C$4&\"!F11\"),\"\")","v":""},{"$f":"IFERROR(INDIRECT($C$4&\"!G11\"),\"\")","v":""},{"$f":"IFERROR(INDIRECT($C$4&\"!H11\"),\"\")","v":""},{"$f":"IFERROR(INDIRECT($C$4&\"!I11\"),\"\")","v":""},{"$f":"IFERROR(INDIRECT($C$4&\"!J11\"),\"\")","v":""},{"$f":"IFERROR(INDIRECT($C$4&\"!K11\"),\"\")","v":""},{"$f":"IFERROR(INDIRECT($C$4&\"!L11\"),\"\")","v":""},{"$f":"IFERROR(INDIRECT($C$4&\"!M11\"),\"\")","v":""},{"$f":"IFERROR(INDIRECT($C$4&\"!N11\"),\"\")","v":""},{"$f":"IFERROR(INDIRECT($C$4&\"!O11\"),\"\")","v":""},{"$f":"IFERROR(INDIRECT($C$4&\"!P11\"),\"\")","v":""},{"$f":"IFERROR(INDIRECT($C$4&\"!Q11\"),\"\")","v":""},{"$f":"IFERROR(INDIRECT($C$4&\"!R11\"),\"\")","v":""},{"$f":"IFERROR(INDIRECT($C$4&\"!S11\"),\"\")","v":""},{"$f":"IFERROR(INDIRECT($C$4&\"!T11\"),\"\")","v":""},{"$f":"IFERROR(INDIRECT($C$4&\"!U11\"),\"\")","v":""},{"$f":"IFERROR(INDIRECT($C$4&\"!V11\"),\"\")","v":""},{"$f":"IFERROR(INDIRECT($C$4&\"!W11\"),\"\")","v":""},{"$f":"IFERROR(INDIRECT($C$4&\"!X11\"),\"\")","v":""},{"$f":"IFERROR(INDIRECT($C$4&\"!Y11\"),\"\")","v":""},null,10]
[null,null,11,{"$f":"IFERROR(INDIRECT($C$4&\"!B12\"),\"\")","v":""},{"$f":"IFERROR(INDIRECT($C$4&\"!C12\"),\"\")","v":""},{"$f":"IFERROR(INDIRECT($C$4&\"!D12\"),\"\")","v":""},{"$f":"IFERROR(INDIRECT($C$4&\"!E12\"),\"\")","v":""},{"$f":"IFERROR(INDIRECT($C$4&\"!F12\"),\"\")","v":""},{"$f":"IFERROR(INDIRECT($C$4&\"!G12\"),\"\")","v":""},{"$f":"IFERROR(INDIRECT($C$4&\"!H12\"),\"\")","v":""},{"$f":"IFERROR(INDIRECT($C$4&\"!I12\"),\"\")","v":""},{"$f":"IFERROR(INDIRECT($C$4&\"!J12\"),\"\")","v":""},{"$f":"IFERROR(INDIRECT($C$4&\"!K12\"),\"\")","v":""},{"$f":"IFERROR(INDIRECT($C$4&\"!L12\"),\"\")","v":""},{"$f":"IFERROR(INDIRECT($C$4&\"!M12\"),\"\")","v":""},{"$f":"IFERROR(INDIRECT($C$4&\"!N12\"),\"\")","v":""},{"$f":"IFERROR(INDIRECT($C$4&\"!O12\"),\"\")","v":""},{"$f":"IFERROR(INDIRECT($C$4&\"!P12\"),\"\")","v":""},{"$f":"IFERROR(INDIRECT($C$4&\"!Q12\"),\"\")","v":""},{"$f":"IFERROR(INDIRECT($C$4&\"!R12\"),\"\")","v":""},{"$f":"IFERROR(INDIRECT($C$4&\"!S12\"),\"\")","v":""},{"$f":"IFERROR(INDIRECT($C$4&\"!T12\"),\"\")","v":""},{"$f":"IFERROR(INDIRECT($C$4&\"!U12\"),\"\")","v":""},{"$f":"IFERROR(INDIRECT($C$4&\"!V12\"),\"\")","v":""},{"$f":"IFERROR(INDIRECT($C$4&\"!W12\"),\"\")","v":""},{"$f":"IFERROR(INDIRECT($C$4&\"!X12\"),\"\")","v":""},{"$f":"IFERROR(INDIRECT($C$4&\"!Y12\"),\"\")","v":""},null,11]
[null,null,12,{"$f":"IFERROR(INDIRECT($C$4&\"!B13\"),\"\")","v":""},{"$f":"IFERROR(INDIRECT($C$4&\"!C13\"),\"\")","v":""},{"$f":"IFERROR(INDIRECT($C$4&\"!D13\"),\"\")","v":""},{"$f":"IFERROR(INDIRECT($C$4&\"!E13\"),\"\")","v":""},{"$f":"IFERROR(INDIRECT($C$4&\"!F13\"),\"\")","v":""},{"$f":"IFERROR(INDIRECT($C$4&\"!G13\"),\"\")","v":""},{"$f":"IFERROR(INDIRECT($C$4&\"!H13\"),\"\")","v":""},{"$f":"IFERROR(INDIRECT($C$4&\"!I13\"),\"\")","v":""},{"$f":"IFERROR(INDIRECT($C$4&\"!J13\"),\"\")","v":""},{"$f":"IFERROR(INDIRECT($C$4&\"!K13\"),\"\")","v":""},{"$f":"IFERROR(INDIRECT($C$4&\"!L13\"),\"\")","v":""},{"$f":"IFERROR(INDIRECT($C$4&\"!M13\"),\"\")","v":""},{"$f":"IFERROR(INDIRECT($C$4&\"!N13\"),\"\")","v":""},{"$f":"IFERROR(INDIRECT($C$4&\"!O13\"),\"\")","v":""},{"$f":"IFERROR(INDIRECT($C$4&\"!P13\"),\"\")","v":""},{"$f":"IFERROR(INDIRECT($C$4&\"!Q13\"),\"\")","v":""},{"$f":"IFERROR(INDIRECT($C$4&\"!R13\"),\"\")","v":""},{"$f":"IFERROR(INDIRECT($C$4&\"!S13\"),\"\")","v":""},{"$f":"IFERROR(INDIRECT($C$4&\"!T13\"),\"\")","v":""},{"$f":"IFERROR(INDIRECT($C$4&\"!U13\"),\"\")","v":""},{"$f":"IFERROR(INDIRECT($C$4&\"!V13\"),\"\")","v":""},{"$f":"IFERROR(INDIRECT($C$4&\"!W13\"),\"\")","v":""},{"$f":"IFERROR(INDIRECT($C$4&\"!X13\"),\"\")","v":""},{"$f":"IFERROR(INDIRECT($C$4&\"!Y13\"),\"\")","v":""},null,12]
[null,null,1,{"$f":"IFERROR(INDIRECT($C$4&\"!B14\"),\"\")","v":""},{"$f":"IFERROR(INDIRECT($C$4&\"!C14\"),\"\")","v":""},{"$f":"IFERROR(INDIRECT($C$4&\"!D14\"),\"\")","v":""},{"$f":"IFERROR(INDIRECT($C$4&\"!E14\"),\"\")","v":""},{"$f":"IFERROR(INDIRECT($C$4&\"!F14\"),\"\")","v":""},{"$f":"IFERROR(INDIRECT($C$4&\"!G14\"),\"\")","v":""},{"$f":"IFERROR(INDIRECT($C$4&\"!H14\"),\"\")","v":""},{"$f":"IFERROR(INDIRECT($C$4&\"!I14\"),\"\")","v":""},{"$f":"IFERROR(INDIRECT($C$4&\"!J14\"),\"\")","v":""},{"$f":"IFERROR(INDIRECT($C$4&\"!K14\"),\"\")","v":""},{"$f":"IFERROR(INDIRECT($C$4&\"!L14\"),\"\")","v":""},{"$f":"IFERROR(INDIRECT($C$4&\"!M14\"),\"\")","v":""},{"$f":"IFERROR(INDIRECT($C$4&\"!N14\"),\"\")","v":""},{"$f":"IFERROR(INDIRECT($C$4&\"!O14\"),\"\")","v":""},{"$f":"IFERROR(INDIRECT($C$4&\"!P14\"),\"\")","v":""},{"$f":"IFERROR(INDIRECT($C$4&\"!Q14\"),\"\")","v":""},{"$f":"IFERROR(INDIRECT($C$4&\"!R14\"),\"\")","v":""},{"$f":"IFERROR(INDIRECT($C$4&\"!S14\"),\"\")","v":""},{"$f":"IFERROR(INDIRECT($C$4&\"!T14\"),\"\")","v":""},{"$f":"IFERROR(INDIRECT($C$4&\"!U14\"),\"\")","v":""},{"$f":"IFERROR(INDIRECT($C$4&\"!V14\"),\"\")","v":""},{"$f":"IFERROR(INDIRECT($C$4&\"!W14\"),\"\")","v":""},{"$f":"IFERROR(INDIRECT($C$4&\"!X14\"),\"\")","v":""},{"$f":"IFERROR(INDIRECT($C$4&\"!Y14\"),\"\")","v":""},null,1]
[null,null,2,{"$f":"IFERROR(INDIRECT($C$4&\"!B15\"),\"\")","v":""},{"$f":"IFERROR(INDIRECT($C$4&\"!C15\"),\"\")","v":""},{"$f":"IFERROR(INDIRECT($C$4&\"!D15\"),\"\")","v":""},{"$f":"IFERROR(INDIRECT($C$4&\"!E15\"),\"\")","v":""},{"$f":"IFERROR(INDIRECT($C$4&\"!F15\"),\"\")","v":""},{"$f":"IFERROR(INDIRECT($C$4&\"!G15\"),\"\")","v":""},{"$f":"IFERROR(INDIRECT($C$4&\"!H15\"),\"\")","v":""},{"$f":"IFERROR(INDIRECT($C$4&\"!I15\"),\"\")","v":""},{"$f":"IFERROR(INDIRECT($C$4&\"!J15\"),\"\")","v":""},{"$f":"IFERROR(INDIRECT($C$4&\"!K15\"),\"\")","v":""},{"$f":"IFERROR(INDIRECT($C$4&\"!L15\"),\"\")","v":""},{"$f":"IFERROR(INDIRECT($C$4&\"!M15\"),\"\")","v":""},{"$f":"IFERROR(INDIRECT($C$4&\"!N15\"),\"\")","v":""},{"$f":"IFERROR(INDIRECT($C$4&\"!O15\"),\"\")","v":""},{"$f":"IFERROR(INDIRECT($C$4&\"!P15\"),\"\")","v":""},{"$f":"IFERROR(INDIRECT($C$4&\"!Q15\"),\"\")","v":""},{"$f":"IFERROR(INDIRECT($C$4&\"!R15\"),\"\")","v":""},{"$f":"IFERROR(INDIRECT($C$4&\"!S15\"),\"\")","v":""},{"$f":"IFERROR(INDIRECT($C$4&\"!T15\"),\"\")","v":""},{"$f":"IFERROR(INDIRECT($C$4&\"!U15\"),\"\")","v":""},{"$f":"IFERROR(INDIRECT($C$4&\"!V15\"),\"\")","v":""},{"$f":"IFERROR(INDIRECT($C$4&\"!W15\"),\"\")","v":""},{"$f":"IFERROR(INDIRECT($C$4&\"!X15\"),\"\")","v":""},{"$f":"IFERROR(INDIRECT($C$4&\"!Y15\"),\"\")","v":""},null,2]
[null,null,3,{"$f":"IFERROR(INDIRECT($C$4&\"!B16\"),\"\")","v":""},{"$f":"IFERROR(INDIRECT($C$4&\"!C16\"),\"\")","v":""},{"$f":"IFERROR(INDIRECT($C$4&\"!D16\"),\"\")","v":""},{"$f":"IFERROR(INDIRECT($C$4&\"!E16\"),\"\")","v":""},{"$f":"IFERROR(INDIRECT($C$4&\"!F16\"),\"\")","v":""},{"$f":"IFERROR(INDIRECT($C$4&\"!G16\"),\"\")","v":""},{"$f":"IFERROR(INDIRECT($C$4&\"!H16\"),\"\")","v":""},{"$f":"IFERROR(INDIRECT($C$4&\"!I16\"),\"\")","v":""},{"$f":"IFERROR(INDIRECT($C$4&\"!J16\"),\"\")","v":""},{"$f":"IFERROR(INDIRECT($C$4&\"!K16\"),\"\")","v":""},{"$f":"IFERROR(INDIRECT($C$4&\"!L16\"),\"\")","v":""},{"$f":"IFERROR(INDIRECT($C$4&\"!M16\"),\"\")","v":""},{"$f":"IFERROR(INDIRECT($C$4&\"!N16\"),\"\")","v":""},{"$f":"IFERROR(INDIRECT($C$4&\"!O16\"),\"\")","v":""},{"$f":"IFERROR(INDIRECT($C$4&\"!P16\"),\"\")","v":""},{"$f":"IFERROR(INDIRECT($C$4&\"!Q16\"),\"\")","v":""},{"$f":"IFERROR(INDIRECT($C$4&\"!R16\"),\"\")","v":""},{"$f":"IFERROR(INDIRECT($C$4&\"!S16\"),\"\")","v":""},{"$f":"IFERROR(INDIRECT($C$4&\"!T16\"),\"\")","v":""},{"$f":"IFERROR(INDIRECT($C$4&\"!U16\"),\"\")","v":""},{"$f":"IFERROR(INDIRECT($C$4&\"!V16\"),\"\")","v":""},{"$f":"IFERROR(INDIRECT($C$4&\"!W16\"),\"\")","v":""},{"$f":"IFERROR(INDIRECT($C$4&\"!X16\"),\"\")","v":""},{"$f":"IFERROR(INDIRECT($C$4&\"!Y16\"),\"\")","v":""},null,3]
[]
[null,null,null,"共通1","冷房負荷ゼロ点",null,"冷房が不要になると思われる外気温度を入力",null,null,null,null,"Tco",18,"℃",null,"共通2","暖房設計外気温",null,"設備設計時に最大暖房負荷計算を行った外気温度(JIS B8616のth100に相当)",null,null,null,null,null,null,null,"Td",-5,"℃"]
[null,null,null,null,"暖房負荷ゼロ点",null,"暖房が不要になると思われる外気温度を入力",null,null,null,null,"Two",12,"℃",null,null,"設計暖房能力",null,"最大暖房負荷に対して選定したEHPの暖房能力(原則、最大空調負荷に等しい)",null,null,null,null,null,null,null,"Φwd",25,"kW"]
[]
[null,null,null,"設備導入前",null,null,null,null,null,null,null,null,null,null,null,null,"前1","前2","前3","前4","前5","前6","前7","前8","前9","前10"]
[null,null,null,null,"定格冷房能力",null,"EHPの仕様を入力",null,null,null,null,null,null,null,null,"Φco",22,null,null,null,null,null,null,null,null,null,"kW"]
[null,null,null,null,"定格冷房消費電力",null,"EHPの仕様を入力",null,null,null,null,null,null,null,null,"Pco",6.6,null,null,null,null,null,null,null,null,null,"kW"]
[null,null,null,null,"定格冷房COP",null,"自動計算",null,null,null,null,null,null,null,null,"σco",{"$f":"IFERROR(Q29/Q30,\"\")","v":3.3333333333333335},"","","","","",{"$f":"IFERROR(W29/W30,\"\")","v":""},"","",{"$f":"IFERROR(Z29/Z30,\"\")","v":""},"σco＝Φco／Pco"]
[null,null,null,null,"定格暖房能力",null,"EHPの仕様を入力",null,null,null,null,null,null,null,null,"Φwo",25,null,null,null,null,null,null,null,null,null,"kW"]
[null,null,null,null,"定格暖房消費電力",null,"EHPの仕様を入力",null,null,null,null,null,null,null,null,"Pwo",6.4,null,null,null,null,null,null,null,null,null,"kW"]
[null,null,null,null,"定格暖房COP",null,"自動計算",null,null,null,null,null,null,null,null,"σwo",{"$f":"IFERROR(Q32/Q33,\"\")","v":3.90625},"","","","","",{"$f":"IFERROR(W32/W33,\"\")","v":""},{"$f":"IFERROR(X32/X33,\"\")","v":""},{"$f":"IFERROR(Y32/Y33,\"\")","v":""},{"$f":"IFERROR(Z32/Z33,\"\")","v":""},"σwo＝Φwo／Pwo"]
[null,null,null,null,"低温暖房能力",null,"EHPの仕様を入力",null,null,"着霜を考慮した外気温2℃時の空調機の性能",null,null,null,null,null,"Φw2",25,null,null,null,null,null,null,null,null,null,"kW"]
[null,null,null,null,"低温暖房消費電力",null,"EHPの仕様を入力",null,null,"寒冷地向け空調機では、カタログ等に記載",null,null,null,null,null,"Pw2",9.3000000000000007,null,null,null,null,null,null,null,null,null,"kW"]
[null,null,null,null,"低温暖房COP",null,"自動計算",null,null,null,null,null,null,null,null,"σw2",{"$f":"IFERROR(Q35/Q36,\"\")","v":2.6881720430107525},"","","","","",{"$f":"IFERROR(W35/W36,\"\")","v":""},{"$f":"IFERROR(X35/X36,\"\")","v":""},{"$f":"IFERROR(Y35/Y36,\"\")","v":""},{"$f":"IFERROR(Z35/Z36,\"\")","v":""},"σw2＝Φw2／Pw2"]
[null,null,null,null,"台数",null,"同じ容量のEHPの台数を入力",null,null,null,null,null,null,null,null,null,null,null,null,null,null,null,null,null,null,null,"台"]
[]
[]
[]
[null,null,null,"設備導入後",null,null,null,null,null,null,null,null,null,null,null,null,"後1","後2","後3","後4","後5","後6","後7","後8","後9","後10"]
[null,null,null,null,"定格冷房能力",null,"EHPの仕様を入力",null,null,null,null,null,null,null,null,"Φco",null,null,null,null,null,null,null,null,null,null,"kW"]
[null,null,null,null,"定格冷房消費電力",null,"EHPの仕様を入力",null,null,null,null,null,null,null,null,"Pco",null,null,null,null,null,null,null,null,null,null,"kW"]
[null,null,null,null,"定格冷房COP",null,"自動計算",null,null,null,null,null,null,null,null,"σco",{"$f":"IFERROR(Q43/Q44,\"\")","v":""},"","","","","",{"$f":"IFERROR(W43/W44,\"\")","v":""},{"$f":"IFERROR(X43/X44,\"\")","v":""},{"$f":"IFERROR(Y43/Y44,\"\")","v":""},{"$f":"IFERROR(Z43/Z44,\"\")","v":""},"σco＝Φco／Pco"]
[null,null,null,null,"定格暖房能力",null,"EHPの仕様を入力",null,null,null,null,null,null,null,null,"Φwo",null,null,null,null,null,null,null,null,null,null,"kW"]
[null,null,null,null,"定格暖房消費電力",null,"EHPの仕様を入力",null,null,null,null,null,null,null,null,"Pwo",null,null,null,null,null,null,null,null,null,null,"kW"]
[null,null,null,null,"定格暖房COP",null,"自動計算",null,null,null,null,null,null,null,null,"σwo",{"$f":"IFERROR(Q46/Q47,\"\")","v":""},"","","","","",{"$f":"IFERROR(W46/W47,\"\")","v":""},{"$f":"IFERROR(X46/X47,\"\")","v":""},{"$f":"IFERROR(Y46/Y47,\"\")","v":""},{"$f":"IFERROR(Z46/Z47,\"\")","v":""},"σwo＝Φwo／Pwo"]
[null,null,null,null,"低温暖房能力",null,"EHPの仕様を入力",null,null,"着霜を考慮した外気温2℃時の空調機の性能",null,null,null,null,null,"Φw2",null,null,null,null,null,null,null,null,null,null,"kW"]
[null,null,null,null,"低温暖房消費電力",null,"EHPの仕様を入力",null,null,"寒冷地向け空調機では、カタログ等に記載",null,null,null,null,null,"Pw2",null,null,null,null,null,null,null,null,null,null,"kW"]
[null,null,null,null,"低温暖房COP",null,"自動計算",null,null,null,null,null,null,null,null,"σw2",{"$f":"IFERROR(Q49/Q50,\"\")","v":""},"","","","","",{"$f":"IFERROR(W49/W50,\"\")","v":""},{"$f":"IFERROR(X49/X50,\"\")","v":""},{"$f":"IFERROR(Y49/Y50,\"\")","v":""},{"$f":"IFERROR(Z49/Z50,\"\")","v":""},"σw2＝Φw2／Pw2"]
[null,null,null,null,"台数",null,"同じ容量のEHPの台数を入力",null,null,null,null,null,null,null,null,null,null,null,null,null,null,null,null,null,null,null,"台"]
[]
[]
[]
[null,null,"設備導入前電力使用量[kWh]"]
[null,null,null,"冷房(Ec)",null,"暖房(Ew)",null,"合計(Ecw)"]
[null,null,null,{"$f":"IFERROR(D74*F60+G74*I60+J74*L60+M74*O60+P74*R60+S74*U60+V74*X60+Y74*AA60+AB74*AD60+AE74*AG60,\"\")","v":0},null,{"$f":"IFERROR(E74*F60+H74*I60+K74*L60+N74*O60+Q74*R60+T74*U60+W74*X60+Z74*AA60+AC74*AD60+AF74*AG60,\"\")","v":0},null,{"$f":"IFERROR(SUM(D58:G58),\"\")","v":0}]
[]
[null,null,"1台当たり","前1",null,{"$f":"IF(Q38=\"\",1,Q38)","v":1},"前2",null,{"$f":"IF(R38=\"\",1,R38)","v":1},"前3",null,{"$f":"IF(S38=\"\",1,S38)","v":1},"前4",null,{"$f":"IF(T38=\"\",1,T38)","v":1},"前5",null,{"$f":"IF(U38=\"\",1,U38)","v":1},"前6",null,{"$f":"IF(V38=\"\",1,V38)","v":1},"前7",null,{"$f":"IF(W38=\"\",1,W38)","v":1},"前8",null,{"$f":"IF(X38=\"\",1,X38)","v":1},"前9",null,{"$f":"IF(Y38=\"\",1,Y38)","v":1},"前10",null,{"$f":"IF(Z38=\"\",1,Z38)","v":1},"1台当たり"]
[null,null,"月    期間","冷房","暖房","月合計","冷房","暖房","月合計","冷房","暖房","月合計","冷房","暖房","月合計","冷房","暖房","月合計","冷房","暖房","月合計","冷房","暖房","月合計","冷房","暖房","月合計","冷房","暖房","月合計","冷房","暖房","月合計","期間    月"]
[null,null,4,{"$f":"IFERROR($AB$26/($C$7*$Q$31)*AU149,\"\")","v":""},{"$f":"IFERROR($AU289,\"\")","v":0},{"$f":"IFERROR(SUM(D62:E62),\"\")","v":0},{"$f":"IFERROR($AB$26/($C$7*$R$31)*AV149,\"\")","v":""},{"$f":"IFERROR($AV289,\"\")","v":""},{"$f":"IFERROR(SUM(G62:H62),\"\")","v":0},{"$f":"IFERROR($AB$26/($C$7*$S$31)*AW149,\"\")","v":""},{"$f":"IFERROR($AW289,\"\")","v":""},{"$f":"IFERROR(SUM(J62:K62),\"\")","v":0},{"$f":"IFERROR($AB$26/($C$7*$T$31)*AX149,\"\")","v":""},{"$f":"IFERROR($AX289,\"\")","v":""},{"$f":"IFERROR(SUM(M62:N62),\"\")","v":0},{"$f":"IFERROR($AB$26/($C$7*$U$31)*AY149,\"\")","v":""},{"$f":"IFERROR($AY289,\"\")","v":""},{"$f":"IFERROR(SUM(P62:Q62),\"\")","v":0},{"$f":"IFERROR($AB$26/($C$7*$V$31)*AZ149,\"\")","v":""},{"$f":"IFERROR($AZ289,\"\")","v":""},{"$f":"IFERROR(SUM(S62:T62),\"\")","v":0},{"$f":"IFERROR($AB$26/($C$7*$W$31)*BA149,\"\")","v":""},{"$f":"IFERROR($BA289,\"\")","v":""},{"$f":"IFERROR(SUM(V62:W62),\"\")","v":0},{"$f":"IFERROR($AB$26/($C$7*$X$31)*BB149,\"\")","v":""},{"$f":"IFERROR($BB289,\"\")","v":""},{"$f":"IFERROR(SUM(Y62:Z62),\"\")","v":0},{"$f":"IFERROR($AB$26/($C$7*$Y$31)*BC149,\"\")","v":""},{"$f":"IFERROR($BC289,\"\")","v":""},{"$f":"IFERROR(SUM(AB62:AC62),\"\")","v":0},{"$f":"IFERROR($AB$26/($C$7*$Z$31)*BD149,\"\")","v":""},{"$f":"IFERROR($BD289,\"\")","v":""},{"$f":"IFERROR(SUM(AE62:AF62),\"\")","v":0},4]
[null,null,5,"",{"$f":"IFERROR($AU290,\"\")","v":0},{"$f":"IFERROR(SUM(D63:E63),\"\")","v":0},"",{"$f":"IFERROR($AV290,\"\")","v":""},{"$f":"IFERROR(SUM(G63:H63),\"\")","v":0},"",{"$f":"IFERROR($AW290,\"\")","v":""},{"$f":"IFERROR(SUM(J63:K63),\"\")","v":0},"",{"$f":"IFERROR($AX290,\"\")","v":""},{"$f":"IFERROR(SUM(M63:N63),\"\")","v":0},"",{"$f":"IFERROR($AY290,\"\")","v":""},{"$f":"IFERROR(SUM(P63:Q63),\"\")","v":0},"",{"$f":"IFERROR($AZ290,\"\")","v":""},{"$f":"IFERROR(SUM(S63:T63),\"\")","v":0},"",{"$f":"IFERROR($BA290,\"\")","v":""},{"$f":"IFERROR(SUM(V63:W63),\"\")","v":0},"",{"$f":"IFERROR($BB290,\"\")","v":""},{"$f":"IFERROR(SUM(Y63:Z63),\"\")","v":0},"",{"$f":"IFERROR($BC290,\"\")","v":""},{"$f":"IFERROR(SUM(AB63:AC63),\"\")","v":0},"",{"$f":"IFERROR($BD290,\"\")","v":""},{"$f":"IFERROR(SUM(AE63:AF63),\"\")","v":0},5]
[null,null,6,"",0,0,"","",0,"","",0,"","",0,"","",0,"","",0,"","",0,"","",0,"","",0,"","",0,6]
[null,null,7,"",0,0,"","",0,"","",0,"","",0,"","",0,"","",0,"","",0,"","",0,"","",0,"","",0,7]
[null,null,8,"",0,0,"","",0,"","",0,"","",0,"","",0,"","",0,"","",0,"","",0,"","",0,"","",0,8]
[null,null,9,"",0,0,"","",0,"","",0,"","",0,"","",0,"","",0,"","",0,"","",0,"","",0,"","",0,9]
[null,null,10,"",0,0,"","",0,"","",0,"","",0,"","",0,"","",0,"","",0,"","",0,"","",0,"","",0,10]
[null,null,11,"",0,0,"","",0,"","",0,"","",0,"","",0,"","",0,"","",0,"","",0,"","",0,"","",0,11]
[null,null,12,"",0,0,"","",0,"","",0,"","",0,"","",0,"","",0,"","",0,"","",0,"","",0,"","",0,12]
[null,null,1,"",0,0,"","",0,"","",0,"","",0,"","",0,"","",0,"","",0,"","",0,"","",0,"","",0,1]
[null,null,2,"",0,0,"","",0,"","",0,"","",0,"","",0,"","",0,"","",0,"","",0,"","",0,"","",0,2]
[null,null,3,"",0,0,"","",0,"","",0,"","",0,"","",0,"","",0,"","",0,"","",0,"","",0,"","",0,3]
[null,null,"合計",{"$f":"IFERROR(SUM($D$62:$D$73),\"\")","v":0},{"$f":"IFERROR(SUM($E$62:$E$73),\"\")","v":0},{"$f":"IFERROR(SUM($F$62:$F$73),\"\")","v":0},{"$f":"IFERROR(SUM($G$62:$G$73),\"\")","v":0},{"$f":"IFERROR(SUM($H$62:$H$73),\"\")","v":0},{"$f":"IFERROR(SUM(I62:I73),\"\")","v":0},{"$f":"IFERROR(SUM($J$62:$J$73),\"\")","v":0},{"$f":"IFERROR(SUM($K$62:$K$73),\"\")","v":0},{"$f":"IFERROR(SUM(L62:L73),\"\")","v":0},{"$f":"IFERROR(SUM($M$62:$M$73),\"\")","v":0},{"$f":"IFERROR(SUM($N$62:$N$73),\"\")","v":0},{"$f":"IFERROR(SUM(O62:O73),\"\")","v":0},{"$f":"IFERROR(SUM($P$62:$P$73),\"\")","v":0},{"$f":"IFERROR(SUM($Q$62:$Q$73),\"\")","v":0},{"$f":"IFERROR(SUM(R62:R73),\"\")","v":0},{"$f":"IFERROR(SUM($S$62:$S$73),\"\")","v":0},{"$f":"IFERROR(SUM($T$62:$T$73),\"\")","v":0},{"$f":"IFERROR(SUM(U62:U73),\"\")","v":0},{"$f":"IFERROR(SUM($V$62:$V$73),\"\")","v":0},{"$f":"IFERROR(SUM($W$62:$W$73),\"\")","v":0},{"$f":"IFERROR(SUM(X62:X73),\"\")","v":0},{"$f":"IFERROR(SUM($Y$62:$Y$73),\"\")","v":0},{"$f":"IFERROR(SUM($Z$62:$Z$73),\"\")","v":0},{"$f":"IFERROR(SUM(AA62:AA73),\"\")","v":0},{"$f":"IFERROR(SUM($AB$62:$AB$73),\"\")","v":0},{"$f":"IFERROR(SUM($AC$62:$AC$73),\"\")","v":0},{"$f":"IFERROR(SUM(AD62:AD73),\"\")","v":0},{"$f":"IFERROR(SUM($AE$62:$AE$73),\"\")","v":0},{"$f":"IFERROR(SUM($AF$62:$AF$73),\"\")","v":0},{"$f":"IFERROR(SUM(AG62:AG73),\"\")","v":0},"合計"]
[]
[]
[null,null,"設備導入後電力使用量[kWh]"]
[null,null,null,"冷房(Ec)",null,"暖房(Ew)",null,"合計(Ecw)"]
[null,null,null,{"$f":"IFERROR(D95*F81+G95*I81+J95*L81+M95*O81+P95*R81+S95*U81+V95*X81+Y95*AA81+AB95*AD81+AE95*AG81,\"\")","v":0},null,{"$f":"IFERROR(E95*F81+H95*I81+K95*L81+N95*O81+Q95*R81+T95*U81+W95*X81+Z95*AA81+AC95*AD81+AF95*AG81,\"\")","v":0},null,{"$f":"IFERROR(SUM(D79:G79),\"\")","v":0}]
[]
[null,null,"1台当たり","後1",null,{"$f":"IF(Q52=\"\",1,Q52)","v":1},"後2",null,{"$f":"IF(R52=\"\",1,R52)","v":1},"後3",null,{"$f":"IF(S52=\"\",1,S52)","v":1},"後4",null,{"$f":"IF(T52=\"\",1,T52)","v":1},"後5",null,{"$f":"IF(U52=\"\",1,U52)","v":1},"後6",null,{"$f":"IF(V52=\"\",1,V52)","v":1},"後7",null,{"$f":"IF(W52=\"\",1,W52)","v":1},"後8",null,{"$f":"IF(X52=\"\",1,X52)","v":1},"後9",null,{"$f":"IF(Y52=\"\",1,Y52)","v":1},"後10",null,{"$f":"IF(Z52=\"\",1,Z52)","v":1},"1台当たり"]
[null,null,"月    期間","冷房","暖房","月合計","冷房","暖房","月合計","冷房","暖房","月合計","冷房","暖房","月合計","冷房","暖房","月合計","冷房","暖房","月合計","冷房","暖房","月合計","冷房","暖房","月合計","冷房","暖房","月合計","冷房","暖房","月合計","期間    月"]
[null,null,4,{"$f":"IFERROR($AB$26/($C$7*$Q$45)*BF149,\"\")","v":""},{"$f":"IFERROR($BF289,\"\")","v":""},{"$f":"IFERROR(SUM(D83:E83),\"\")","v":0},{"$f":"IFERROR($AB$26/($C$7*$R$45)*BG149,\"\")","v":""},{"$f":"IFERROR($BG289,\"\")","v":""},{"$f":"IFERROR(SUM(G83:H83),\"\")","v":0},{"$f":"IFERROR($AB$26/($C$7*$S$45)*BH149,\"\")","v":""},{"$f":"IFERROR($BH289,\"\")","v":""},{"$f":"IFERROR(SUM(J83:K83),\"\")","v":0},{"$f":"IFERROR($AB$26/($C$7*$T$45)*BI149,\"\")","v":""},{"$f":"IFERROR($BI289,\"\")","v":""},{"$f":"IFERROR(SUM(M83:N83),\"\")","v":0},{"$f":"IFERROR($AB$26/($C$7*$U$45)*BJ149,\"\")","v":""},{"$f":"IFERROR($BJ289,\"\")","v":""},{"$f":"IFERROR(SUM(P83:Q83),\"\")","v":0},{"$f":"IFERROR($AB$26/($C$7*$V$45)*BK149,\"\")","v":""},{"$f":"IFERROR($BK289,\"\")","v":""},{"$f":"IFERROR(SUM(S83:T83),\"\")","v":0},{"$f":"IFERROR($AB$26/($C$7*$W$45)*BL149,\"\")","v":""},{"$f":"IFERROR($BL289,\"\")","v":""},{"$f":"IFERROR(SUM(V83:W83),\"\")","v":0},{"$f":"IFERROR($AB$26/($C$7*$X$45)*BM149,\"\")","v":""},{"$f":"IFERROR($BM289,\"\")","v":""},{"$f":"IFERROR(SUM(Y83:Z83),\"\")","v":0},{"$f":"IFERROR($AB$26/($C$7*$Y$45)*BN149,\"\")","v":""},{"$f":"IFERROR($BN289,\"\")","v":""},{"$f":"IFERROR(SUM(AB83:AC83),\"\")","v":0},{"$f":"IFERROR($AB$26/($C$7*$Z$45)*BO149,\"\")","v":""},{"$f":"IFERROR($BO289,\"\")","v":""},{"$f":"IFERROR(SUM(AE83:AF83),\"\")","v":0},4]
[null,null,5,"",{"$f":"IFERROR($BF290,\"\")","v":""},{"$f":"IFERROR(SUM(D84:E84),\"\")","v":0},"",{"$f":"IFERROR($BG290,\"\")","v":""},{"$f":"IFERROR(SUM(G84:H84),\"\")","v":0},"",{"$f":"IFERROR($BH290,\"\")","v":""},{"$f":"IFERROR(SUM(J84:K84),\"\")","v":0},"",{"$f":"IFERROR($BI290,\"\")","v":""},{"$f":"IFERROR(SUM(M84:N84),\"\")","v":0},"",{"$f":"IFERROR($BJ290,\"\")","v":""},{"$f":"IFERROR(SUM(P84:Q84),\"\")","v":0},"",{"$f":"IFERROR($BK290,\"\")","v":""},{"$f":"IFERROR(SUM(S84:T84),\"\")","v":0},"",{"$f":"IFERROR($BL290,\"\")","v":""},{"$f":"IFERROR(SUM(V84:W84),\"\")","v":0},"",{"$f":"IFERROR($BM290,\"\")","v":""},{"$f":"IFERROR(SUM(Y84:Z84),\"\")","v":0},"",{"$f":"IFERROR($BN290,\"\")","v":""},{"$f":"IFERROR(SUM(AB84:AC84),\"\")","v":0},"",{"$f":"IFERROR($BO290,\"\")","v":""},{"$f":"IFERROR(SUM(AE84:AF84),\"\")","v":0},5]
[null,null,6,"","",0,"","",0,"","",0,"","",0,"","",0,"","",0,"","",0,"","",0,"","",0,"","",0,6]
[null,null,7,"","",0,"","",0,"","",0,"","",0,"","",0,"","",0,"","",0,"","",0,"","",0,"","",0,7]
[null,null,8,"","",0,"","",0,"","",0,"","",0,"","",0,"","",0,"","",0,"","",0,"","",0,"","",0,8]
[null,null,9,"","",0,"","",0,"","",0,"","",0,"","",0,"","",0,"","",0,"","",0,"","",0,"","",0,9]
[null,null,10,"","",0,"","",0,"","",0,"","",0,"","",0,"","",0,"","",0,"","",0,"","",0,"","",0,10]
[null,null,11,"","",0,"","",0,"","",0,"","",0,"","",0,"","",0,"","",0,"","",0,"","",0,"","",0,11]
[null,null,12,"","",0,"","",0,"","",0,"","",0,"","",0,"","",0,"","",0,"","",0,"","",0,"","",0,12]
[null,null,1,"","",0,"","",0,"","",0,"","",0,"","",0,"","",0,"","",0,"","",0,"","",0,"","",0,1]
[null,null,2,"","",0,"","",0,"","",0,"","",0,"","",0,"","",0,"","",0,"","",0,"","",0,"","",0,2]
[null,null,3,"","",0,"","",0,"","",0,"","",0,"","",0,"","",0,"","",0,"","",0,"","",0,"","",0,3]
[null,null,"合計",{"$f":"IFERROR(SUM(D83:D94),\"\")","v":0},0,0,0,0,0,0,0,0,0,0,0,0,0,0,0,0,0,0,0,0,0,0,0,0,0,0,0,0,0,"合計"]
[]
[]
[null,null,"作業表1(青色のセルを「24」、オレンジ色のセルを「19」として抽出）"]
[null,null,null," 時刻"]
[null,null,"月",0,1,2,3,4,5,6,7,8,9,10,11,12,13,14,15,16,17,18,19,20,21,22,23,"月"]
[null,null,4,{"$f":"CELLCOLOR($D$12)","v":-4142},{"$f":"CELLCOLOR($E$12)","v":-4142},{"$f":"CELLCOLOR($F$12)","v":-4142},{"$f":"CELLCOLOR($G$12)","v":-4142},{"$f":"CELLCOLOR($H$12)","v":-4142},{"$f":"CELLCOLOR($I$12)","v":-4142},{"$f":"CELLCOLOR($J$12)","v":-4142},{"$f":"CELLCOLOR($K$12)","v":-4142},{"$f":"CELLCOLOR($L$12)","v":-4142},{"$f":"CELLCOLOR($M$12)","v":-4142},{"$f":"CELLCOLOR($N$12)","v":-4142},{"$f":"CELLCOLOR($O$12)","v":-4142},{"$f":"CELLCOLOR($P$12)","v":-4142},{"$f":"CELLCOLOR($Q$12)","v":-4142},{"$f":"CELLCOLOR($R$12)","v":-4142},{"$f":"CELLCOLOR($S$12)","v":-4142},{"$f":"CELLCOLOR($T$12)","v":-4142},{"$f":"CELLCOLOR($U$12)","v":-4142},{"$f":"CELLCOLOR($V$12)","v":-4142},{"$f":"CELLCOLOR($W$12)","v":-4142},{"$f":"CELLCOLOR($X$12)","v":-4142},{"$f":"CELLCOLOR($Y$12)","v":-4142},{"$f":"CELLCOLOR($Z$12)","v":-4142},{"$f":"CELLCOLOR($AA$12)","v":-4142},4]
[null,null,5,{"$f":"CELLCOLOR($D$13)","v":-4142},{"$f":"CELLCOLOR($E$13)","v":-4142},{"$f":"CELLCOLOR($F$13)","v":-4142},{"$f":"CELLCOLOR($G$13)","v":-4142},{"$f":"CELLCOLOR($H$13)","v":-4142},{"$f":"CELLCOLOR($I$13)","v":-4142},{"$f":"CELLCOLOR($J$13)","v":-4142},{"$f":"CELLCOLOR($K$13)","v":-4142},{"$f":"CELLCOLOR($L$13)","v":-4142},{"$f":"CELLCOLOR($M$13)","v":-4142},{"$f":"CELLCOLOR($N$13)","v":-4142},{"$f":"CELLCOLOR($O$13)","v":-4142},{"$f":"CELLCOLOR($P$13)","v":-4142},{"$f":"CELLCOLOR($Q$13)","v":-4142},{"$f":"CELLCOLOR($R$13)","v":-4142},{"$f":"CELLCOLOR($S$13)","v":-4142},{"$f":"CELLCOLOR($T$13)","v":-4142},{"$f":"CELLCOLOR($U$13)","v":-4142},{"$f":"CELLCOLOR($V$13)","v":-4142},{"$f":"CELLCOLOR($W$13)","v":-4142},{"$f":"CELLCOLOR($X$13)","v":-4142},{"$f":"CELLCOLOR($Y$13)","v":-4142},{"$f":"CELLCOLOR($Z$13)","v":-4142},{"$f":"CELLCOLOR($AA$13)","v":-4142},5]
[null,null,6,{"$f":"CELLCOLOR($D$14)","v":-4142},{"$f":"CELLCOLOR($E$14)","v":-4142},{"$f":"CELLCOLOR($F$14)","v":-4142},{"$f":"CELLCOLOR($G$14)","v":-4142},{"$f":"CELLCOLOR($H$14)","v":-4142},{"$f":"CELLCOLOR($I$14)","v":-4142},{"$f":"CELLCOLOR($J$14)","v":-4142},{"$f":"CELLCOLOR($K$14)","v":-4142},{"$f":"CELLCOLOR($L$14)","v":-4142},{"$f":"CELLCOLOR($M$14)","v":-4142},{"$f":"CELLCOLOR($N$14)","v":-4142},{"$f":"CELLCOLOR($O$14)","v":-4142},{"$f":"CELLCOLOR($P$14)","v":-4142},{"$f":"CELLCOLOR($Q$14)","v":-4142},{"$f":"CELLCOLOR($R$14)","v":-4142},{"$f":"CELLCOLOR($S$14)","v":-4142},{"$f":"CELLCOLOR($T$14)","v":-4142},{"$f":"CELLCOLOR($U$14)","v":-4142},{"$f":"CELLCOLOR($V$14)","v":-4142},{"$f":"CELLCOLOR($W$14)","v":-4142},{"$f":"CELLCOLOR($X$14)","v":-4142},{"$f":"CELLCOLOR($Y$14)","v":-4142},{"$f":"CELLCOLOR($Z$14)","v":-4142},{"$f":"CELLCOLOR($AA$14)","v":-4142},6]
[null,null,7,{"$f":"CELLCOLOR($D$15)","v":-4142},{"$f":"CELLCOLOR($E$15)","v":-4142},{"$f":"CELLCOLOR($F$15)","v":-4142},{"$f":"CELLCOLOR($G$15)","v":-4142},{"$f":"CELLCOLOR($H$15)","v":-4142},{"$f":"CELLCOLOR($I$15)","v":-4142},{"$f":"CELLCOLOR($J$15)","v":-4142},{"$f":"CELLCOLOR($K$15)","v":-4142},{"$f":"CELLCOLOR($L$15)","v":-4142},{"$f":"CELLCOLOR($M$15)","v":-4142},{"$f":"CELLCOLOR($N$15)","v":-4142},{"$f":"CELLCOLOR($O$15)","v":-4142},{"$f":"CELLCOLOR($P$15)","v":-4142},{"$f":"CELLCOLOR($Q$15)","v":-4142},{"$f":"CELLCOLOR($R$15)","v":-4142},{"$f":"CELLCOLOR($S$15)","v":-4142},{"$f":"CELLCOLOR($T$15)","v":-4142},{"$f":"CELLCOLOR($U$15)","v":-4142},{"$f":"CELLCOLOR($V$15)","v":-4142},{"$f":"CELLCOLOR($W$15)","v":-4142},{"$f":"CELLCOLOR($X$15)","v":-4142},{"$f":"CELLCOLOR($Y$15)","v":-4142},{"$f":"CELLCOLOR($Z$15)","v":-4142},{"$f":"CELLCOLOR($AA$15)","v":-4142},7]
[null,null,8,{"$f":"CELLCOLOR($D$16)","v":-4142},{"$f":"CELLCOLOR($E$16)","v":-4142},{"$f":"CELLCOLOR($F$16)","v":-4142},{"$f":"CELLCOLOR($G$16)","v":-4142},{"$f":"CELLCOLOR($H$16)","v":-4142},{"$f":"CELLCOLOR($I$16)","v":-4142},{"$f":"CELLCOLOR($J$16)","v":-4142},{"$f":"CELLCOLOR($K$16)","v":-4142},{"$f":"CELLCOLOR($L$16)","v":-4142},{"$f":"CELLCOLOR($M$16)","v":-4142},{"$f":"CELLCOLOR($N$16)","v":-4142},{"$f":"CELLCOLOR($O$16)","v":-4142},{"$f":"CELLCOLOR($P$16)","v":-4142},{"$f":"CELLCOLOR($Q$16)","v":-4142},{"$f":"CELLCOLOR($R$16)","v":-4142},{"$f":"CELLCOLOR($S$16)","v":-4142},{"$f":"CELLCOLOR($T$16)","v":-4142},{"$f":"CELLCOLOR($U$16)","v":-4142},{"$f":"CELLCOLOR($V$16)","v":-4142},{"$f":"CELLCOLOR($W$16)","v":-4142},{"$f":"CELLCOLOR($X$16)","v":-4142},{"$f":"CELLCOLOR($Y$16)","v":-4142},{"$f":"CELLCOLOR($Z$16)","v":-4142},{"$f":"CELLCOLOR($AA$16)","v":-4142},8]
[null,null,9,{"$f":"CELLCOLOR($D$17)","v":-4142},{"$f":"CELLCOLOR($E$17)","v":-4142},{"$f":"CELLCOLOR($F$17)","v":-4142},{"$f":"CELLCOLOR($G$17)","v":-4142},{"$f":"CELLCOLOR($H$17)","v":-4142},{"$f":"CELLCOLOR($I$17)","v":-4142},{"$f":"CELLCOLOR($J$17)","v":-4142},{"$f":"CELLCOLOR($K$17)","v":-4142},{"$f":"CELLCOLOR($L$17)","v":-4142},{"$f":"CELLCOLOR($M$17)","v":-4142},{"$f":"CELLCOLOR($N$17)","v":-4142},{"$f":"CELLCOLOR($O$17)","v":-4142},{"$f":"CELLCOLOR($P$17)","v":-4142},{"$f":"CELLCOLOR($Q$17)","v":-4142},{"$f":"CELLCOLOR($R$17)","v":-4142},{"$f":"CELLCOLOR($S$17)","v":-4142},{"$f":"CELLCOLOR($T$17)","v":-4142},{"$f":"CELLCOLOR($U$17)","v":-4142},{"$f":"CELLCOLOR($V$17)","v":-4142},{"$f":"CELLCOLOR($W$17)","v":-4142},{"$f":"CELLCOLOR($X$17)","v":-4142},{"$f":"CELLCOLOR($Y$17)","v":-4142},{"$f":"CELLCOLOR($Z$17)","v":-4142},{"$f":"CELLCOLOR($AA$17)","v":-4142},9]
[null,null,10,{"$f":"CELLCOLOR($D$18)","v":-4142},{"$f":"CELLCOLOR($E$18)","v":-4142},{"$f":"CELLCOLOR($F$18)","v":-4142},{"$f":"CELLCOLOR($G$18)","v":-4142},{"$f":"CELLCOLOR($H$18)","v":-4142},{"$f":"CELLCOLOR($I$18)","v":-4142},{"$f":"CELLCOLOR($J$18)","v":-4142},{"$f":"CELLCOLOR($K$18)","v":-4142},{"$f":"CELLCOLOR($L$18)","v":-4142},{"$f":"CELLCOLOR($M$18)","v":-4142},{"$f":"CELLCOLOR($N$18)","v":-4142},{"$f":"CELLCOLOR($O$18)","v":-4142},{"$f":"CELLCOLOR($P$18)","v":-4142},{"$f":"CELLCOLOR($Q$18)","v":-4142},{"$f":"CELLCOLOR($R$18)","v":-4142},{"$f":"CELLCOLOR($S$18)","v":-4142},{"$f":"CELLCOLOR($T$18)","v":-4142},{"$f":"CELLCOLOR($U$18)","v":-4142},{"$f":"CELLCOLOR($V$18)","v":-4142},{"$f":"CELLCOLOR($W$18)","v":-4142},{"$f":"CELLCOLOR($X$18)","v":-4142},{"$f":"CELLCOLOR($Y$18)","v":-4142},{"$f":"CELLCOLOR($Z$18)","v":-4142},{"$f":"CELLCOLOR($AA$18)","v":-4142},10]
[null,null,11,{"$f":"CELLCOLOR($D$19)","v":-4142},{"$f":"CELLCOLOR($E$19)","v":-4142},{"$f":"CELLCOLOR($F$19)","v":-4142},{"$f":"CELLCOLOR($G$19)","v":-4142},{"$f":"CELLCOLOR($H$19)","v":-4142},{"$f":"CELLCOLOR($I$19)","v":-4142},{"$f":"CELLCOLOR($J$19)","v":-4142},{"$f":"CELLCOLOR($K$19)","v":-4142},{"$f":"CELLCOLOR($L$19)","v":-4142},{"$f":"CELLCOLOR($M$19)","v":-4142},{"$f":"CELLCOLOR($N$19)","v":-4142},{"$f":"CELLCOLOR($O$19)","v":-4142},{"$f":"CELLCOLOR($P$19)","v":-4142},{"$f":"CELLCOLOR($Q$19)","v":-4142},{"$f":"CELLCOLOR($R$19)","v":-4142},{"$f":"CELLCOLOR($S$19)","v":-4142},{"$f":"CELLCOLOR($T$19)","v":-4142},{"$f":"CELLCOLOR($U$19)","v":-4142},{"$f":"CELLCOLOR($V$19)","v":-4142},{"$f":"CELLCOLOR($W$19)","v":-4142},{"$f":"CELLCOLOR($X$19)","v":-4142},{"$f":"CELLCOLOR($Y$19)","v":-4142},{"$f":"CELLCOLOR($Z$19)","v":-4142},{"$f":"CELLCOLOR($AA$19)","v":-4142},11]
[null,null,12,{"$f":"CELLCOLOR($D$20)","v":-4142},{"$f":"CELLCOLOR($E$20)","v":-4142},{"$f":"CELLCOLOR($F$20)","v":-4142},{"$f":"CELLCOLOR($G$20)","v":-4142},{"$f":"CELLCOLOR($H$20)","v":-4142},{"$f":"CELLCOLOR($I$20)","v":-4142},{"$f":"CELLCOLOR($J$20)","v":-4142},{"$f":"CELLCOLOR($K$20)","v":-4142},{"$f":"CELLCOLOR($L$20)","v":-4142},{"$f":"CELLCOLOR($M$20)","v":-4142},{"$f":"CELLCOLOR($N$20)","v":-4142},{"$f":"CELLCOLOR($O$20)","v":-4142},{"$f":"CELLCOLOR($P$20)","v":-4142},{"$f":"CELLCOLOR($Q$20)","v":-4142},{"$f":"CELLCOLOR($R$20)","v":-4142},{"$f":"CELLCOLOR($S$20)","v":-4142},{"$f":"CELLCOLOR($T$20)","v":-4142},{"$f":"CELLCOLOR($U$20)","v":-4142},{"$f":"CELLCOLOR($V$20)","v":-4142},{"$f":"CELLCOLOR($W$20)","v":-4142},{"$f":"CELLCOLOR($X$20)","v":-4142},{"$f":"CELLCOLOR($Y$20)","v":-4142},{"$f":"CELLCOLOR($Z$20)","v":-4142},{"$f":"CELLCOLOR($AA$20)","v":-4142},12]
[null,null,1,{"$f":"CELLCOLOR($D$21)","v":-4142},{"$f":"CELLCOLOR($E$21)","v":-4142},{"$f":"CELLCOLOR($F$21)","v":-4142},{"$f":"CELLCOLOR($G$21)","v":-4142},{"$f":"CELLCOLOR($H$21)","v":-4142},{"$f":"CELLCOLOR($I$21)","v":-4142},{"$f":"CELLCOLOR($J$21)","v":-4142},{"$f":"CELLCOLOR($K$21)","v":-4142},{"$f":"CELLCOLOR($L$21)","v":-4142},{"$f":"CELLCOLOR($M$21)","v":-4142},{"$f":"CELLCOLOR($N$21)","v":-4142},{"$f":"CELLCOLOR($O$21)","v":-4142},{"$f":"CELLCOLOR($P$21)","v":-4142},{"$f":"CELLCOLOR($Q$21)","v":-4142},{"$f":"CELLCOLOR($R$21)","v":-4142},{"$f":"CELLCOLOR($S$21)","v":-4142},{"$f":"CELLCOLOR($T$21)","v":-4142},{"$f":"CELLCOLOR($U$21)","v":-4142},{"$f":"CELLCOLOR($V$21)","v":-4142},{"$f":"CELLCOLOR($W$21)","v":-4142},{"$f":"CELLCOLOR($X$21)","v":-4142},{"$f":"CELLCOLOR($Y$21)","v":-4142},{"$f":"CELLCOLOR($Z$21)","v":-4142},{"$f":"CELLCOLOR($AA$21)","v":-4142},1]
[null,null,2,{"$f":"CELLCOLOR($D$22)","v":-4142},{"$f":"CELLCOLOR($E$22)","v":-4142},{"$f":"CELLCOLOR($F$22)","v":-4142},{"$f":"CELLCOLOR($G$22)","v":-4142},{"$f":"CELLCOLOR($H$22)","v":-4142},{"$f":"CELLCOLOR($I$22)","v":-4142},{"$f":"CELLCOLOR($J$22)","v":-4142},{"$f":"CELLCOLOR($K$22)","v":-4142},{"$f":"CELLCOLOR($L$22)","v":-4142},{"$f":"CELLCOLOR($M$22)","v":-4142},{"$f":"CELLCOLOR($N$22)","v":-4142},{"$f":"CELLCOLOR($O$22)","v":-4142},{"$f":"CELLCOLOR($P$22)","v":-4142},{"$f":"CELLCOLOR($Q$22)","v":-4142},{"$f":"CELLCOLOR($R$22)","v":-4142},{"$f":"CELLCOLOR($S$22)","v":-4142},{"$f":"CELLCOLOR($T$22)","v":-4142},{"$f":"CELLCOLOR($U$22)","v":-4142},{"$f":"CELLCOLOR($V$22)","v":-4142},{"$f":"CELLCOLOR($W$22)","v":-4142},{"$f":"CELLCOLOR($X$22)","v":-4142},{"$f":"CELLCOLOR($Y$22)","v":-4142},{"$f":"CELLCOLOR($Z$22)","v":-4142},{"$f":"CELLCOLOR($AA$22)","v":-4142},2]
[null,null,3,{"$f":"CELLCOLOR($D$23)","v":-4142},{"$f":"CELLCOLOR($E$23)","v":-4142},{"$f":"CELLCOLOR($F$23)","v":-4142},{"$f":"CELLCOLOR($G$23)","v":-4142},{"$f":"CELLCOLOR($H$23)","v":-4142},{"$f":"CELLCOLOR($I$23)","v":-4142},{"$f":"CELLCOLOR($J$23)","v":-4142},{"$f":"CELLCOLOR($K$23)","v":-4142},{"$f":"CELLCOLOR($L$23)","v":-4142},{"$f":"CELLCOLOR($M$23)","v":-4142},{"$f":"CELLCOLOR($N$23)","v":-4142},{"$f":"CELLCOLOR($O$23)","v":-4142},{"$f":"CELLCOLOR($P$23)","v":-4142},{"$f":"CELLCOLOR($Q$23)","v":-4142},{"$f":"CELLCOLOR($R$23)","v":-4142},{"$f":"CELLCOLOR($S$23)","v":-4142},{"$f":"CELLCOLOR($T$23)","v":-4142},{"$f":"CELLCOLOR($U$23)","v":-4142},{"$f":"CELLCOLOR($V$23)","v":-4142},{"$f":"CELLCOLOR($W$23)","v":-4142},{"$f":"CELLCOLOR($X$23)","v":-4142},{"$f":"CELLCOLOR($Y$23)","v":-4142},{"$f":"CELLCOLOR($Z$23)","v":-4142},{"$f":"CELLCOLOR($AA$23)","v":-4142},3]
[]
[null,null,"作業表2-1(冷房)",null,"●月▲時の平均気温(四捨五入で表示）"]
[null,null,null," 時刻"]
[null,null,"月",0,1,2,3,4,5,6,7,8,9,10,11,12,13,14,15,16,17,18,19,20,21,22,23,"月"]
[null,null,4,{"$f":"IF($D$101=24,ROUND($D$12,0),\"\")&\"\"","v":""},{"$f":"IF($E$101=24,ROUND($E$12,0),\"\")&\"\"","v":""},{"$f":"IF($F$101=24,ROUND($F$12,0),\"\")&\"\"","v":""},{"$f":"IF($G$101=24,ROUND($G$12,0),\"\")&\"\"","v":""},{"$f":"IF($H$101=24,ROUND($H$12,0),\"\")&\"\"","v":""},{"$f":"IF($I$101=24,ROUND($I$12,0),\"\")&\"\"","v":""},{"$f":"IF($J$101=24,ROUND($J$12,0),\"\")&\"\"","v":""},{"$f":"IF($K$101=24,ROUND($K$12,0),\"\")&\"\"","v":""},{"$f":"IF($L$101=24,ROUND($L$12,0),\"\")&\"\"","v":""},{"$f":"IF($M$101=24,ROUND($M$12,0),\"\")&\"\"","v":""},{"$f":"IF($N$101=24,ROUND($N$12,0),\"\")&\"\"","v":""},{"$f":"IF($O$101=24,ROUND($O$12,0),\"\")&\"\"","v":""},{"$f":"IF($P$101=24,ROUND($P$12,0),\"\")&\"\"","v":""},{"$f":"IF($Q$101=24,ROUND($Q$12,0),\"\")&\"\"","v":""},{"$f":"IF($R$101=24,ROUND($R$12,0),\"\")&\"\"","v":""},{"$f":"IF($S$101=24,ROUND($S$12,0),\"\")&\"\"","v":""},{"$f":"IF($T$101=24,ROUND($T$12,0),\"\")&\"\"","v":""},{"$f":"IF($U$101=24,ROUND($U$12,0),\"\")&\"\"","v":""},{"$f":"IF($V$101=24,ROUND($V$12,0),\"\")&\"\"","v":""},{"$f":"IF($W$101=24,ROUND($W$12,0),\"\")&\"\"","v":""},{"$f":"IF($X$101=24,ROUND($X$12,0),\"\")&\"\"","v":""},{"$f":"IF($Y$101=24,ROUND($Y$12,0),\"\")&\"\"","v":""},{"$f":"IF($Z$101=24,ROUND($Z$12,0),\"\")&\"\"","v":""},{"$f":"IF($AA$101=24,ROUND($AA$12,0),\"\")&\"\"","v":""},4]
[null,null,5,{"$f":"IF($D$102=24,ROUND($D$13,0),\"\")&\"\"","v":""},{"$f":"IF($E$102=24,ROUND($E$13,0),\"\")&\"\"","v":""},{"$f":"IF($F$102=24,ROUND($F$13,0),\"\")&\"\"","v":""},{"$f":"IF($G$102=24,ROUND($G$13,0),\"\")&\"\"","v":""},{"$f":"IF($H$102=24,ROUND($H$13,0),\"\")&\"\"","v":""},{"$f":"IF($I$102=24,ROUND($I$13,0),\"\")&\"\"","v":""},{"$f":"IF($J$102=24,ROUND($J$13,0),\"\")&\"\"","v":""},{"$f":"IF($K$102=24,ROUND($K$13,0),\"\")&\"\"","v":""},{"$f":"IF($L$102=24,ROUND($L$13,0),\"\")&\"\"","v":""},{"$f":"IF($M$102=24,ROUND($M$13,0),\"\")&\"\"","v":""},{"$f":"IF($N$102=24,ROUND($N$13,0),\"\")&\"\"","v":""},{"$f":"IF($O$102=24,ROUND($O$13,0),\"\")&\"\"","v":""},{"$f":"IF($P$102=24,ROUND($P$13,0),\"\")&\"\"","v":""},{"$f":"IF($Q$102=24,ROUND($Q$13,0),\"\")&\"\"","v":""},{"$f":"IF($R$102=24,ROUND($R$13,0),\"\")&\"\"","v":""},{"$f":"IF($S$102=24,ROUND($S$13,0),\"\")&\"\"","v":""},{"$f":"IF($T$102=24,ROUND($T$13,0),\"\")&\"\"","v":""},{"$f":"IF($U$102=24,ROUND($U$13,0),\"\")&\"\"","v":""},{"$f":"IF($V$102=24,ROUND($V$13,0),\"\")&\"\"","v":""},{"$f":"IF($W$102=24,ROUND($W$13,0),\"\")&\"\"","v":""},{"$f":"IF($X$102=24,ROUND($X$13,0),\"\")&\"\"","v":""},{"$f":"IF($Y$102=24,ROUND($Y$13,0),\"\")&\"\"","v":""},{"$f":"IF($Z$102=24,ROUND($Z$13,0),\"\")&\"\"","v":""},{"$f":"IF($AA$102=24,ROUND($AA$13,0),\"\")&\"\"","v":""},5]
[null,null,6,{"$f":"IF($D$103=24,ROUND($D$14,0),\"\")&\"\"","v":""},{"$f":"IF($E$103=24,ROUND($E$14,0),\"\")&\"\"","v":""},{"$f":"IF($F$103=24,ROUND($F$14,0),\"\")&\"\"","v":""},{"$f":"IF($G$103=24,ROUND($G$14,0),\"\")&\"\"","v":""},{"$f":"IF($H$103=24,ROUND($H$14,0),\"\")&\"\"","v":""},{"$f":"IF($I$103=24,ROUND($I$14,0),\"\")&\"\"","v":""},{"$f":"IF($J$103=24,ROUND($J$14,0),\"\")&\"\"","v":""},{"$f":"IF($K$103=24,ROUND($K$14,0),\"\")&\"\"","v":""},{"$f":"IF($L$103=24,ROUND($L$14,0),\"\")&\"\"","v":""},{"$f":"IF($M$103=24,ROUND($M$14,0),\"\")&\"\"","v":""},{"$f":"IF($N$103=24,ROUND($N$14,0),\"\")&\"\"","v":""},{"$f":"IF($O$103=24,ROUND($O$14,0),\"\")&\"\"","v":""},{"$f":"IF($P$103=24,ROUND($P$14,0),\"\")&\"\"","v":""},{"$f":"IF($Q$103=24,ROUND($Q$14,0),\"\")&\"\"","v":""},{"$f":"IF($R$103=24,ROUND($R$14,0),\"\")&\"\"","v":""},{"$f":"IF($S$103=24,ROUND($S$14,0),\"\")&\"\"","v":""},{"$f":"IF($T$103=24,ROUND($T$14,0),\"\")&\"\"","v":""},{"$f":"IF($U$103=24,ROUND($U$14,0),\"\")&\"\"","v":""},{"$f":"IF($V$103=24,ROUND($V$14,0),\"\")&\"\"","v":""},{"$f":"IF($W$103=24,ROUND($W$14,0),\"\")&\"\"","v":""},{"$f":"IF($X$103=24,ROUND($X$14,0),\"\")&\"\"","v":""},{"$f":"IF($Y$103=24,ROUND($Y$14,0),\"\")&\"\"","v":""},{"$f":"IF($Z$103=24,ROUND($Z$14,0),\"\")&\"\"","v":""},{"$f":"IF($AA$103=24,ROUND($AA$14,0),\"\")&\"\"","v":""},6]
[null,null,7,{"$f":"IF($D$104=24,ROUND($D$15,0),\"\")&\"\"","v":""},{"$f":"IF($E$104=24,ROUND($E$15,0),\"\")&\"\"","v":""},{"$f":"IF($F$104=24,ROUND($F$15,0),\"\")&\"\"","v":""},{"$f":"IF($G$104=24,ROUND($G$15,0),\"\")&\"\"","v":""},{"$f":"IF($H$104=24,ROUND($H$15,0),\"\")&\"\"","v":""},{"$f":"IF($I$104=24,ROUND($I$15,0),\"\")&\"\"","v":""},{"$f":"IF($J$104=24,ROUND($J$15,0),\"\")&\"\"","v":""},{"$f":"IF($K$104=24,ROUND($K$15,0),\"\")&\"\"","v":""},{"$f":"IF($L$104=24,ROUND($L$15,0),\"\")&\"\"","v":""},{"$f":"IF($M$104=24,ROUND($M$15,0),\"\")&\"\"","v":""},{"$f":"IF($N$104=24,ROUND($N$15,0),\"\")&\"\"","v":""},{"$f":"IF($O$104=24,ROUND($O$15,0),\"\")&\"\"","v":""},{"$f":"IF($P$104=24,ROUND($P$15,0),\"\")&\"\"","v":""},{"$f":"IF($Q$104=24,ROUND($Q$15,0),\"\")&\"\"","v":""},{"$f":"IF($R$104=24,ROUND($R$15,0),\"\")&\"\"","v":""},{"$f":"IF($S$104=24,ROUND($S$15,0),\"\")&\"\"","v":""},{"$f":"IF($T$104=24,ROUND($T$15,0),\"\")&\"\"","v":""},{"$f":"IF($U$104=24,ROUND($U$15,0),\"\")&\"\"","v":""},{"$f":"IF($V$104=24,ROUND($V$15,0),\"\")&\"\"","v":""},{"$f":"IF($W$104=24,ROUND($W$15,0),\"\")&\"\"","v":""},{"$f":"IF($X$104=24,ROUND($X$15,0),\"\")&\"\"","v":""},{"$f":"IF($Y$104=24,ROUND($Y$15,0),\"\")&\"\"","v":""},{"$f":"IF($Z$104=24,ROUND($Z$15,0),\"\")&\"\"","v":""},{"$f":"IF($AA$104=24,ROUND($AA$15,0),\"\")&\"\"","v":""},7]
[null,null,8,{"$f":"IF($D$105=24,ROUND($D$16,0),\"\")&\"\"","v":""},{"$f":"IF($E$105=24,ROUND($E$16,0),\"\")&\"\"","v":""},{"$f":"IF($F$105=24,ROUND($F$16,0),\"\")&\"\"","v":""},{"$f":"IF($G$105=24,ROUND($G$16,0),\"\")&\"\"","v":""},{"$f":"IF($H$105=24,ROUND($H$16,0),\"\")&\"\"","v":""},{"$f":"IF($I$105=24,ROUND($I$16,0),\"\")&\"\"","v":""},{"$f":"IF($J$105=24,ROUND($J$16,0),\"\")&\"\"","v":""},{"$f":"IF($K$105=24,ROUND($K$16,0),\"\")&\"\"","v":""},{"$f":"IF($L$105=24,ROUND($L$16,0),\"\")&\"\"","v":""},{"$f":"IF($M$105=24,ROUND($M$16,0),\"\")&\"\"","v":""},{"$f":"IF($N$105=24,ROUND($N$16,0),\"\")&\"\"","v":""},{"$f":"IF($O$105=24,ROUND($O$16,0),\"\")&\"\"","v":""},{"$f":"IF($P$105=24,ROUND($P$16,0),\"\")&\"\"","v":""},{"$f":"IF($Q$105=24,ROUND($Q$16,0),\"\")&\"\"","v":""},{"$f":"IF($R$105=24,ROUND($R$16,0),\"\")&\"\"","v":""},{"$f":"IF($S$105=24,ROUND($S$16,0),\"\")&\"\"","v":""},{"$f":"IF($T$105=24,ROUND($T$16,0),\"\")&\"\"","v":""},{"$f":"IF($U$105=24,ROUND($U$16,0),\"\")&\"\"","v":""},{"$f":"IF($V$105=24,ROUND($V$16,0),\"\")&\"\"","v":""},{"$f":"IF($W$105=24,ROUND($W$16,0),\"\")&\"\"","v":""},{"$f":"IF($X$105=24,ROUND($X$16,0),\"\")&\"\"","v":""},{"$f":"IF($Y$105=24,ROUND($Y$16,0),\"\")&\"\"","v":""},{"$f":"IF($Z$105=24,ROUND($Z$16,0),\"\")&\"\"","v":""},{"$f":"IF($AA$105=24,ROUND($AA$16,0),\"\")&\"\"","v":""},8]
[null,null,9,{"$f":"IF($D$106=24,ROUND($D$17,0),\"\")&\"\"","v":""},{"$f":"IF($E$106=24,ROUND($E$17,0),\"\")&\"\"","v":""},{"$f":"IF($F$106=24,ROUND($F$17,0),\"\")&\"\"","v":""},{"$f":"IF($G$106=24,ROUND($G$17,0),\"\")&\"\"","v":""},{"$f":"IF($H$106=24,ROUND($H$17,0),\"\")&\"\"","v":""},{"$f":"IF($I$106=24,ROUND($I$17,0),\"\")&\"\"","v":""},{"$f":"IF($J$106=24,ROUND($J$17,0),\"\")&\"\"","v":""},{"$f":"IF($K$106=24,ROUND($K$17,0),\"\")&\"\"","v":""},{"$f":"IF($L$106=24,ROUND($L$17,0),\"\")&\"\"","v":""},{"$f":"IF($M$106=24,ROUND($M$17,0),\"\")&\"\"","v":""},{"$f":"IF($N$106=24,ROUND($N$17,0),\"\")&\"\"","v":""},{"$f":"IF($O$106=24,ROUND($O$17,0),\"\")&\"\"","v":""},{"$f":"IF($P$106=24,ROUND($P$17,0),\"\")&\"\"","v":""},{"$f":"IF($Q$106=24,ROUND($Q$17,0),\"\")&\"\"","v":""},{"$f":"IF($R$106=24,ROUND($R$17,0),\"\")&\"\"","v":""},{"$f":"IF($S$106=24,ROUND($S$17,0),\"\")&\"\"","v":""},{"$f":"IF($T$106=24,ROUND($T$17,0),\"\")&\"\"","v":""},{"$f":"IF($U$106=24,ROUND($U$17,0),\"\")&\"\"","v":""},{"$f":"IF($V$106=24,ROUND($V$17,0),\"\")&\"\"","v":""},{"$f":"IF($W$106=24,ROUND($W$17,0),\"\")&\"\"","v":""},{"$f":"IF($X$106=24,ROUND($X$17,0),\"\")&\"\"","v":""},{"$f":"IF($Y$106=24,ROUND($Y$17,0),\"\")&\"\"","v":""},{"$f":"IF($Z$106=24,ROUND($Z$17,0),\"\")&\"\"","v":""},{"$f":"IF($AA$106=24,ROUND($AA$17,0),\"\")&\"\"","v":""},9]
[null,null,10,{"$f":"IF($D$107=24,ROUND($D$18,0),\"\")&\"\"","v":""},{"$f":"IF($E$107=24,ROUND($E$18,0),\"\")&\"\"","v":""},{"$f":"IF($F$107=24,ROUND($F$18,0),\"\")&\"\"","v":""},{"$f":"IF($G$107=24,ROUND($G$18,0),\"\")&\"\"","v":""},{"$f":"IF($H$107=24,ROUND($H$18,0),\"\")&\"\"","v":""},{"$f":"IF($I$107=24,ROUND($I$18,0),\"\")&\"\"","v":""},{"$f":"IF($J$107=24,ROUND($J$18,0),\"\")&\"\"","v":""},{"$f":"IF($K$107=24,ROUND($K$18,0),\"\")&\"\"","v":""},{"$f":"IF($L$107=24,ROUND($L$18,0),\"\")&\"\"","v":""},{"$f":"IF($M$107=24,ROUND($M$18,0),\"\")&\"\"","v":""},{"$f":"IF($N$107=24,ROUND($N$18,0),\"\")&\"\"","v":""},{"$f":"IF($O$107=24,ROUND($O$18,0),\"\")&\"\"","v":""},{"$f":"IF($P$107=24,ROUND($P$18,0),\"\")&\"\"","v":""},{"$f":"IF($Q$107=24,ROUND($Q$18,0),\"\")&\"\"","v":""},{"$f":"IF($R$107=24,ROUND($R$18,0),\"\")&\"\"","v":""},{"$f":"IF($S$107=24,ROUND($S$18,0),\"\")&\"\"","v":""},{"$f":"IF($T$107=24,ROUND($T$18,0),\"\")&\"\"","v":""},{"$f":"IF($U$107=24,ROUND($U$18,0),\"\")&\"\"","v":""},{"$f":"IF($V$107=24,ROUND($V$18,0),\"\")&\"\"","v":""},{"$f":"IF($W$107=24,ROUND($W$18,0),\"\")&\"\"","v":""},{"$f":"IF($X$107=24,ROUND($X$18,0),\"\")&\"\"","v":""},{"$f":"IF($Y$107=24,ROUND($Y$18,0),\"\")&\"\"","v":""},{"$f":"IF($Z$107=24,ROUND($Z$18,0),\"\")&\"\"","v":""},{"$f":"IF($AA$107=24,ROUND($AA$18,0),\"\")&\"\"","v":""},10]
[null,null,11,{"$f":"IF($D$108=24,ROUND($D$19,0),\"\")&\"\"","v":""},{"$f":"IF($E$108=24,ROUND($E$19,0),\"\")&\"\"","v":""},{"$f":"IF($F$108=24,ROUND($F$19,0),\"\")&\"\"","v":""},{"$f":"IF($G$108=24,ROUND($G$19,0),\"\")&\"\"","v":""},{"$f":"IF($H$108=24,ROUND($H$19,0),\"\")&\"\"","v":""},{"$f":"IF($I$108=24,ROUND($I$19,0),\"\")&\"\"","v":""},{"$f":"IF($J$108=24,ROUND($J$19,0),\"\")&\"\"","v":""},{"$f":"IF($K$108=24,ROUND($K$19,0),\"\")&\"\"","v":""},{"$f":"IF($L$108=24,ROUND($L$19,0),\"\")&\"\"","v":""},{"$f":"IF($M$108=24,ROUND($M$19,0),\"\")&\"\"","v":""},{"$f":"IF($N$108=24,ROUND($N$19,0),\"\")&\"\"","v":""},{"$f":"IF($O$108=24,ROUND($O$19,0),\"\")&\"\"","v":""},{"$f":"IF($P$108=24,ROUND($P$19,0),\"\")&\"\"","v":""},{"$f":"IF($Q$108=24,ROUND($Q$19,0),\"\")&\"\"","v":""},{"$f":"IF($R$108=24,ROUND($R$19,0),\"\")&\"\"","v":""},{"$f":"IF($S$108=24,ROUND($S$19,0),\"\")&\"\"","v":""},{"$f":"IF($T$108=24,ROUND($T$19,0),\"\")&\"\"","v":""},{"$f":"IF($U$108=24,ROUND($U$19,0),\"\")&\"\"","v":""},{"$f":"IF($V$108=24,ROUND($V$19,0),\"\")&\"\"","v":""},{"$f":"IF($W$108=24,ROUND($W$19,0),\"\")&\"\"","v":""},{"$f":"IF($X$108=24,ROUND($X$19,0),\"\")&\"\"","v":""},{"$f":"IF($Y$108=24,ROUND($Y$19,0),\"\")&\"\"","v":""},{"$f":"IF($Z$108=24,ROUND($Z$19,0),\"\")&\"\"","v":""},{"$f":"IF($AA$108=24,ROUND($AA$19,0),\"\")&\"\"","v":""},11]
[null,null,12,{"$f":"IF($D$109=24,ROUND($D$20,0),\"\")&\"\"","v":""},{"$f":"IF($E$109=24,ROUND($E$20,0),\"\")&\"\"","v":""},{"$f":"IF($F$109=24,ROUND($F$20,0),\"\")&\"\"","v":""},{"$f":"IF($G$109=24,ROUND($G$20,0),\"\")&\"\"","v":""},{"$f":"IF($H$109=24,ROUND($H$20,0),\"\")&\"\"","v":""},{"$f":"IF($I$109=24,ROUND($I$20,0),\"\")&\"\"","v":""},{"$f":"IF($J$109=24,ROUND($J$20,0),\"\")&\"\"","v":""},{"$f":"IF($K$109=24,ROUND($K$20,0),\"\")&\"\"","v":""},{"$f":"IF($L$109=24,ROUND($L$20,0),\"\")&\"\"","v":""},{"$f":"IF($M$109=24,ROUND($M$20,0),\"\")&\"\"","v":""},{"$f":"IF($N$109=24,ROUND($N$20,0),\"\")&\"\"","v":""},{"$f":"IF($O$109=24,ROUND($O$20,0),\"\")&\"\"","v":""},{"$f":"IF($P$109=24,ROUND($P$20,0),\"\")&\"\"","v":""},{"$f":"IF($Q$109=24,ROUND($Q$20,0),\"\")&\"\"","v":""},{"$f":"IF($R$109=24,ROUND($R$20,0),\"\")&\"\"","v":""},{"$f":"IF($S$109=24,ROUND($S$20,0),\"\")&\"\"","v":""},{"$f":"IF($T$109=24,ROUND($T$20,0),\"\")&\"\"","v":""},{"$f":"IF($U$109=24,ROUND($U$20,0),\"\")&\"\"","v":""},{"$f":"IF($V$109=24,ROUND($V$20,0),\"\")&\"\"","v":""},{"$f":"IF($W$109=24,ROUND($W$20,0),\"\")&\"\"","v":""},{"$f":"IF($X$109=24,ROUND($X$20,0),\"\")&\"\"","v":""},{"$f":"IF($Y$109=24,ROUND($Y$20,0),\"\")&\"\"","v":""},{"$f":"IF($Z$109=24,ROUND($Z$20,0),\"\")&\"\"","v":""},{"$f":"IF($AA$109=24,ROUND($AA$20,0),\"\")&\"\"","v":""},12]
[null,null,1,{"$f":"IF($D$110=24,ROUND($D$21,0),\"\")&\"\"","v":""},{"$f":"IF($E$110=24,ROUND($E$21,0),\"\")&\"\"","v":""},{"$f":"IF($F$110=24,ROUND($F$21,0),\"\")&\"\"","v":""},{"$f":"IF($G$110=24,ROUND($G$21,0),\"\")&\"\"","v":""},{"$f":"IF($H$110=24,ROUND($H$21,0),\"\")&\"\"","v":""},{"$f":"IF($I$110=24,ROUND($I$21,0),\"\")&\"\"","v":""},{"$f":"IF($J$110=24,ROUND($J$21,0),\"\")&\"\"","v":""},{"$f":"IF($K$110=24,ROUND($K$21,0),\"\")&\"\"","v":""},{"$f":"IF($L$110=24,ROUND($L$21,0),\"\")&\"\"","v":""},{"$f":"IF($M$110=24,ROUND($M$21,0),\"\")&\"\"","v":""},{"$f":"IF($N$110=24,ROUND($N$21,0),\"\")&\"\"","v":""},{"$f":"IF($O$110=24,ROUND($O$21,0),\"\")&\"\"","v":""},{"$f":"IF($P$110=24,ROUND($P$21,0),\"\")&\"\"","v":""},{"$f":"IF($Q$110=24,ROUND($Q$21,0),\"\")&\"\"","v":""},{"$f":"IF($R$110=24,ROUND($R$21,0),\"\")&\"\"","v":""},{"$f":"IF($S$110=24,ROUND($S$21,0),\"\")&\"\"","v":""},{"$f":"IF($T$110=24,ROUND($T$21,0),\"\")&\"\"","v":""},{"$f":"IF($U$110=24,ROUND($U$21,0),\"\")&\"\"","v":""},{"$f":"IF($V$110=24,ROUND($V$21,0),\"\")&\"\"","v":""},{"$f":"IF($W$110=24,ROUND($W$21,0),\"\")&\"\"","v":""},{"$f":"IF($X$110=24,ROUND($X$21,0),\"\")&\"\"","v":""},{"$f":"IF($Y$110=24,ROUND($Y$21,0),\"\")&\"\"","v":""},{"$f":"IF($Z$110=24,ROUND($Z$21,0),\"\")&\"\"","v":""},{"$f":"IF($AA$110=24,ROUND($AA$21,0),\"\")&\"\"","v":""},1]
[null,null,2,{"$f":"IF($D$111=24,ROUND($D$22,0),\"\")&\"\"","v":""},{"$f":"IF($E$111=24,ROUND($E$22,0),\"\")&\"\"","v":""},{"$f":"IF($F$111=24,ROUND($F$22,0),\"\")&\"\"","v":""},{"$f":"IF($G$111=24,ROUND($G$22,0),\"\")&\"\"","v":""},{"$f":"IF($H$111=24,ROUND($H$22,0),\"\")&\"\"","v":""},{"$f":"IF($I$111=24,ROUND($I$22,0),\"\")&\"\"","v":""},{"$f":"IF($J$111=24,ROUND($J$22,0),\"\")&\"\"","v":""},{"$f":"IF($K$111=24,ROUND($K$22,0),\"\")&\"\"","v":""},{"$f":"IF($L$111=24,ROUND($L$22,0),\"\")&\"\"","v":""},{"$f":"IF($M$111=24,ROUND($M$22,0),\"\")&\"\"","v":""},{"$f":"IF($N$111=24,ROUND($N$22,0),\"\")&\"\"","v":""},{"$f":"IF($O$111=24,ROUND($O$22,0),\"\")&\"\"","v":""},{"$f":"IF($P$111=24,ROUND($P$22,0),\"\")&\"\"","v":""},{"$f":"IF($Q$111=24,ROUND($Q$22,0),\"\")&\"\"","v":""},{"$f":"IF($R$111=24,ROUND($R$22,0),\"\")&\"\"","v":""},{"$f":"IF($S$111=24,ROUND($S$22,0),\"\")&\"\"","v":""},{"$f":"IF($T$111=24,ROUND($T$22,0),\"\")&\"\"","v":""},{"$f":"IF($U$111=24,ROUND($U$22,0),\"\")&\"\"","v":""},{"$f":"IF($V$111=24,ROUND($V$22,0),\"\")&\"\"","v":""},{"$f":"IF($W$111=24,ROUND($W$22,0),\"\")&\"\"","v":""},{"$f":"IF($X$111=24,ROUND($X$22,0),\"\")&\"\"","v":""},{"$f":"IF($Y$111=24,ROUND($Y$22,0),\"\")&\"\"","v":""},{"$f":"IF($Z$111=24,ROUND($Z$22,0),\"\")&\"\"","v":""},{"$f":"IF($AA$111=24,ROUND($AA$22,0),\"\")&\"\"","v":""},2]
[null,null,3,{"$f":"IF($D$112=24,ROUND($D$23,0),\"\")&\"\"","v":""},{"$f":"IF($E$112=24,ROUND($E$23,0),\"\")&\"\"","v":""},{"$f":"IF($F$112=24,ROUND($F$23,0),\"\")&\"\"","v":""},{"$f":"IF($G$112=24,ROUND($G$23,0),\"\")&\"\"","v":""},{"$f":"IF($H$112=24,ROUND($H$23,0),\"\")&\"\"","v":""},{"$f":"IF($I$112=24,ROUND($I$23,0),\"\")&\"\"","v":""},{"$f":"IF($J$112=24,ROUND($J$23,0),\"\")&\"\"","v":""},{"$f":"IF($K$112=24,ROUND($K$23,0),\"\")&\"\"","v":""},{"$f":"IF($L$112=24,ROUND($L$23,0),\"\")&\"\"","v":""},{"$f":"IF($M$112=24,ROUND($M$23,0),\"\")&\"\"","v":""},{"$f":"IF($N$112=24,ROUND($N$23,0),\"\")&\"\"","v":""},{"$f":"IF($O$112=24,ROUND($O$23,0),\"\")&\"\"","v":""},{"$f":"IF($P$112=24,ROUND($P$23,0),\"\")&\"\"","v":""},{"$f":"IF($Q$112=24,ROUND($Q$23,0),\"\")&\"\"","v":""},{"$f":"IF($R$112=24,ROUND($R$23,0),\"\")&\"\"","v":""},{"$f":"IF($S$112=24,ROUND($S$23,0),\"\")&\"\"","v":""},{"$f":"IF($T$112=24,ROUND($T$23,0),\"\")&\"\"","v":""},{"$f":"IF($U$112=24,ROUND($U$23,0),\"\")&\"\"","v":""},{"$f":"IF($V$112=24,ROUND($V$23,0),\"\")&\"\"","v":""},{"$f":"IF($W$112=24,ROUND($W$23,0),\"\")&\"\"","v":""},{"$f":"IF($X$112=24,ROUND($X$23,0),\"\")&\"\"","v":""},{"$f":"IF($Y$112=24,ROUND($Y$23,0),\"\")&\"\"","v":""},{"$f":"IF($Z$112=24,ROUND($Z$23,0),\"\")&\"\"","v":""},{"$f":"IF($AA$112=24,ROUND($AA$23,0),\"\")&\"\"","v":""},3]
[]
[null,null,"作業表2-2(暖房)",null,"●月▲時の平均気温(四捨五入で表示）"]
[null,null,null," 時刻"]
[null,null,"月",0,1,2,3,4,5,6,7,8,9,10,11,12,13,14,15,16,17,18,19,20,21,22,23,"月"]
[null,null,4,{"$f":"IF($D$101=19,ROUND($D$12,0),\"\")&\"\"","v":""},{"$f":"IF($E$101=19,ROUND($E$12,0),\"\")&\"\"","v":""},{"$f":"IF($F$101=19,ROUND($F$12,0),\"\")&\"\"","v":""},{"$f":"IF($G$101=19,ROUND($G$12,0),\"\")&\"\"","v":""},{"$f":"IF($H$101=19,ROUND($H$12,0),\"\")&\"\"","v":""},{"$f":"IF($I$101=19,ROUND($I$12,0),\"\")&\"\"","v":""},{"$f":"IF($J$101=19,ROUND($J$12,0),\"\")&\"\"","v":""},{"$f":"IF($K$101=19,ROUND($K$12,0),\"\")&\"\"","v":""},{"$f":"IF($L$101=19,ROUND($L$12,0),\"\")&\"\"","v":""},{"$f":"IF($M$101=19,ROUND($M$12,0),\"\")&\"\"","v":""},{"$f":"IF($N$101=19,ROUND($N$12,0),\"\")&\"\"","v":""},{"$f":"IF($O$101=19,ROUND($O$12,0),\"\")&\"\"","v":""},{"$f":"IF($P$101=19,ROUND($P$12,0),\"\")&\"\"","v":""},{"$f":"IF($Q$101=19,ROUND($Q$12,0),\"\")&\"\"","v":""},{"$f":"IF($R$101=19,ROUND($R$12,0),\"\")&\"\"","v":""},{"$f":"IF($S$101=19,ROUND($S$12,0),\"\")&\"\"","v":""},{"$f":"IF($T$101=19,ROUND($T$12,0),\"\")&\"\"","v":""},{"$f":"IF($U$101=19,ROUND($U$12,0),\"\")&\"\"","v":""},{"$f":"IF($V$101=19,ROUND($V$12,0),\"\")&\"\"","v":""},{"$f":"IF($W$101=19,ROUND($W$12,0),\"\")&\"\"","v":""},{"$f":"IF($X$101=19,ROUND($X$12,0),\"\")&\"\"","v":""},{"$f":"IF($Y$101=19,ROUND($Y$12,0),\"\")&\"\"","v":""},{"$f":"IF($Z$101=19,ROUND($Z$12,0),\"\")&\"\"","v":""},{"$f":"IF($AA$101=19,ROUND($AA$12,0),\"\")&\"\"","v":""},4]
[null,null,5,{"$f":"IF($D$102=19,ROUND($D$13,0),\"\")&\"\"","v":""},{"$f":"IF($E$102=19,ROUND($E$13,0),\"\")&\"\"","v":""},{"$f":"IF($F$102=19,ROUND($F$13,0),\"\")&\"\"","v":""},{"$f":"IF($G$102=19,ROUND($G$13,0),\"\")&\"\"","v":""},{"$f":"IF($H$102=19,ROUND($H$13,0),\"\")&\"\"","v":""},{"$f":"IF($I$102=19,ROUND($I$13,0),\"\")&\"\"","v":""},{"$f":"IF($J$102=19,ROUND($J$13,0),\"\")&\"\"","v":""},{"$f":"IF($K$102=19,ROUND($K$13,0),\"\")&\"\"","v":""},{"$f":"IF($L$102=19,ROUND($L$13,0),\"\")&\"\"","v":""},{"$f":"IF($M$102=19,ROUND($M$13,0),\"\")&\"\"","v":""},{"$f":"IF($N$102=19,ROUND($N$13,0),\"\")&\"\"","v":""},{"$f":"IF($O$102=19,ROUND($O$13,0),\"\")&\"\"","v":""},{"$f":"IF($P$102=19,ROUND($P$13,0),\"\")&\"\"","v":""},{"$f":"IF($Q$102=19,ROUND($Q$13,0),\"\")&\"\"","v":""},{"$f":"IF($R$102=19,ROUND($R$13,0),\"\")&\"\"","v":""},{"$f":"IF($S$102=19,ROUND($S$13,0),\"\")&\"\"","v":""},{"$f":"IF($T$102=19,ROUND($T$13,0),\"\")&\"\"","v":""},{"$f":"IF($U$102=19,ROUND($U$13,0),\"\")&\"\"","v":""},{"$f":"IF($V$102=19,ROUND($V$13,0),\"\")&\"\"","v":""},{"$f":"IF($W$102=19,ROUND($W$13,0),\"\")&\"\"","v":""},{"$f":"IF($X$102=19,ROUND($X$13,0),\"\")&\"\"","v":""},{"$f":"IF($Y$102=19,ROUND($Y$13,0),\"\")&\"\"","v":""},{"$f":"IF($Z$102=19,ROUND($Z$13,0),\"\")&\"\"","v":""},{"$f":"IF($AA$102=19,ROUND($AA$13,0),\"\")&\"\"","v":""},5]
[null,null,6,{"$f":"IF($D$103=19,ROUND($D$14,0),\"\")&\"\"","v":""},{"$f":"IF($E$103=19,ROUND($E$14,0),\"\")&\"\"","v":""},{"$f":"IF($F$103=19,ROUND($F$14,0),\"\")&\"\"","v":""},{"$f":"IF($G$103=19,ROUND($G$14,0),\"\")&\"\"","v":""},{"$f":"IF($H$103=19,ROUND($H$14,0),\"\")&\"\"","v":""},{"$f":"IF($I$103=19,ROUND($I$14,0),\"\")&\"\"","v":""},{"$f":"IF($J$103=19,ROUND($J$14,0),\"\")&\"\"","v":""},{"$f":"IF($K$103=19,ROUND($K$14,0),\"\")&\"\"","v":""},{"$f":"IF($L$103=19,ROUND($L$14,0),\"\")&\"\"","v":""},{"$f":"IF($M$103=19,ROUND($M$14,0),\"\")&\"\"","v":""},{"$f":"IF($N$103=19,ROUND($N$14,0),\"\")&\"\"","v":""},{"$f":"IF($O$103=19,ROUND($O$14,0),\"\")&\"\"","v":""},{"$f":"IF($P$103=19,ROUND($P$14,0),\"\")&\"\"","v":""},{"$f":"IF($Q$103=19,ROUND($Q$14,0),\"\")&\"\"","v":""},{"$f":"IF($R$103=19,ROUND($R$14,0),\"\")&\"\"","v":""},{"$f":"IF($S$103=19,ROUND($S$14,0),\"\")&\"\"","v":""},{"$f":"IF($T$103=19,ROUND($T$14,0),\"\")&\"\"","v":""},{"$f":"IF($U$103=19,ROUND($U$14,0),\"\")&\"\"","v":""},{"$f":"IF($V$103=19,ROUND($V$14,0),\"\")&\"\"","v":""},{"$f":"IF($W$103=19,ROUND($W$14,0),\"\")&\"\"","v":""},{"$f":"IF($X$103=19,ROUND($X$14,0),\"\")&\"\"","v":""},{"$f":"IF($Y$103=19,ROUND($Y$14,0),\"\")&\"\"","v":""},{"$f":"IF($Z$103=19,ROUND($Z$14,0),\"\")&\"\"","v":""},{"$f":"IF($AA$103=19,ROUND($AA$14,0),\"\")&\"\"","v":""},6]
[null,null,7,{"$f":"IF($D$104=19,ROUND($D$15,0),\"\")&\"\"","v":""},{"$f":"IF($E$104=19,ROUND($E$15,0),\"\")&\"\"","v":""},{"$f":"IF($F$104=19,ROUND($F$15,0),\"\")&\"\"","v":""},{"$f":"IF($G$104=19,ROUND($G$15,0),\"\")&\"\"","v":""},{"$f":"IF($H$104=19,ROUND($H$15,0),\"\")&\"\"","v":""},{"$f":"IF($I$104=19,ROUND($I$15,0),\"\")&\"\"","v":""},{"$f":"IF($J$104=19,ROUND($J$15,0),\"\")&\"\"","v":""},{"$f":"IF($K$104=19,ROUND($K$15,0),\"\")&\"\"","v":""},{"$f":"IF($L$104=19,ROUND($L$15,0),\"\")&\"\"","v":""},{"$f":"IF($M$104=19,ROUND($M$15,0),\"\")&\"\"","v":""},{"$f":"IF($N$104=19,ROUND($N$15,0),\"\")&\"\"","v":""},{"$f":"IF($O$104=19,ROUND($O$15,0),\"\")&\"\"","v":""},{"$f":"IF($P$104=19,ROUND($P$15,0),\"\")&\"\"","v":""},{"$f":"IF($Q$104=19,ROUND($Q$15,0),\"\")&\"\"","v":""},{"$f":"IF($R$104=19,ROUND($R$15,0),\"\")&\"\"","v":""},{"$f":"IF($S$104=19,ROUND($S$15,0),\"\")&\"\"","v":""},{"$f":"IF($T$104=19,ROUND($T$15,0),\"\")&\"\"","v":""},{"$f":"IF($U$104=19,ROUND($U$15,0),\"\")&\"\"","v":""},{"$f":"IF($V$104=19,ROUND($V$15,0),\"\")&\"\"","v":""},{"$f":"IF($W$104=19,ROUND($W$15,0),\"\")&\"\"","v":""},{"$f":"IF($X$104=19,ROUND($X$15,0),\"\")&\"\"","v":""},{"$f":"IF($Y$104=19,ROUND($Y$15,0),\"\")&\"\"","v":""},{"$f":"IF($Z$104=19,ROUND($Z$15,0),\"\")&\"\"","v":""},{"$f":"IF($AA$104=19,ROUND($AA$15,0),\"\")&\"\"","v":""},7]
[null,null,8,{"$f":"IF($D$105=19,ROUND($D$16,0),\"\")&\"\"","v":""},{"$f":"IF($E$105=19,ROUND($E$16,0),\"\")&\"\"","v":""},{"$f":"IF($F$105=19,ROUND($F$16,0),\"\")&\"\"","v":""},{"$f":"IF($G$105=19,ROUND($G$16,0),\"\")&\"\"","v":""},{"$f":"IF($H$105=19,ROUND($H$16,0),\"\")&\"\"","v":""},{"$f":"IF($I$105=19,ROUND($I$16,0),\"\")&\"\"","v":""},{"$f":"IF($J$105=19,ROUND($J$16,0),\"\")&\"\"","v":""},{"$f":"IF($K$105=19,ROUND($K$16,0),\"\")&\"\"","v":""},{"$f":"IF($L$105=19,ROUND($L$16,0),\"\")&\"\"","v":""},{"$f":"IF($M$105=19,ROUND($M$16,0),\"\")&\"\"","v":""},{"$f":"IF($N$105=19,ROUND($N$16,0),\"\")&\"\"","v":""},{"$f":"IF($O$105=19,ROUND($O$16,0),\"\")&\"\"","v":""},{"$f":"IF($P$105=19,ROUND($P$16,0),\"\")&\"\"","v":""},{"$f":"IF($Q$105=19,ROUND($Q$16,0),\"\")&\"\"","v":""},{"$f":"IF($R$105=19,ROUND($R$16,0),\"\")&\"\"","v":""},{"$f":"IF($S$105=19,ROUND($S$16,0),\"\")&\"\"","v":""},{"$f":"IF($T$105=19,ROUND($T$16,0),\"\")&\"\"","v":""},{"$f":"IF($U$105=19,ROUND($U$16,0),\"\")&\"\"","v":""},{"$f":"IF($V$105=19,ROUND($V$16,0),\"\")&\"\"","v":""},{"$f":"IF($W$105=19,ROUND($W$16,0),\"\")&\"\"","v":""},{"$f":"IF($X$105=19,ROUND($X$16,0),\"\")&\"\"","v":""},{"$f":"IF($Y$105=19,ROUND($Y$16,0),\"\")&\"\"","v":""},{"$f":"IF($Z$105=19,ROUND($Z$16,0),\"\")&\"\"","v":""},{"$f":"IF($AA$105=19,ROUND($AA$16,0),\"\")&\"\"","v":""},8]
[null,null,9,{"$f":"IF($D$106=19,ROUND($D$17,0),\"\")&\"\"","v":""},{"$f":"IF($E$106=19,ROUND($E$17,0),\"\")&\"\"","v":""},{"$f":"IF($F$106=19,ROUND($F$17,0),\"\")&\"\"","v":""},{"$f":"IF($G$106=19,ROUND($G$17,0),\"\")&\"\"","v":""},{"$f":"IF($H$106=19,ROUND($H$17,0),\"\")&\"\"","v":""},{"$f":"IF($I$106=19,ROUND($I$17,0),\"\")&\"\"","v":""},{"$f":"IF($J$106=19,ROUND($J$17,0),\"\")&\"\"","v":""},{"$f":"IF($K$106=19,ROUND($K$17,0),\"\")&\"\"","v":""},{"$f":"IF($L$106=19,ROUND($L$17,0),\"\")&\"\"","v":""},{"$f":"IF($M$106=19,ROUND($M$17,0),\"\")&\"\"","v":""},{"$f":"IF($N$106=19,ROUND($N$17,0),\"\")&\"\"","v":""},{"$f":"IF($O$106=19,ROUND($O$17,0),\"\")&\"\"","v":""},{"$f":"IF($P$106=19,ROUND($P$17,0),\"\")&\"\"","v":""},{"$f":"IF($Q$106=19,ROUND($Q$17,0),\"\")&\"\"","v":""},{"$f":"IF($R$106=19,ROUND($R$17,0),\"\")&\"\"","v":""},{"$f":"IF($S$106=19,ROUND($S$17,0),\"\")&\"\"","v":""},{"$f":"IF($T$106=19,ROUND($T$17,0),\"\")&\"\"","v":""},{"$f":"IF($U$106=19,ROUND($U$17,0),\"\")&\"\"","v":""},{"$f":"IF($V$106=19,ROUND($V$17,0),\"\")&\"\"","v":""},{"$f":"IF($W$106=19,ROUND($W$17,0),\"\")&\"\"","v":""},{"$f":"IF($X$106=19,ROUND($X$17,0),\"\")&\"\"","v":""},{"$f":"IF($Y$106=19,ROUND($Y$17,0),\"\")&\"\"","v":""},{"$f":"IF($Z$106=19,ROUND($Z$17,0),\"\")&\"\"","v":""},{"$f":"IF($AA$106=19,ROUND($AA$17,0),\"\")&\"\"","v":""},9]
[null,null,10,{"$f":"IF($D$107=19,ROUND($D$18,0),\"\")&\"\"","v":""},{"$f":"IF($E$107=19,ROUND($E$18,0),\"\")&\"\"","v":""},{"$f":"IF($F$107=19,ROUND($F$18,0),\"\")&\"\"","v":""},{"$f":"IF($G$107=19,ROUND($G$18,0),\"\")&\"\"","v":""},{"$f":"IF($H$107=19,ROUND($H$18,0),\"\")&\"\"","v":""},{"$f":"IF($I$107=19,ROUND($I$18,0),\"\")&\"\"","v":""},{"$f":"IF($J$107=19,ROUND($J$18,0),\"\")&\"\"","v":""},{"$f":"IF($K$107=19,ROUND($K$18,0),\"\")&\"\"","v":""},{"$f":"IF($L$107=19,ROUND($L$18,0),\"\")&\"\"","v":""},{"$f":"IF($M$107=19,ROUND($M$18,0),\"\")&\"\"","v":""},{"$f":"IF($N$107=19,ROUND($N$18,0),\"\")&\"\"","v":""},{"$f":"IF($O$107=19,ROUND($O$18,0),\"\")&\"\"","v":""},{"$f":"IF($P$107=19,ROUND($P$18,0),\"\")&\"\"","v":""},{"$f":"IF($Q$107=19,ROUND($Q$18,0),\"\")&\"\"","v":""},{"$f":"IF($R$107=19,ROUND($R$18,0),\"\")&\"\"","v":""},{"$f":"IF($S$107=19,ROUND($S$18,0),\"\")&\"\"","v":""},{"$f":"IF($T$107=19,ROUND($T$18,0),\"\")&\"\"","v":""},{"$f":"IF($U$107=19,ROUND($U$18,0),\"\")&\"\"","v":""},{"$f":"IF($V$107=19,ROUND($V$18,0),\"\")&\"\"","v":""},{"$f":"IF($W$107=19,ROUND($W$18,0),\"\")&\"\"","v":""},{"$f":"IF($X$107=19,ROUND($X$18,0),\"\")&\"\"","v":""},{"$f":"IF($Y$107=19,ROUND($Y$18,0),\"\")&\"\"","v":""},{"$f":"IF($Z$107=19,ROUND($Z$18,0),\"\")&\"\"","v":""},{"$f":"IF($AA$107=19,ROUND($AA$18,0),\"\")&\"\"","v":""},10]
[null,null,11,{"$f":"IF($D$108=19,ROUND($D$19,0),\"\")&\"\"","v":""},{"$f":"IF($E$108=19,ROUND($E$19,0),\"\")&\"\"","v":""},{"$f":"IF($F$108=19,ROUND($F$19,0),\"\")&\"\"","v":""},{"$f":"IF($G$108=19,ROUND($G$19,0),\"\")&\"\"","v":""},{"$f":"IF($H$108=19,ROUND($H$19,0),\"\")&\"\"","v":""},{"$f":"IF($I$108=19,ROUND($I$19,0),\"\")&\"\"","v":""},{"$f":"IF($J$108=19,ROUND($J$19,0),\"\")&\"\"","v":""},{"$f":"IF($K$108=19,ROUND($K$19,0),\"\")&\"\"","v":""},{"$f":"IF($L$108=19,ROUND($L$19,0),\"\")&\"\"","v":""},{"$f":"IF($M$108=19,ROUND($M$19,0),\"\")&\"\"","v":""},{"$f":"IF($N$108=19,ROUND($N$19,0),\"\")&\"\"","v":""},{"$f":"IF($O$108=19,ROUND($O$19,0),\"\")&\"\"","v":""},{"$f":"IF($P$108=19,ROUND($P$19,0),\"\")&\"\"","v":""},{"$f":"IF($Q$108=19,ROUND($Q$19,0),\"\")&\"\"","v":""},{"$f":"IF($R$108=19,ROUND($R$19,0),\"\")&\"\"","v":""},{"$f":"IF($S$108=19,ROUND($S$19,0),\"\")&\"\"","v":""},{"$f":"IF($T$108=19,ROUND($T$19,0),\"\")&\"\"","v":""},{"$f":"IF($U$108=19,ROUND($U$19,0),\"\")&\"\"","v":""},{"$f":"IF($V$108=19,ROUND($V$19,0),\"\")&\"\"","v":""},{"$f":"IF($W$108=19,ROUND($W$19,0),\"\")&\"\"","v":""},{"$f":"IF($X$108=19,ROUND($X$19,0),\"\")&\"\"","v":""},{"$f":"IF($Y$108=19,ROUND($Y$19,0),\"\")&\"\"","v":""},{"$f":"IF($Z$108=19,ROUND($Z$19,0),\"\")&\"\"","v":""},{"$f":"IF($AA$108=19,ROUND($AA$19,0),\"\")&\"\"","v":""},11]
[null,null,12,{"$f":"IF($D$109=19,ROUND($D$20,0),\"\")&\"\"","v":""},{"$f":"IF($E$109=19,ROUND($E$20,0),\"\")&\"\"","v":""},{"$f":"IF($F$109=19,ROUND($F$20,0),\"\")&\"\"","v":""},{"$f":"IF($G$109=19,ROUND($G$20,0),\"\")&\"\"","v":""},{"$f":"IF($H$109=19,ROUND($H$20,0),\"\")&\"\"","v":""},{"$f":"IF($I$109=19,ROUND($I$20,0),\"\")&\"\"","v":""},{"$f":"IF($J$109=19,ROUND($J$20,0),\"\")&\"\"","v":""},{"$f":"IF($K$109=19,ROUND($K$20,0),\"\")&\"\"","v":""},{"$f":"IF($L$109=19,ROUND($L$20,0),\"\")&\"\"","v":""},{"$f":"IF($M$109=19,ROUND($M$20,0),\"\")&\"\"","v":""},{"$f":"IF($N$109=19,ROUND($N$20,0),\"\")&\"\"","v":""},{"$f":"IF($O$109=19,ROUND($O$20,0),\"\")&\"\"","v":""},{"$f":"IF($P$109=19,ROUND($P$20,0),\"\")&\"\"","v":""},{"$f":"IF($Q$109=19,ROUND($Q$20,0),\"\")&\"\"","v":""},{"$f":"IF($R$109=19,ROUND($R$20,0),\"\")&\"\"","v":""},{"$f":"IF($S$109=19,ROUND($S$20,0),\"\")&\"\"","v":""},{"$f":"IF($T$109=19,ROUND($T$20,0),\"\")&\"\"","v":""},{"$f":"IF($U$109=19,ROUND($U$20,0),\"\")&\"\"","v":""},{"$f":"IF($V$109=19,ROUND($V$20,0),\"\")&\"\"","v":""},{"$f":"IF($W$109=19,ROUND($W$20,0),\"\")&\"\"","v":""},{"$f":"IF($X$109=19,ROUND($X$20,0),\"\")&\"\"","v":""},{"$f":"IF($Y$109=19,ROUND($Y$20,0),\"\")&\"\"","v":""},{"$f":"IF($Z$109=19,ROUND($Z$20,0),\"\")&\"\"","v":""},{"$f":"IF($AA$109=19,ROUND($AA$20,0),\"\")&\"\"","v":""},12]
[null,null,1,{"$f":"IF($D$110=19,ROUND($D$21,0),\"\")&\"\"","v":""},{"$f":"IF($E$110=19,ROUND($E$21,0),\"\")&\"\"","v":""},{"$f":"IF($F$110=19,ROUND($F$21,0),\"\")&\"\"","v":""},{"$f":"IF($G$110=19,ROUND($G$21,0),\"\")&\"\"","v":""},{"$f":"IF($H$110=19,ROUND($H$21,0),\"\")&\"\"","v":""},{"$f":"IF($I$110=19,ROUND($I$21,0),\"\")&\"\"","v":""},{"$f":"IF($J$110=19,ROUND($J$21,0),\"\")&\"\"","v":""},{"$f":"IF($K$110=19,ROUND($K$21,0),\"\")&\"\"","v":""},{"$f":"IF($L$110=19,ROUND($L$21,0),\"\")&\"\"","v":""},{"$f":"IF($M$110=19,ROUND($M$21,0),\"\")&\"\"","v":""},{"$f":"IF($N$110=19,ROUND($N$21,0),\"\")&\"\"","v":""},{"$f":"IF($O$110=19,ROUND($O$21,0),\"\")&\"\"","v":""},{"$f":"IF($P$110=19,ROUND($P$21,0),\"\")&\"\"","v":""},{"$f":"IF($Q$110=19,ROUND($Q$21,0),\"\")&\"\"","v":""},{"$f":"IF($R$110=19,ROUND($R$21,0),\"\")&\"\"","v":""},{"$f":"IF($S$110=19,ROUND($S$21,0),\"\")&\"\"","v":""},{"$f":"IF($T$110=19,ROUND($T$21,0),\"\")&\"\"","v":""},{"$f":"IF($U$110=19,ROUND($U$21,0),\"\")&\"\"","v":""},{"$f":"IF($V$110=19,ROUND($V$21,0),\"\")&\"\"","v":""},{"$f":"IF($W$110=19,ROUND($W$21,0),\"\")&\"\"","v":""},{"$f":"IF($X$110=19,ROUND($X$21,0),\"\")&\"\"","v":""},{"$f":"IF($Y$110=19,ROUND($Y$21,0),\"\")&\"\"","v":""},{"$f":"IF($Z$110=19,ROUND($Z$21,0),\"\")&\"\"","v":""},{"$f":"IF($AA$110=19,ROUND($AA$21,0),\"\")&\"\"","v":""},1]
[null,null,2,{"$f":"IF($D$111=19,ROUND($D$22,0),\"\")&\"\"","v":""},{"$f":"IF($E$111=19,ROUND($E$22,0),\"\")&\"\"","v":""},{"$f":"IF($F$111=19,ROUND($F$22,0),\"\")&\"\"","v":""},{"$f":"IF($G$111=19,ROUND($G$22,0),\"\")&\"\"","v":""},{"$f":"IF($H$111=19,ROUND($H$22,0),\"\")&\"\"","v":""},{"$f":"IF($I$111=19,ROUND($I$22,0),\"\")&\"\"","v":""},{"$f":"IF($J$111=19,ROUND($J$22,0),\"\")&\"\"","v":""},{"$f":"IF($K$111=19,ROUND($K$22,0),\"\")&\"\"","v":""},{"$f":"IF($L$111=19,ROUND($L$22,0),\"\")&\"\"","v":""},{"$f":"IF($M$111=19,ROUND($M$22,0),\"\")&\"\"","v":""},{"$f":"IF($N$111=19,ROUND($N$22,0),\"\")&\"\"","v":""},{"$f":"IF($O$111=19,ROUND($O$22,0),\"\")&\"\"","v":""},{"$f":"IF($P$111=19,ROUND($P$22,0),\"\")&\"\"","v":""},{"$f":"IF($Q$111=19,ROUND($Q$22,0),\"\")&\"\"","v":""},{"$f":"IF($R$111=19,ROUND($R$22,0),\"\")&\"\"","v":""},{"$f":"IF($S$111=19,ROUND($S$22,0),\"\")&\"\"","v":""},{"$f":"IF($T$111=19,ROUND($T$22,0),\"\")&\"\"","v":""},{"$f":"IF($U$111=19,ROUND($U$22,0),\"\")&\"\"","v":""},{"$f":"IF($V$111=19,ROUND($V$22,0),\"\")&\"\"","v":""},{"$f":"IF($W$111=19,ROUND($W$22,0),\"\")&\"\"","v":""},{"$f":"IF($X$111=19,ROUND($X$22,0),\"\")&\"\"","v":""},{"$f":"IF($Y$111=19,ROUND($Y$22,0),\"\")&\"\"","v":""},{"$f":"IF($Z$111=19,ROUND($Z$22,0),\"\")&\"\"","v":""},{"$f":"IF($AA$111=19,ROUND($AA$22,0),\"\")&\"\"","v":""},2]
[null,null,3,{"$f":"IF($D$112=19,ROUND($D$23,0),\"\")&\"\"","v":""},{"$f":"IF($E$112=19,ROUND($E$23,0),\"\")&\"\"","v":""},{"$f":"IF($F$112=19,ROUND($F$23,0),\"\")&\"\"","v":""},{"$f":"IF($G$112=19,ROUND($G$23,0),\"\")&\"\"","v":""},{"$f":"IF($H$112=19,ROUND($H$23,0),\"\")&\"\"","v":""},{"$f":"IF($I$112=19,ROUND($I$23,0),\"\")&\"\"","v":""},{"$f":"IF($J$112=19,ROUND($J$23,0),\"\")&\"\"","v":""},{"$f":"IF($K$112=19,ROUND($K$23,0),\"\")&\"\"","v":""},{"$f":"IF($L$112=19,ROUND($L$23,0),\"\")&\"\"","v":""},{"$f":"IF($M$112=19,ROUND($M$23,0),\"\")&\"\"","v":""},{"$f":"IF($N$112=19,ROUND($N$23,0),\"\")&\"\"","v":""},{"$f":"IF($O$112=19,ROUND($O$23,0),\"\")&\"\"","v":""},{"$f":"IF($P$112=19,ROUND($P$23,0),\"\")&\"\"","v":""},{"$f":"IF($Q$112=19,ROUND($Q$23,0),\"\")&\"\"","v":""},{"$f":"IF($R$112=19,ROUND($R$23,0),\"\")&\"\"","v":""},{"$f":"IF($S$112=19,ROUND($S$23,0),\"\")&\"\"","v":""},{"$f":"IF($T$112=19,ROUND($T$23,0),\"\")&\"\"","v":""},{"$f":"IF($U$112=19,ROUND($U$23,0),\"\")&\"\"","v":""},{"$f":"IF($V$112=19,ROUND($V$23,0),\"\")&\"\"","v":""},{"$f":"IF($W$112=19,ROUND($W$23,0),\"\")&\"\"","v":""},{"$f":"IF($X$112=19,ROUND($X$23,0),\"\")&\"\"","v":""},{"$f":"IF($Y$112=19,ROUND($Y$23,0),\"\")&\"\"","v":""},{"$f":"IF($Z$112=19,ROUND($Z$23,0),\"\")&\"\"","v":""},{"$f":"IF($AA$112=19,ROUND($AA$23,0),\"\")&\"\"","v":""},3]
[]
[null,null,"冷房期間中　温度(T)が発生する時間[hour]"]
[null,null,null," 温度(T)",null,null,null,null,null,null,null,null,null,null,null,null,null,null,null,null,null,null,null,null,null,null,null,null,null,null,null,null,null,null,null,null,null,null,null,null,null,null,null,null,null,null,"月単位"]
[null,null,"月",-6,-5,-4,-3,-2,-1,0,1,2,3,4,5,6,7,8,9,10,11,12,13,14,15,16,17,18,19,20,21,22,23,24,25,26,27,28,29,30,31,32,33,34,35,"月","前1","前2","前3","前4","前5","前6","前7","前8","前9","前10",null,"後1","後2","後3","後4","後5","後6","後7","後8","後9","後10"]
[null,null,4,{"$f":"COUNTIF($D$117:$AA$117,$D$148)*$AB$12","v":0},{"$f":"COUNTIF($D$117:$AA$117,$E$148)*$AB$12","v":0},{"$f":"COUNTIF($D$117:$AA$117,$F$148)*$AB$12","v":0},{"$f":"COUNTIF($D$117:$AA$117,$G$148)*$AB$12","v":0},{"$f":"COUNTIF($D$117:$AA$117,$H$148)*$AB$12","v":0},{"$f":"COUNTIF($D$117:$AA$117,$I$148)*$AB$12","v":0},{"$f":"COUNTIF($D$117:$AA$117,$J$148)*$AB$12","v":0},{"$f":"COUNTIF($D$117:$AA$117,$K$148)*$AB$12","v":0},{"$f":"COUNTIF($D$117:$AA$117,$L$148)*$AB$12","v":0},{"$f":"COUNTIF($D$117:$AA$117,$M$148)*$AB$12","v":0},{"$f":"COUNTIF($D$117:$AA$117,$N$148)*$AB$12","v":0},{"$f":"COUNTIF($D$117:$AA$117,$O$148)*$AB$12","v":0},{"$f":"COUNTIF($D$117:$AA$117,$P$148)*$AB$12","v":0},{"$f":"COUNTIF($D$117:$AA$117,$Q$148)*$AB$12","v":0},{"$f":"COUNTIF($D$117:$AA$117,$R$148)*$AB$12","v":0},{"$f":"COUNTIF($D$117:$AA$117,$S$148)*$AB$12","v":0},{"$f":"COUNTIF($D$117:$AA$117,$T$148)*$AB$12","v":0},{"$f":"COUNTIF($D$117:$AA$117,$U$148)*$AB$12","v":0},{"$f":"COUNTIF($D$117:$AA$117,$V$148)*$AB$12","v":0},{"$f":"COUNTIF($D$117:$AA$117,$W$148)*$AB$12","v":0},{"$f":"COUNTIF($D$117:$AA$117,$X$148)*$AB$12","v":0},{"$f":"COUNTIF($D$117:$AA$117,$Y$148)*$AB$12","v":0},{"$f":"COUNTIF($D$117:$AA$117,$Z$148)*$AB$12","v":0},{"$f":"COUNTIF($D$117:$AA$117,$AA$148)*$AB$12","v":0},{"$f":"COUNTIF($D$117:$AA$117,$AB$148)*$AB$12","v":0},{"$f":"COUNTIF($D$117:$AA$117,$AC$148)*$AB$12","v":0},{"$f":"COUNTIF($D$117:$AA$117,$AD$148)*$AB$12","v":0},{"$f":"COUNTIF($D$117:$AA$117,$AE$148)*$AB$12","v":0},{"$f":"COUNTIF($D$117:$AA$117,$AF$148)*$AB$12","v":0},{"$f":"COUNTIF($D$117:$AA$117,$AG$148)*$AB$12","v":0},{"$f":"COUNTIF($D$117:$AA$117,$AH$148)*$AB$12","v":0},{"$f":"COUNTIF($D$117:$AA$117,$AI$148)*$AB$12","v":0},{"$f":"COUNTIF($D$117:$AA$117,$AJ$148)*$AB$12","v":0},{"$f":"COUNTIF($D$117:$AA$117,$AK$148)*$AB$12","v":0},{"$f":"COUNTIF($D$117:$AA$117,$AL$148)*$AB$12","v":0},{"$f":"COUNTIF($D$117:$AA$117,$AM$148)*$AB$12","v":0},{"$f":"COUNTIF($D$117:$AA$117,$AN$148)*$AB$12","v":0},{"$f":"COUNTIF($D$117:$AA$117,$AO$148)*$AB$12","v":0},{"$f":"COUNTIF($D$117:$AA$117,$AP$148)*$AB$12","v":0},{"$f":"COUNTIF($D$117:$AA$117,$AQ$148)*$AB$12","v":0},{"$f":"COUNTIF($D$117:$AA$117,$AR$148)*$AB$12","v":0},{"$f":"COUNTIF($D$117:$AA$117,$AS$148)*$AB$12","v":0},4,{"$f":"IFERROR(SUMPRODUCT($D149:$AS149,$D$164:$AS$164),\"\")","v":0},{"$f":"IFERROR(SUMPRODUCT($D149:$AS149,$D$170:$AS$170),\"\")","v":""},{"$f":"IFERROR(SUMPRODUCT($D149:$AS149,$D$176:$AS$176),\"\")","v":""},{"$f":"IFERROR(SUMPRODUCT($D149:$AS149,$D$182:$AS$182),\"\")","v":""},{"$f":"IFERROR(SUMPRODUCT($D149:$AS149,$D$188:$AS$188),\"\")","v":""},{"$f":"IFERROR(SUMPRODUCT($D149:$AS149,$D$194:$AS$194),\"\")","v":""},{"$f":"IFERROR(SUMPRODUCT($D149:$AS149,$D$200:$AS$200),\"\")","v":""},{"$f":"IFERROR(SUMPRODUCT($D149:$AS149,$D$206:$AS$206),\"\")","v":""},{"$f":"IFERROR(SUMPRODUCT($D149:$AS149,$D$212:$AS$212),\"\")","v":""},{"$f":"IFERROR(SUMPRODUCT($D149:$AS149,$D$218:$AS$218),\"\")","v":""},null,{"$f":"IFERROR(SUMPRODUCT($D149:$AS149,$D$225:$AS$225),\"\")","v":""},{"$f":"IFERROR(SUMPRODUCT($D149:$AS149,$D$231:$AS$231),\"\")","v":""},{"$f":"IFERROR(SUMPRODUCT($D149:$AS149,$D$237:$AS$237),\"\")","v":""},{"$f":"IFERROR(SUMPRODUCT($D149:$AS149,$D$243:$AS$243),\"\")","v":""},{"$f":"IFERROR(SUMPRODUCT($D149:$AS149,$D$249:$AS$249),\"\")","v":""},{"$f":"IFERROR(SUMPRODUCT($D149:$AS149,$D$255:$AS$255),\"\")","v":""},{"$f":"IFERROR(SUMPRODUCT($D149:$AS149,$D$261:$AS$261),\"\")","v":""},{"$f":"IFERROR(SUMPRODUCT($D149:$AS149,$D$267:$AS$267),\"\")","v":""},{"$f":"IFERROR(SUMPRODUCT($D149:$AS149,$D$273:$AS$273),\"\")","v":""},{"$f":"IFERROR(SUMPRODUCT($D149:$AS149,$D$279:$AS$279),\"\")","v":""}]
[null,null,5,{"$f":"COUNTIF($D$118:$AA$118,$D$148)*$AB$13","v":0},{"$f":"COUNTIF($D$118:$AA$118,$E$148)*$AB$13","v":0},{"$f":"COUNTIF($D$118:$AA$118,$F$148)*$AB$13","v":0},{"$f":"COUNTIF($D$118:$AA$118,$G$148)*$AB$13","v":0},{"$f":"COUNTIF($D$118:$AA$118,$H$148)*$AB$13","v":0},{"$f":"COUNTIF($D$118:$AA$118,$I$148)*$AB$13","v":0},{"$f":"COUNTIF($D$118:$AA$118,$J$148)*$AB$13","v":0},{"$f":"COUNTIF($D$118:$AA$118,$K$148)*$AB$13","v":0},{"$f":"COUNTIF($D$118:$AA$118,$L$148)*$AB$13","v":0},{"$f":"COUNTIF($D$118:$AA$118,$M$148)*$AB$13","v":0},{"$f":"COUNTIF($D$118:$AA$118,$N$148)*$AB$13","v":0},{"$f":"COUNTIF($D$118:$AA$118,$O$148)*$AB$13","v":0},{"$f":"COUNTIF($D$118:$AA$118,$P$148)*$AB$13","v":0},{"$f":"COUNTIF($D$118:$AA$118,$Q$148)*$AB$13","v":0},{"$f":"COUNTIF($D$118:$AA$118,$R$148)*$AB$13","v":0},{"$f":"COUNTIF($D$118:$AA$118,$S$148)*$AB$13","v":0},{"$f":"COUNTIF($D$118:$AA$118,$T$148)*$AB$13","v":0},{"$f":"COUNTIF($D$118:$AA$118,$U$148)*$AB$13","v":0},{"$f":"COUNTIF($D$118:$AA$118,$V$148)*$AB$13","v":0},{"$f":"COUNTIF($D$118:$AA$118,$W$148)*$AB$13","v":0},{"$f":"COUNTIF($D$118:$AA$118,$X$148)*$AB$13","v":0},{"$f":"COUNTIF($D$118:$AA$118,$Y$148)*$AB$13","v":0},{"$f":"COUNTIF($D$118:$AA$118,$Z$148)*$AB$13","v":0},{"$f":"COUNTIF($D$118:$AA$118,$AA$148)*$AB$13","v":0},{"$f":"COUNTIF($D$118:$AA$118,$AB$148)*$AB$13","v":0},{"$f":"COUNTIF($D$118:$AA$118,$AC$148)*$AB$13","v":0},{"$f":"COUNTIF($D$118:$AA$118,$AD$148)*$AB$13","v":0},{"$f":"COUNTIF($D$118:$AA$118,$AE$148)*$AB$13","v":0},{"$f":"COUNTIF($D$118:$AA$118,$AF$148)*$AB$13","v":0},{"$f":"COUNTIF($D$118:$AA$118,$AG$148)*$AB$13","v":0},{"$f":"COUNTIF($D$118:$AA$118,$AH$148)*$AB$13","v":0},{"$f":"COUNTIF($D$118:$AA$118,$AI$148)*$AB$13","v":0},{"$f":"COUNTIF($D$118:$AA$118,$AJ$148)*$AB$13","v":0},{"$f":"COUNTIF($D$118:$AA$118,$AK$148)*$AB$13","v":0},{"$f":"COUNTIF($D$118:$AA$118,$AL$148)*$AB$13","v":0},{"$f":"COUNTIF($D$118:$AA$118,$AM$148)*$AB$13","v":0},{"$f":"COUNTIF($D$118:$AA$118,$AN$148)*$AB$13","v":0},{"$f":"COUNTIF($D$118:$AA$118,$AO$148)*$AB$13","v":0},{"$f":"COUNTIF($D$118:$AA$118,$AP$148)*$AB$13","v":0},{"$f":"COUNTIF($D$118:$AA$118,$AQ$148)*$AB$13","v":0},{"$f":"COUNTIF($D$118:$AA$118,$AR$148)*$AB$13","v":0},{"$f":"COUNTIF($D$118:$AA$118,$AS$148)*$AB$13","v":0},5,{"$f":"IFERROR(SUMPRODUCT($D150:$AS150,$D$164:$AS$164),\"\")","v":0},{"$f":"IFERROR(SUMPRODUCT($D150:$AS150,$D$170:$AS$170),\"\")","v":""},{"$f":"IFERROR(SUMPRODUCT($D150:$AS150,$D$176:$AS$176),\"\")","v":""},{"$f":"IFERROR(SUMPRODUCT($D150:$AS150,$D$182:$AS$182),\"\")","v":""},{"$f":"IFERROR(SUMPRODUCT($D150:$AS150,$D$188:$AS$188),\"\")","v":""},{"$f":"IFERROR(SUMPRODUCT($D150:$AS150,$D$194:$AS$194),\"\")","v":""},{"$f":"IFERROR(SUMPRODUCT($D150:$AS150,$D$200:$AS$200),\"\")","v":""},{"$f":"IFERROR(SUMPRODUCT($D150:$AS150,$D$206:$AS$206),\"\")","v":""},{"$f":"IFERROR(SUMPRODUCT($D150:$AS150,$D$212:$AS$212),\"\")","v":""},{"$f":"IFERROR(SUMPRODUCT($D150:$AS150,$D$218:$AS$218),\"\")","v":""},null,{"$f":"IFERROR(SUMPRODUCT($D150:$AS150,$D$225:$AS$225),\"\")","v":""},{"$f":"IFERROR(SUMPRODUCT($D150:$AS150,$D$231:$AS$231),\"\")","v":""},{"$f":"IFERROR(SUMPRODUCT($D150:$AS150,$D$237:$AS$237),\"\")","v":""},{"$f":"IFERROR(SUMPRODUCT($D150:$AS150,$D$243:$AS$243),\"\")","v":""},{"$f":"IFERROR(SUMPRODUCT($D150:$AS150,$D$249:$AS$249),\"\")","v":""},{"$f":"IFERROR(SUMPRODUCT($D150:$AS150,$D$255:$AS$255),\"\")","v":""},{"$f":"IFERROR(SUMPRODUCT($D150:$AS150,$D$261:$AS$261),\"\")","v":""},{"$f":"IFERROR(SUMPRODUCT($D150:$AS150,$D$267:$AS$267),\"\")","v":""},{"$f":"IFERROR(SUMPRODUCT($D150:$AS150,$D$273:$AS$273),\"\")","v":""},{"$f":"IFERROR(SUMPRODUCT($D150:$AS150,$D$279:$AS$279),\"\")","v":""}]
[null,null,6,{"$f":"COUNTIF($D$119:$AA$119,$D$148)*$AB$14","v":0},{"$f":"COUNTIF($D$119:$AA$119,$E$148)*$AB$14","v":0},{"$f":"COUNTIF($D$119:$AA$119,$F$148)*$AB$14","v":0},{"$f":"COUNTIF($D$119:$AA$119,$G$148)*$AB$14","v":0},{"$f":"COUNTIF($D$119:$AA$119,$H$148)*$AB$14","v":0},{"$f":"COUNTIF($D$119:$AA$119,$I$148)*$AB$14","v":0},{"$f":"COUNTIF($D$119:$AA$119,$J$148)*$AB$14","v":0},{"$f":"COUNTIF($D$119:$AA$119,$K$148)*$AB$14","v":0},{"$f":"COUNTIF($D$119:$AA$119,$L$148)*$AB$14","v":0},{"$f":"COUNTIF($D$119:$AA$119,$M$148)*$AB$14","v":0},{"$f":"COUNTIF($D$119:$AA$119,$N$148)*$AB$14","v":0},{"$f":"COUNTIF($D$119:$AA$119,$O$148)*$AB$14","v":0},{"$f":"COUNTIF($D$119:$AA$119,$P$148)*$AB$14","v":0},{"$f":"COUNTIF($D$119:$AA$119,$Q$148)*$AB$14","v":0},{"$f":"COUNTIF($D$119:$AA$119,$R$148)*$AB$14","v":0},{"$f":"COUNTIF($D$119:$AA$119,$S$148)*$AB$14","v":0},{"$f":"COUNTIF($D$119:$AA$119,$T$148)*$AB$14","v":0},{"$f":"COUNTIF($D$119:$AA$119,$U$148)*$AB$14","v":0},{"$f":"COUNTIF($D$119:$AA$119,$V$148)*$AB$14","v":0},{"$f":"COUNTIF($D$119:$AA$119,$W$148)*$AB$14","v":0},{"$f":"COUNTIF($D$119:$AA$119,$X$148)*$AB$14","v":0},{"$f":"COUNTIF($D$119:$AA$119,$Y$148)*$AB$14","v":0},{"$f":"COUNTIF($D$119:$AA$119,$Z$148)*$AB$14","v":0},{"$f":"COUNTIF($D$119:$AA$119,$AA$148)*$AB$14","v":0},{"$f":"COUNTIF($D$119:$AA$119,$AB$148)*$AB$14","v":0},{"$f":"COUNTIF($D$119:$AA$119,$AC$148)*$AB$14","v":0},{"$f":"COUNTIF($D$119:$AA$119,$AD$148)*$AB$14","v":0},{"$f":"COUNTIF($D$119:$AA$119,$AE$148)*$AB$14","v":0},{"$f":"COUNTIF($D$119:$AA$119,$AF$148)*$AB$14","v":0},{"$f":"COUNTIF($D$119:$AA$119,$AG$148)*$AB$14","v":0},{"$f":"COUNTIF($D$119:$AA$119,$AH$148)*$AB$14","v":0},{"$f":"COUNTIF($D$119:$AA$119,$AI$148)*$AB$14","v":0},{"$f":"COUNTIF($D$119:$AA$119,$AJ$148)*$AB$14","v":0},{"$f":"COUNTIF($D$119:$AA$119,$AK$148)*$AB$14","v":0},{"$f":"COUNTIF($D$119:$AA$119,$AL$148)*$AB$14","v":0},{"$f":"COUNTIF($D$119:$AA$119,$AM$148)*$AB$14","v":0},{"$f":"COUNTIF($D$119:$AA$119,$AN$148)*$AB$14","v":0},{"$f":"COUNTIF($D$119:$AA$119,$AO$148)*$AB$14","v":0},{"$f":"COUNTIF($D$119:$AA$119,$AP$148)*$AB$14","v":0},{"$f":"COUNTIF($D$119:$AA$119,$AQ$148)*$AB$14","v":0},{"$f":"COUNTIF($D$119:$AA$119,$AR$148)*$AB$14","v":0},{"$f":"COUNTIF($D$119:$AA$119,$AS$148)*$AB$14","v":0},6,0,"","","","","","","","","",null,"","","","","","","","","",""]
[null,null,7,{"$f":"COUNTIF($D$120:$AA$120,$D$148)*$AB$15","v":0},{"$f":"COUNTIF($D$120:$AA$120,$E$148)*$AB$15","v":0},{"$f":"COUNTIF($D$120:$AA$120,$F$148)*$AB$15","v":0},{"$f":"COUNTIF($D$120:$AA$120,$G$148)*$AB$15","v":0},{"$f":"COUNTIF($D$120:$AA$120,$H$148)*$AB$15","v":0},{"$f":"COUNTIF($D$120:$AA$120,$I$148)*$AB$15","v":0},{"$f":"COUNTIF($D$120:$AA$120,$J$148)*$AB$15","v":0},{"$f":"COUNTIF($D$120:$AA$120,$K$148)*$AB$15","v":0},{"$f":"COUNTIF($D$120:$AA$120,$L$148)*$AB$15","v":0},{"$f":"COUNTIF($D$120:$AA$120,$M$148)*$AB$15","v":0},{"$f":"COUNTIF($D$120:$AA$120,$N$148)*$AB$15","v":0},{"$f":"COUNTIF($D$120:$AA$120,$O$148)*$AB$15","v":0},{"$f":"COUNTIF($D$120:$AA$120,$P$148)*$AB$15","v":0},{"$f":"COUNTIF($D$120:$AA$120,$Q$148)*$AB$15","v":0},{"$f":"COUNTIF($D$120:$AA$120,$R$148)*$AB$15","v":0},{"$f":"COUNTIF($D$120:$AA$120,$S$148)*$AB$15","v":0},{"$f":"COUNTIF($D$120:$AA$120,$T$148)*$AB$15","v":0},{"$f":"COUNTIF($D$120:$AA$120,$U$148)*$AB$15","v":0},{"$f":"COUNTIF($D$120:$AA$120,$V$148)*$AB$15","v":0},{"$f":"COUNTIF($D$120:$AA$120,$W$148)*$AB$15","v":0},{"$f":"COUNTIF($D$120:$AA$120,$X$148)*$AB$15","v":0},{"$f":"COUNTIF($D$120:$AA$120,$Y$148)*$AB$15","v":0},{"$f":"COUNTIF($D$120:$AA$120,$Z$148)*$AB$15","v":0},{"$f":"COUNTIF($D$120:$AA$120,$AA$148)*$AB$15","v":0},{"$f":"COUNTIF($D$120:$AA$120,$AB$148)*$AB$15","v":0},{"$f":"COUNTIF($D$120:$AA$120,$AC$148)*$AB$15","v":0},{"$f":"COUNTIF($D$120:$AA$120,$AD$148)*$AB$15","v":0},{"$f":"COUNTIF($D$120:$AA$120,$AE$148)*$AB$15","v":0},{"$f":"COUNTIF($D$120:$AA$120,$AF$148)*$AB$15","v":0},{"$f":"COUNTIF($D$120:$AA$120,$AG$148)*$AB$15","v":0},{"$f":"COUNTIF($D$120:$AA$120,$AH$148)*$AB$15","v":0},{"$f":"COUNTIF($D$120:$AA$120,$AI$148)*$AB$15","v":0},{"$f":"COUNTIF($D$120:$AA$120,$AJ$148)*$AB$15","v":0},{"$f":"COUNTIF($D$120:$AA$120,$AK$148)*$AB$15","v":0},{"$f":"COUNTIF($D$120:$AA$120,$AL$148)*$AB$15","v":0},{"$f":"COUNTIF($D$120:$AA$120,$AM$148)*$AB$15","v":0},{"$f":"COUNTIF($D$120:$AA$120,$AN$148)*$AB$15","v":0},{"$f":"COUNTIF($D$120:$AA$120,$AO$148)*$AB$15","v":0},{"$f":"COUNTIF($D$120:$AA$120,$AP$148)*$AB$15","v":0},{"$f":"COUNTIF($D$120:$AA$120,$AQ$148)*$AB$15","v":0},{"$f":"COUNTIF($D$120:$AA$120,$AR$148)*$AB$15","v":0},{"$f":"COUNTIF($D$120:$AA$120,$AS$148)*$AB$15","v":0},7,0,"","","","","","","","","",null,"","","","","","","","","",""]
[null,null,8,{"$f":"COUNTIF($D$121:$AA$121,$D$148)*$AB$16","v":0},{"$f":"COUNTIF($D$121:$AA$121,$E$148)*$AB$16","v":0},{"$f":"COUNTIF($D$121:$AA$121,$F$148)*$AB$16","v":0},{"$f":"COUNTIF($D$121:$AA$121,$G$148)*$AB$16","v":0},{"$f":"COUNTIF($D$121:$AA$121,$H$148)*$AB$16","v":0},{"$f":"COUNTIF($D$121:$AA$121,$I$148)*$AB$16","v":0},{"$f":"COUNTIF($D$121:$AA$121,$J$148)*$AB$16","v":0},{"$f":"COUNTIF($D$121:$AA$121,$K$148)*$AB$16","v":0},{"$f":"COUNTIF($D$121:$AA$121,$L$148)*$AB$16","v":0},{"$f":"COUNTIF($D$121:$AA$121,$M$148)*$AB$16","v":0},{"$f":"COUNTIF($D$121:$AA$121,$N$148)*$AB$16","v":0},{"$f":"COUNTIF($D$121:$AA$121,$O$148)*$AB$16","v":0},{"$f":"COUNTIF($D$121:$AA$121,$P$148)*$AB$16","v":0},{"$f":"COUNTIF($D$121:$AA$121,$Q$148)*$AB$16","v":0},{"$f":"COUNTIF($D$121:$AA$121,$R$148)*$AB$16","v":0},{"$f":"COUNTIF($D$121:$AA$121,$S$148)*$AB$16","v":0},{"$f":"COUNTIF($D$121:$AA$121,$T$148)*$AB$16","v":0},{"$f":"COUNTIF($D$121:$AA$121,$U$148)*$AB$16","v":0},{"$f":"COUNTIF($D$121:$AA$121,$V$148)*$AB$16","v":0},{"$f":"COUNTIF($D$121:$AA$121,$W$148)*$AB$16","v":0},{"$f":"COUNTIF($D$121:$AA$121,$X$148)*$AB$16","v":0},{"$f":"COUNTIF($D$121:$AA$121,$Y$148)*$AB$16","v":0},{"$f":"COUNTIF($D$121:$AA$121,$Z$148)*$AB$16","v":0},{"$f":"COUNTIF($D$121:$AA$121,$AA$148)*$AB$16","v":0},{"$f":"COUNTIF($D$121:$AA$121,$AB$148)*$AB$16","v":0},{"$f":"COUNTIF($D$121:$AA$121,$AC$148)*$AB$16","v":0},{"$f":"COUNTIF($D$121:$AA$121,$AD$148)*$AB$16","v":0},{"$f":"COUNTIF($D$121:$AA$121,$AE$148)*$AB$16","v":0},{"$f":"COUNTIF($D$121:$AA$121,$AF$148)*$AB$16","v":0},{"$f":"COUNTIF($D$121:$AA$121,$AG$148)*$AB$16","v":0},{"$f":"COUNTIF($D$121:$AA$121,$AH$148)*$AB$16","v":0},{"$f":"COUNTIF($D$121:$AA$121,$AI$148)*$AB$16","v":0},{"$f":"COUNTIF($D$121:$AA$121,$AJ$148)*$AB$16","v":0},{"$f":"COUNTIF($D$121:$AA$121,$AK$148)*$AB$16","v":0},{"$f":"COUNTIF($D$121:$AA$121,$AL$148)*$AB$16","v":0},{"$f":"COUNTIF($D$121:$AA$121,$AM$148)*$AB$16","v":0},{"$f":"COUNTIF($D$121:$AA$121,$AN$148)*$AB$16","v":0},{"$f":"COUNTIF($D$121:$AA$121,$AO$148)*$AB$16","v":0},{"$f":"COUNTIF($D$121:$AA$121,$AP$148)*$AB$16","v":0},{"$f":"COUNTIF($D$121:$AA$121,$AQ$148)*$AB$16","v":0},{"$f":"COUNTIF($D$121:$AA$121,$AR$148)*$AB$16","v":0},{"$f":"COUNTIF($D$121:$AA$121,$AS$148)*$AB$16","v":0},8,0,"","","","","","","","","",null,"","","","","","","","","",""]
[null,null,9,{"$f":"COUNTIF($D$122:$AA$122,$D$148)*$AB$17","v":0},{"$f":"COUNTIF($D$122:$AA$122,$E$148)*$AB$17","v":0},{"$f":"COUNTIF($D$122:$AA$122,$F$148)*$AB$17","v":0},{"$f":"COUNTIF($D$122:$AA$122,$G$148)*$AB$17","v":0},{"$f":"COUNTIF($D$122:$AA$122,$H$148)*$AB$17","v":0},{"$f":"COUNTIF($D$122:$AA$122,$I$148)*$AB$17","v":0},{"$f":"COUNTIF($D$122:$AA$122,$J$148)*$AB$17","v":0},{"$f":"COUNTIF($D$122:$AA$122,$K$148)*$AB$17","v":0},{"$f":"COUNTIF($D$122:$AA$122,$L$148)*$AB$17","v":0},{"$f":"COUNTIF($D$122:$AA$122,$M$148)*$AB$17","v":0},{"$f":"COUNTIF($D$122:$AA$122,$N$148)*$AB$17","v":0},{"$f":"COUNTIF($D$122:$AA$122,$O$148)*$AB$17","v":0},{"$f":"COUNTIF($D$122:$AA$122,$P$148)*$AB$17","v":0},{"$f":"COUNTIF($D$122:$AA$122,$Q$148)*$AB$17","v":0},{"$f":"COUNTIF($D$122:$AA$122,$R$148)*$AB$17","v":0},{"$f":"COUNTIF($D$122:$AA$122,$S$148)*$AB$17","v":0},{"$f":"COUNTIF($D$122:$AA$122,$T$148)*$AB$17","v":0},{"$f":"COUNTIF($D$122:$AA$122,$U$148)*$AB$17","v":0},{"$f":"COUNTIF($D$122:$AA$122,$V$148)*$AB$17","v":0},{"$f":"COUNTIF($D$122:$AA$122,$W$148)*$AB$17","v":0},{"$f":"COUNTIF($D$122:$AA$122,$X$148)*$AB$17","v":0},{"$f":"COUNTIF($D$122:$AA$122,$Y$148)*$AB$17","v":0},{"$f":"COUNTIF($D$122:$AA$122,$Z$148)*$AB$17","v":0},{"$f":"COUNTIF($D$122:$AA$122,$AA$148)*$AB$17","v":0},{"$f":"COUNTIF($D$122:$AA$122,$AB$148)*$AB$17","v":0},{"$f":"COUNTIF($D$122:$AA$122,$AC$148)*$AB$17","v":0},{"$f":"COUNTIF($D$122:$AA$122,$AD$148)*$AB$17","v":0},{"$f":"COUNTIF($D$122:$AA$122,$AE$148)*$AB$17","v":0},{"$f":"COUNTIF($D$122:$AA$122,$AF$148)*$AB$17","v":0},{"$f":"COUNTIF($D$122:$AA$122,$AG$148)*$AB$17","v":0},{"$f":"COUNTIF($D$122:$AA$122,$AH$148)*$AB$17","v":0},{"$f":"COUNTIF($D$122:$AA$122,$AI$148)*$AB$17","v":0},{"$f":"COUNTIF($D$122:$AA$122,$AJ$148)*$AB$17","v":0},{"$f":"COUNTIF($D$122:$AA$122,$AK$148)*$AB$17","v":0},{"$f":"COUNTIF($D$122:$AA$122,$AL$148)*$AB$17","v":0},{"$f":"COUNTIF($D$122:$AA$122,$AM$148)*$AB$17","v":0},{"$f":"COUNTIF($D$122:$AA$122,$AN$148)*$AB$17","v":0},{"$f":"COUNTIF($D$122:$AA$122,$AO$148)*$AB$17","v":0},{"$f":"COUNTIF($D$122:$AA$122,$AP$148)*$AB$17","v":0},{"$f":"COUNTIF($D$122:$AA$122,$AQ$148)*$AB$17","v":0},{"$f":"COUNTIF($D$122:$AA$122,$AR$148)*$AB$17","v":0},{"$f":"COUNTIF($D$122:$AA$122,$AS$148)*$AB$17","v":0},9,0,"","","","","","","","","",null,"","","","","","","","","",""]
[null,null,10,{"$f":"COUNTIF($D$123:$AA$123,$D$148)*$AB$18","v":0},{"$f":"COUNTIF($D$123:$AA$123,$E$148)*$AB$18","v":0},{"$f":"COUNTIF($D$123:$AA$123,$F$148)*$AB$18","v":0},{"$f":"COUNTIF($D$123:$AA$123,$G$148)*$AB$18","v":0},{"$f":"COUNTIF($D$123:$AA$123,$H$148)*$AB$18","v":0},{"$f":"COUNTIF($D$123:$AA$123,$I$148)*$AB$18","v":0},{"$f":"COUNTIF($D$123:$AA$123,$J$148)*$AB$18","v":0},{"$f":"COUNTIF($D$123:$AA$123,$K$148)*$AB$18","v":0},{"$f":"COUNTIF($D$123:$AA$123,$L$148)*$AB$18","v":0},{"$f":"COUNTIF($D$123:$AA$123,$M$148)*$AB$18","v":0},{"$f":"COUNTIF($D$123:$AA$123,$N$148)*$AB$18","v":0},{"$f":"COUNTIF($D$123:$AA$123,$O$148)*$AB$18","v":0},{"$f":"COUNTIF($D$123:$AA$123,$P$148)*$AB$18","v":0},{"$f":"COUNTIF($D$123:$AA$123,$Q$148)*$AB$18","v":0},{"$f":"COUNTIF($D$123:$AA$123,$R$148)*$AB$18","v":0},{"$f":"COUNTIF($D$123:$AA$123,$S$148)*$AB$18","v":0},{"$f":"COUNTIF($D$123:$AA$123,$T$148)*$AB$18","v":0},{"$f":"COUNTIF($D$123:$AA$123,$U$148)*$AB$18","v":0},{"$f":"COUNTIF($D$123:$AA$123,$V$148)*$AB$18","v":0},{"$f":"COUNTIF($D$123:$AA$123,$W$148)*$AB$18","v":0},{"$f":"COUNTIF($D$123:$AA$123,$X$148)*$AB$18","v":0},{"$f":"COUNTIF($D$123:$AA$123,$Y$148)*$AB$18","v":0},{"$f":"COUNTIF($D$123:$AA$123,$Z$148)*$AB$18","v":0},{"$f":"COUNTIF($D$123:$AA$123,$AA$148)*$AB$18","v":0},{"$f":"COUNTIF($D$123:$AA$123,$AB$148)*$AB$18","v":0},{"$f":"COUNTIF($D$123:$AA$123,$AC$148)*$AB$18","v":0},{"$f":"COUNTIF($D$123:$AA$123,$AD$148)*$AB$18","v":0},{"$f":"COUNTIF($D$123:$AA$123,$AE$148)*$AB$18","v":0},{"$f":"COUNTIF($D$123:$AA$123,$AF$148)*$AB$18","v":0},{"$f":"COUNTIF($D$123:$AA$123,$AG$148)*$AB$18","v":0},{"$f":"COUNTIF($D$123:$AA$123,$AH$148)*$AB$18","v":0},{"$f":"COUNTIF($D$123:$AA$123,$AI$148)*$AB$18","v":0},{"$f":"COUNTIF($D$123:$AA$123,$AJ$148)*$AB$18","v":0},{"$f":"COUNTIF($D$123:$AA$123,$AK$148)*$AB$18","v":0},{"$f":"COUNTIF($D$123:$AA$123,$AL$148)*$AB$18","v":0},{"$f":"COUNTIF($D$123:$AA$123,$AM$148)*$AB$18","v":0},{"$f":"COUNTIF($D$123:$AA$123,$AN$148)*$AB$18","v":0},{"$f":"COUNTIF($D$123:$AA$123,$AO$148)*$AB$18","v":0},{"$f":"COUNTIF($D$123:$AA$123,$AP$148)*$AB$18","v":0},{"$f":"COUNTIF($D$123:$AA$123,$AQ$148)*$AB$18","v":0},{"$f":"COUNTIF($D$123:$AA$123,$AR$148)*$AB$18","v":0},{"$f":"COUNTIF($D$123:$AA$123,$AS$148)*$AB$18","v":0},10,0,"","","","","","","","","",null,"","","","","","","","","",""]
[null,null,11,{"$f":"COUNTIF($D$124:$AA$124,$D$148)*$AB$19","v":0},{"$f":"COUNTIF($D$124:$AA$124,$E$148)*$AB$19","v":0},{"$f":"COUNTIF($D$124:$AA$124,$F$148)*$AB$19","v":0},{"$f":"COUNTIF($D$124:$AA$124,$G$148)*$AB$19","v":0},{"$f":"COUNTIF($D$124:$AA$124,$H$148)*$AB$19","v":0},{"$f":"COUNTIF($D$124:$AA$124,$I$148)*$AB$19","v":0},{"$f":"COUNTIF($D$124:$AA$124,$J$148)*$AB$19","v":0},{"$f":"COUNTIF($D$124:$AA$124,$K$148)*$AB$19","v":0},{"$f":"COUNTIF($D$124:$AA$124,$L$148)*$AB$19","v":0},{"$f":"COUNTIF($D$124:$AA$124,$M$148)*$AB$19","v":0},{"$f":"COUNTIF($D$124:$AA$124,$N$148)*$AB$19","v":0},{"$f":"COUNTIF($D$124:$AA$124,$O$148)*$AB$19","v":0},{"$f":"COUNTIF($D$124:$AA$124,$P$148)*$AB$19","v":0},{"$f":"COUNTIF($D$124:$AA$124,$Q$148)*$AB$19","v":0},{"$f":"COUNTIF($D$124:$AA$124,$R$148)*$AB$19","v":0},{"$f":"COUNTIF($D$124:$AA$124,$S$148)*$AB$19","v":0},{"$f":"COUNTIF($D$124:$AA$124,$T$148)*$AB$19","v":0},{"$f":"COUNTIF($D$124:$AA$124,$U$148)*$AB$19","v":0},{"$f":"COUNTIF($D$124:$AA$124,$V$148)*$AB$19","v":0},{"$f":"COUNTIF($D$124:$AA$124,$W$148)*$AB$19","v":0},{"$f":"COUNTIF($D$124:$AA$124,$X$148)*$AB$19","v":0},{"$f":"COUNTIF($D$124:$AA$124,$Y$148)*$AB$19","v":0},{"$f":"COUNTIF($D$124:$AA$124,$Z$148)*$AB$19","v":0},{"$f":"COUNTIF($D$124:$AA$124,$AA$148)*$AB$19","v":0},{"$f":"COUNTIF($D$124:$AA$124,$AB$148)*$AB$19","v":0},{"$f":"COUNTIF($D$124:$AA$124,$AC$148)*$AB$19","v":0},{"$f":"COUNTIF($D$124:$AA$124,$AD$148)*$AB$19","v":0},{"$f":"COUNTIF($D$124:$AA$124,$AE$148)*$AB$19","v":0},{"$f":"COUNTIF($D$124:$AA$124,$AF$148)*$AB$19","v":0},{"$f":"COUNTIF($D$124:$AA$124,$AG$148)*$AB$19","v":0},{"$f":"COUNTIF($D$124:$AA$124,$AH$148)*$AB$19","v":0},{"$f":"COUNTIF($D$124:$AA$124,$AI$148)*$AB$19","v":0},{"$f":"COUNTIF($D$124:$AA$124,$AJ$148)*$AB$19","v":0},{"$f":"COUNTIF($D$124:$AA$124,$AK$148)*$AB$19","v":0},{"$f":"COUNTIF($D$124:$AA$124,$AL$148)*$AB$19","v":0},{"$f":"COUNTIF($D$124:$AA$124,$AM$148)*$AB$19","v":0},{"$f":"COUNTIF($D$124:$AA$124,$AN$148)*$AB$19","v":0},{"$f":"COUNTIF($D$124:$AA$124,$AO$148)*$AB$19","v":0},{"$f":"COUNTIF($D$124:$AA$124,$AP$148)*$AB$19","v":0},{"$f":"COUNTIF($D$124:$AA$124,$AQ$148)*$AB$19","v":0},{"$f":"COUNTIF($D$124:$AA$124,$AR$148)*$AB$19","v":0},{"$f":"COUNTIF($D$124:$AA$124,$AS$148)*$AB$19","v":0},11,0,"","","","","","","","","",null,"","","","","","","","","",""]
[null,null,12,{"$f":"COUNTIF($D$125:$AA$125,$D$148)*$AB$20","v":0},{"$f":"COUNTIF($D$125:$AA$125,$E$148)*$AB$20","v":0},{"$f":"COUNTIF($D$125:$AA$125,$F$148)*$AB$20","v":0},{"$f":"COUNTIF($D$125:$AA$125,$G$148)*$AB$20","v":0},{"$f":"COUNTIF($D$125:$AA$125,$H$148)*$AB$20","v":0},{"$f":"COUNTIF($D$125:$AA$125,$I$148)*$AB$20","v":0},{"$f":"COUNTIF($D$125:$AA$125,$J$148)*$AB$20","v":0},{"$f":"COUNTIF($D$125:$AA$125,$K$148)*$AB$20","v":0},{"$f":"COUNTIF($D$125:$AA$125,$L$148)*$AB$20","v":0},{"$f":"COUNTIF($D$125:$AA$125,$M$148)*$AB$20","v":0},{"$f":"COUNTIF($D$125:$AA$125,$N$148)*$AB$20","v":0},{"$f":"COUNTIF($D$125:$AA$125,$O$148)*$AB$20","v":0},{"$f":"COUNTIF($D$125:$AA$125,$P$148)*$AB$20","v":0},{"$f":"COUNTIF($D$125:$AA$125,$Q$148)*$AB$20","v":0},{"$f":"COUNTIF($D$125:$AA$125,$R$148)*$AB$20","v":0},{"$f":"COUNTIF($D$125:$AA$125,$S$148)*$AB$20","v":0},{"$f":"COUNTIF($D$125:$AA$125,$T$148)*$AB$20","v":0},{"$f":"COUNTIF($D$125:$AA$125,$U$148)*$AB$20","v":0},{"$f":"COUNTIF($D$125:$AA$125,$V$148)*$AB$20","v":0},{"$f":"COUNTIF($D$125:$AA$125,$W$148)*$AB$20","v":0},{"$f":"COUNTIF($D$125:$AA$125,$X$148)*$AB$20","v":0},{"$f":"COUNTIF($D$125:$AA$125,$Y$148)*$AB$20","v":0},{"$f":"COUNTIF($D$125:$AA$125,$Z$148)*$AB$20","v":0},{"$f":"COUNTIF($D$125:$AA$125,$AA$148)*$AB$20","v":0},{"$f":"COUNTIF($D$125:$AA$125,$AB$148)*$AB$20","v":0},{"$f":"COUNTIF($D$125:$AA$125,$AC$148)*$AB$20","v":0},{"$f":"COUNTIF($D$125:$AA$125,$AD$148)*$AB$20","v":0},{"$f":"COUNTIF($D$125:$AA$125,$AE$148)*$AB$20","v":0},{"$f":"COUNTIF($D$125:$AA$125,$AF$148)*$AB$20","v":0},{"$f":"COUNTIF($D$125:$AA$125,$AG$148)*$AB$20","v":0},{"$f":"COUNTIF($D$125:$AA$125,$AH$148)*$AB$20","v":0},{"$f":"COUNTIF($D$125:$AA$125,$AI$148)*$AB$20","v":0},{"$f":"COUNTIF($D$125:$AA$125,$AJ$148)*$AB$20","v":0},{"$f":"COUNTIF($D$125:$AA$125,$AK$148)*$AB$20","v":0},{"$f":"COUNTIF($D$125:$AA$125,$AL$148)*$AB$20","v":0},{"$f":"COUNTIF($D$125:$AA$125,$AM$148)*$AB$20","v":0},{"$f":"COUNTIF($D$125:$AA$125,$AN$148)*$AB$20","v":0},{"$f":"COUNTIF($D$125:$AA$125,$AO$148)*$AB$20","v":0},{"$f":"COUNTIF($D$125:$AA$125,$AP$148)*$AB$20","v":0},{"$f":"COUNTIF($D$125:$AA$125,$AQ$148)*$AB$20","v":0},{"$f":"COUNTIF($D$125:$AA$125,$AR$148)*$AB$20","v":0},{"$f":"COUNTIF($D$125:$AA$125,$AS$148)*$AB$20","v":0},12,0,"","","","","","","","","",null,"","","","","","","","","",""]
[null,null,1,{"$f":"COUNTIF($D$126:$AA$126,$D$148)*$AB$21","v":0},{"$f":"COUNTIF($D$126:$AA$126,$E$148)*$AB$21","v":0},{"$f":"COUNTIF($D$126:$AA$126,$F$148)*$AB$21","v":0},{"$f":"COUNTIF($D$126:$AA$126,$G$148)*$AB$21","v":0},{"$f":"COUNTIF($D$126:$AA$126,$H$148)*$AB$21","v":0},{"$f":"COUNTIF($D$126:$AA$126,$I$148)*$AB$21","v":0},{"$f":"COUNTIF($D$126:$AA$126,$J$148)*$AB$21","v":0},{"$f":"COUNTIF($D$126:$AA$126,$K$148)*$AB$21","v":0},{"$f":"COUNTIF($D$126:$AA$126,$L$148)*$AB$21","v":0},{"$f":"COUNTIF($D$126:$AA$126,$M$148)*$AB$21","v":0},{"$f":"COUNTIF($D$126:$AA$126,$N$148)*$AB$21","v":0},{"$f":"COUNTIF($D$126:$AA$126,$O$148)*$AB$21","v":0},{"$f":"COUNTIF($D$126:$AA$126,$P$148)*$AB$21","v":0},{"$f":"COUNTIF($D$126:$AA$126,$Q$148)*$AB$21","v":0},{"$f":"COUNTIF($D$126:$AA$126,$R$148)*$AB$21","v":0},{"$f":"COUNTIF($D$126:$AA$126,$S$148)*$AB$21","v":0},{"$f":"COUNTIF($D$126:$AA$126,$T$148)*$AB$21","v":0},{"$f":"COUNTIF($D$126:$AA$126,$U$148)*$AB$21","v":0},{"$f":"COUNTIF($D$126:$AA$126,$V$148)*$AB$21","v":0},{"$f":"COUNTIF($D$126:$AA$126,$W$148)*$AB$21","v":0},{"$f":"COUNTIF($D$126:$AA$126,$X$148)*$AB$21","v":0},{"$f":"COUNTIF($D$126:$AA$126,$Y$148)*$AB$21","v":0},{"$f":"COUNTIF($D$126:$AA$126,$Z$148)*$AB$21","v":0},{"$f":"COUNTIF($D$126:$AA$126,$AA$148)*$AB$21","v":0},{"$f":"COUNTIF($D$126:$AA$126,$AB$148)*$AB$21","v":0},{"$f":"COUNTIF($D$126:$AA$126,$AC$148)*$AB$21","v":0},{"$f":"COUNTIF($D$126:$AA$126,$AD$148)*$AB$21","v":0},{"$f":"COUNTIF($D$126:$AA$126,$AE$148)*$AB$21","v":0},{"$f":"COUNTIF($D$126:$AA$126,$AF$148)*$AB$21","v":0},{"$f":"COUNTIF($D$126:$AA$126,$AG$148)*$AB$21","v":0},{"$f":"COUNTIF($D$126:$AA$126,$AH$148)*$AB$21","v":0},{"$f":"COUNTIF($D$126:$AA$126,$AI$148)*$AB$21","v":0},{"$f":"COUNTIF($D$126:$AA$126,$AJ$148)*$AB$21","v":0},{"$f":"COUNTIF($D$126:$AA$126,$AK$148)*$AB$21","v":0},{"$f":"COUNTIF($D$126:$AA$126,$AL$148)*$AB$21","v":0},{"$f":"COUNTIF($D$126:$AA$126,$AM$148)*$AB$21","v":0},{"$f":"COUNTIF($D$126:$AA$126,$AN$148)*$AB$21","v":0},{"$f":"COUNTIF($D$126:$AA$126,$AO$148)*$AB$21","v":0},{"$f":"COUNTIF($D$126:$AA$126,$AP$148)*$AB$21","v":0},{"$f":"COUNTIF($D$126:$AA$126,$AQ$148)*$AB$21","v":0},{"$f":"COUNTIF($D$126:$AA$126,$AR$148)*$AB$21","v":0},{"$f":"COUNTIF($D$126:$AA$126,$AS$148)*$AB$21","v":0},1,0,"","","","","","","","","",null,"","","","","","","","","",""]
[null,null,2,{"$f":"COUNTIF($D$127:$AA$127,$D$148)*$AB$22","v":0},{"$f":"COUNTIF($D$127:$AA$127,$E$148)*$AB$22","v":0},{"$f":"COUNTIF($D$127:$AA$127,$F$148)*$AB$22","v":0},{"$f":"COUNTIF($D$127:$AA$127,$G$148)*$AB$22","v":0},{"$f":"COUNTIF($D$127:$AA$127,$H$148)*$AB$22","v":0},{"$f":"COUNTIF($D$127:$AA$127,$I$148)*$AB$22","v":0},{"$f":"COUNTIF($D$127:$AA$127,$J$148)*$AB$22","v":0},{"$f":"COUNTIF($D$127:$AA$127,$K$148)*$AB$22","v":0},{"$f":"COUNTIF($D$127:$AA$127,$L$148)*$AB$22","v":0},{"$f":"COUNTIF($D$127:$AA$127,$M$148)*$AB$22","v":0},{"$f":"COUNTIF($D$127:$AA$127,$N$148)*$AB$22","v":0},{"$f":"COUNTIF($D$127:$AA$127,$O$148)*$AB$22","v":0},{"$f":"COUNTIF($D$127:$AA$127,$P$148)*$AB$22","v":0},{"$f":"COUNTIF($D$127:$AA$127,$Q$148)*$AB$22","v":0},{"$f":"COUNTIF($D$127:$AA$127,$R$148)*$AB$22","v":0},{"$f":"COUNTIF($D$127:$AA$127,$S$148)*$AB$22","v":0},{"$f":"COUNTIF($D$127:$AA$127,$T$148)*$AB$22","v":0},{"$f":"COUNTIF($D$127:$AA$127,$U$148)*$AB$22","v":0},{"$f":"COUNTIF($D$127:$AA$127,$V$148)*$AB$22","v":0},{"$f":"COUNTIF($D$127:$AA$127,$W$148)*$AB$22","v":0},{"$f":"COUNTIF($D$127:$AA$127,$X$148)*$AB$22","v":0},{"$f":"COUNTIF($D$127:$AA$127,$Y$148)*$AB$22","v":0},{"$f":"COUNTIF($D$127:$AA$127,$Z$148)*$AB$22","v":0},{"$f":"COUNTIF($D$127:$AA$127,$AA$148)*$AB$22","v":0},{"$f":"COUNTIF($D$127:$AA$127,$AB$148)*$AB$22","v":0},{"$f":"COUNTIF($D$127:$AA$127,$AC$148)*$AB$22","v":0},{"$f":"COUNTIF($D$127:$AA$127,$AD$148)*$AB$22","v":0},{"$f":"COUNTIF($D$127:$AA$127,$AE$148)*$AB$22","v":0},{"$f":"COUNTIF($D$127:$AA$127,$AF$148)*$AB$22","v":0},{"$f":"COUNTIF($D$127:$AA$127,$AG$148)*$AB$22","v":0},{"$f":"COUNTIF($D$127:$AA$127,$AH$148)*$AB$22","v":0},{"$f":"COUNTIF($D$127:$AA$127,$AI$148)*$AB$22","v":0},{"$f":"COUNTIF($D$127:$AA$127,$AJ$148)*$AB$22","v":0},{"$f":"COUNTIF($D$127:$AA$127,$AK$148)*$AB$22","v":0},{"$f":"COUNTIF($D$127:$AA$127,$AL$148)*$AB$22","v":0},{"$f":"COUNTIF($D$127:$AA$127,$AM$148)*$AB$22","v":0},{"$f":"COUNTIF($D$127:$AA$127,$AN$148)*$AB$22","v":0},{"$f":"COUNTIF($D$127:$AA$127,$AO$148)*$AB$22","v":0},{"$f":"COUNTIF($D$127:$AA$127,$AP$148)*$AB$22","v":0},{"$f":"COUNTIF($D$127:$AA$127,$AQ$148)*$AB$22","v":0},{"$f":"COUNTIF($D$127:$AA$127,$AR$148)*$AB$22","v":0},{"$f":"COUNTIF($D$127:$AA$127,$AS$148)*$AB$22","v":0},2,0,"","","","","","","","","",null,"","","","","","","","","",""]
[null,null,3,{"$f":"COUNTIF($D$128:$AA$128,$D$148)*$AB$23","v":0},{"$f":"COUNTIF($D$128:$AA$128,$E$148)*$AB$23","v":0},{"$f":"COUNTIF($D$128:$AA$128,$F$148)*$AB$23","v":0},{"$f":"COUNTIF($D$128:$AA$128,$G$148)*$AB$23","v":0},{"$f":"COUNTIF($D$128:$AA$128,$H$148)*$AB$23","v":0},{"$f":"COUNTIF($D$128:$AA$128,$I$148)*$AB$23","v":0},{"$f":"COUNTIF($D$128:$AA$128,$J$148)*$AB$23","v":0},{"$f":"COUNTIF($D$128:$AA$128,$K$148)*$AB$23","v":0},{"$f":"COUNTIF($D$128:$AA$128,$L$148)*$AB$23","v":0},{"$f":"COUNTIF($D$128:$AA$128,$M$148)*$AB$23","v":0},{"$f":"COUNTIF($D$128:$AA$128,$N$148)*$AB$23","v":0},{"$f":"COUNTIF($D$128:$AA$128,$O$148)*$AB$23","v":0},{"$f":"COUNTIF($D$128:$AA$128,$P$148)*$AB$23","v":0},{"$f":"COUNTIF($D$128:$AA$128,$Q$148)*$AB$23","v":0},{"$f":"COUNTIF($D$128:$AA$128,$R$148)*$AB$23","v":0},{"$f":"COUNTIF($D$128:$AA$128,$S$148)*$AB$23","v":0},{"$f":"COUNTIF($D$128:$AA$128,$T$148)*$AB$23","v":0},{"$f":"COUNTIF($D$128:$AA$128,$U$148)*$AB$23","v":0},{"$f":"COUNTIF($D$128:$AA$128,$V$148)*$AB$23","v":0},{"$f":"COUNTIF($D$128:$AA$128,$W$148)*$AB$23","v":0},{"$f":"COUNTIF($D$128:$AA$128,$X$148)*$AB$23","v":0},{"$f":"COUNTIF($D$128:$AA$128,$Y$148)*$AB$23","v":0},{"$f":"COUNTIF($D$128:$AA$128,$Z$148)*$AB$23","v":0},{"$f":"COUNTIF($D$128:$AA$128,$AA$148)*$AB$23","v":0},{"$f":"COUNTIF($D$128:$AA$128,$AB$148)*$AB$23","v":0},{"$f":"COUNTIF($D$128:$AA$128,$AC$148)*$AB$23","v":0},{"$f":"COUNTIF($D$128:$AA$128,$AD$148)*$AB$23","v":0},{"$f":"COUNTIF($D$128:$AA$128,$AE$148)*$AB$23","v":0},{"$f":"COUNTIF($D$128:$AA$128,$AF$148)*$AB$23","v":0},{"$f":"COUNTIF($D$128:$AA$128,$AG$148)*$AB$23","v":0},{"$f":"COUNTIF($D$128:$AA$128,$AH$148)*$AB$23","v":0},{"$f":"COUNTIF($D$128:$AA$128,$AI$148)*$AB$23","v":0},{"$f":"COUNTIF($D$128:$AA$128,$AJ$148)*$AB$23","v":0},{"$f":"COUNTIF($D$128:$AA$128,$AK$148)*$AB$23","v":0},{"$f":"COUNTIF($D$128:$AA$128,$AL$148)*$AB$23","v":0},{"$f":"COUNTIF($D$128:$AA$128,$AM$148)*$AB$23","v":0},{"$f":"COUNTIF($D$128:$AA$128,$AN$148)*$AB$23","v":0},{"$f":"COUNTIF($D$128:$AA$128,$AO$148)*$AB$23","v":0},{"$f":"COUNTIF($D$128:$AA$128,$AP$148)*$AB$23","v":0},{"$f":"COUNTIF($D$128:$AA$128,$AQ$148)*$AB$23","v":0},{"$f":"COUNTIF($D$128:$AA$128,$AR$148)*$AB$23","v":0},{"$f":"COUNTIF($D$128:$AA$128,$AS$148)*$AB$23","v":0},3,0,"","","","","","","","","",null,"","","","","","","","","",""]
[null,null,"冷房運転時間",{"$f":"SUM($D$149:$D$160)","v":0},{"$f":"SUM($E$149:$E$160)","v":0},{"$f":"SUM($F$149:$F$160)","v":0},{"$f":"SUM($G$149:$G$160)","v":0},{"$f":"SUM($H$149:$H$160)","v":0},{"$f":"SUM($I$149:$I$160)","v":0},{"$f":"SUM($J$149:$J$160)","v":0},{"$f":"SUM($K$149:$K$160)","v":0},{"$f":"SUM($L$149:$L$160)","v":0},{"$f":"SUM($M$149:$M$160)","v":0},{"$f":"SUM($N$149:$N$160)","v":0},{"$f":"SUM($O$149:$O$160)","v":0},{"$f":"SUM($P$149:$P$160)","v":0},{"$f":"SUM($Q$149:$Q$160)","v":0},{"$f":"SUM($R$149:$R$160)","v":0},{"$f":"SUM($S$149:$S$160)","v":0},{"$f":"SUM($T$149:$T$160)","v":0},{"$f":"SUM($U$149:$U$160)","v":0},{"$f":"SUM($V$149:$V$160)","v":0},{"$f":"SUM($W$149:$W$160)","v":0},{"$f":"SUM($X$149:$X$160)","v":0},{"$f":"SUM($Y$149:$Y$160)","v":0},{"$f":"SUM($Z$149:$Z$160)","v":0},{"$f":"SUM($AA$149:$AA$160)","v":0},{"$f":"SUM($AB$149:$AB$160)","v":0},{"$f":"SUM($AC$149:$AC$160)","v":0},{"$f":"SUM($AD$149:$AD$160)","v":0},{"$f":"SUM($AE$149:$AE$160)","v":0},{"$f":"SUM($AF$149:$AF$160)","v":0},{"$f":"SUM($AG$149:$AG$160)","v":0},{"$f":"SUM($AH$149:$AH$160)","v":0},{"$f":"SUM($AI$149:$AI$160)","v":0},{"$f":"SUM($AJ$149:$AJ$160)","v":0},{"$f":"SUM($AK$149:$AK$160)","v":0},{"$f":"SUM($AL$149:$AL$160)","v":0},{"$f":"SUM($AM$149:$AM$160)","v":0},{"$f":"SUM($AN$149:$AN$160)","v":0},{"$f":"SUM($AO$149:$AO$160)","v":0},{"$f":"SUM($AP$149:$AP$160)","v":0},{"$f":"SUM($AQ$149:$AQ$160)","v":0},{"$f":"SUM($AR$149:$AR$160)","v":0},{"$f":"SUM($AS$149:$AS$160)","v":0},"冷房運転時間",{"$f":"SUM(AU149:AU160)","v":0},{"$f":"SUM(AV149:AV160)","v":0},{"$f":"SUM(AW149:AW160)","v":0},0,0,0,0,0,0,{"$f":"SUM(BD149:BD160)","v":0},null,{"$f":"SUM(BF149:BF160)","v":0},{"$f":"SUM(BG149:BG160)","v":0},0,0,0,0,0,0,0,0]
[null,null,"冷房空調負荷率",{"$f":"IF((1/(35-$M$25))*(D$148-35)+1<0,0,IF((1/(35-$M$25))*(D$148-35)+1>1,1,(1/(35-$M$25))*(D$148-35)+1))","v":0},0,0,0,0,0,0,0,0,0,0,0,0,0,0,0,0,0,0,0,0,0,0,0,0,5.8823529411764719E-2,0.11764705882352944,0.17647058823529416,0.23529411764705888,0.29411764705882359,0.3529411764705882,0.41176470588235292,0.47058823529411764,0.52941176470588236,0.58823529411764708,0.6470588235294118,0.70588235294117641,0.76470588235294112,0.82352941176470584,0.88235294117647056,0.94117647058823528,1,"冷房空調負荷率","αc"]
[]
[null,"前1","冷房時消費電力比",{"$f":"$D$162/$D168","v":0},{"$f":"$E$162/$E168","v":0},{"$f":"$F$162/$F168","v":0},{"$f":"$G$162/$G168","v":0},{"$f":"$H$162/$H168","v":0},{"$f":"$I$162/$I168","v":0},{"$f":"$J$162/$J168","v":0},{"$f":"$K$162/$K168","v":0},{"$f":"$L$162/$L168","v":0},{"$f":"$M$162/$M168","v":0},{"$f":"$N$162/$N168","v":0},{"$f":"$O$162/$O168","v":0},{"$f":"$P$162/$P168","v":0},{"$f":"$Q$162/$Q168","v":0},{"$f":"$R$162/$R168","v":0},{"$f":"$S$162/$S168","v":0},{"$f":"$T$162/$T168","v":0},{"$f":"$U$162/$U168","v":0},{"$f":"$V$162/$V168","v":0},{"$f":"$W$162/$W168","v":0},{"$f":"$X$162/$X168","v":0},{"$f":"$Y$162/$Y168","v":0},{"$f":"$Z$162/$Z168","v":0},{"$f":"$AA$162/$AA168","v":0},{"$f":"$AB$162/$AB168","v":0},{"$f":"$AC$162/$AC168","v":3.7610619469026565E-2},{"$f":"$AD$162/$AD168","v":7.7444814403748966E-2},{"$f":"$AE$162/$AE168","v":0.11957515416451978},{"$f":"$AF$162/$AF168","v":0.16407740070746205},{"$f":"$AG$162/$AG168","v":0.21103068610459791},{"$f":"$AH$162/$AH168","v":0.26051770204211377},{"$f":"$AI$162/$AI168","v":0.31262490225041278},{"$f":"$AJ$162/$AJ168","v":0.36744271890737473},{"$f":"$AK$162/$AK168","v":0.4250657941532115},{"$f":"$AL$162/$AL168","v":0.48559322796254156},{"$f":"$AM$162/$AM168","v":0.54912884373805237},{"$f":"$AN$162/$AN168","v":0.61578147312174669},{"$f":"$AO$162/$AO168","v":0.68566526166585851},{"$f":"$AP$162/$AP168","v":0.75889999716786083},{"$f":"$AQ$162/$AQ168","v":0.83561146265461006},{"$f":"$AR$162/$AR168","v":0.9159318162018798},{"$f":"$AS$162/$AS168","v":1},"冷房時消費電力比","εc"]
[null,null,"冷房能力",{"$f":"($Q$29-1.077*$Q$29)/6*($D$148-35)+$Q$29","v":33.575666666666663},{"$f":"($Q$29-1.077*$Q$29)/6*($E$148-35)+$Q$29","v":33.293333333333322},{"$f":"($Q$29-1.077*$Q$29)/6*($F$148-35)+$Q$29","v":33.010999999999996},{"$f":"($Q$29-1.077*$Q$29)/6*($G$148-35)+$Q$29","v":32.728666666666662},{"$f":"($Q$29-1.077*$Q$29)/6*($H$148-35)+$Q$29","v":32.446333333333328},{"$f":"($Q$29-1.077*$Q$29)/6*($I$148-35)+$Q$29","v":32.163999999999994},{"$f":"($Q$29-1.077*$Q$29)/6*($J$148-35)+$Q$29","v":31.881666666666661},{"$f":"($Q$29-1.077*$Q$29)/6*($K$148-35)+$Q$29","v":31.599333333333327},{"$f":"($Q$29-1.077*$Q$29)/6*($L$148-35)+$Q$29","v":31.316999999999993},{"$f":"($Q$29-1.077*$Q$29)/6*($M$148-35)+$Q$29","v":31.034666666666659},{"$f":"($Q$29-1.077*$Q$29)/6*($N$148-35)+$Q$29","v":30.752333333333326},{"$f":"($Q$29-1.077*$Q$29)/6*($O$148-35)+$Q$29","v":30.469999999999995},{"$f":"($Q$29-1.077*$Q$29)/6*($P$148-35)+$Q$29","v":30.187666666666662},{"$f":"($Q$29-1.077*$Q$29)/6*($Q$148-35)+$Q$29","v":29.905333333333328},{"$f":"($Q$29-1.077*$Q$29)/6*($R$148-35)+$Q$29","v":29.622999999999994},{"$f":"($Q$29-1.077*$Q$29)/6*($S$148-35)+$Q$29","v":29.340666666666664},{"$f":"($Q$29-1.077*$Q$29)/6*($T$148-35)+$Q$29","v":29.05833333333333},{"$f":"($Q$29-1.077*$Q$29)/6*($U$148-35)+$Q$29","v":28.775999999999996},{"$f":"($Q$29-1.077*$Q$29)/6*($V$148-35)+$Q$29","v":28.493666666666662},{"$f":"($Q$29-1.077*$Q$29)/6*($W$148-35)+$Q$29","v":28.211333333333329},{"$f":"($Q$29-1.077*$Q$29)/6*($X$148-35)+$Q$29","v":27.928999999999995},{"$f":"($Q$29-1.077*$Q$29)/6*($Y$148-35)+$Q$29","v":27.646666666666661},{"$f":"($Q$29-1.077*$Q$29)/6*($Z$148-35)+$Q$29","v":27.364333333333331},{"$f":"($Q$29-1.077*$Q$29)/6*($AA$148-35)+$Q$29","v":27.081999999999997},{"$f":"($Q$29-1.077*$Q$29)/6*($AB$148-35)+$Q$29","v":26.799666666666663},{"$f":"($Q$29-1.077*$Q$29)/6*($AC$148-35)+$Q$29","v":26.51733333333333},{"$f":"($Q$29-1.077*$Q$29)/6*($AD$148-35)+$Q$29","v":26.234999999999999},{"$f":"($Q$29-1.077*$Q$29)/6*($AE$148-35)+$Q$29","v":25.952666666666666},{"$f":"($Q$29-1.077*$Q$29)/6*($AF$148-35)+$Q$29","v":25.670333333333332},{"$f":"($Q$29-1.077*$Q$29)/6*($AG$148-35)+$Q$29","v":25.387999999999998},{"$f":"($Q$29-1.077*$Q$29)/6*($AH$148-35)+$Q$29","v":25.105666666666664},{"$f":"($Q$29-1.077*$Q$29)/6*($AI$148-35)+$Q$29","v":24.823333333333331},{"$f":"($Q$29-1.077*$Q$29)/6*($AJ$148-35)+$Q$29","v":24.540999999999997},{"$f":"($Q$29-1.077*$Q$29)/6*($AK$148-35)+$Q$29","v":24.258666666666667},{"$f":"($Q$29-1.077*$Q$29)/6*($AL$148-35)+$Q$29","v":23.976333333333333},{"$f":"($Q$29-1.077*$Q$29)/6*($AM$148-35)+$Q$29","v":23.693999999999999},{"$f":"($Q$29-1.077*$Q$29)/6*($AN$148-35)+$Q$29","v":23.411666666666665},{"$f":"($Q$29-1.077*$Q$29)/6*($AO$148-35)+$Q$29","v":23.129333333333332},{"$f":"($Q$29-1.077*$Q$29)/6*($AP$148-35)+$Q$29","v":22.847000000000001},{"$f":"($Q$29-1.077*$Q$29)/6*($AQ$148-35)+$Q$29","v":22.564666666666668},{"$f":"($Q$29-1.077*$Q$29)/6*($AR$148-35)+$Q$29","v":22.282333333333334},{"$f":"($Q$29-1.077*$Q$29)/6*($AS$148-35)+$Q$29","v":22},"冷房能力","Φc"]
[null,null,"冷房消費電力",{"$f":"($Q$30-0.914*$Q$30)/6*($D$148-35)+$Q$30","v":2.7214000000000018},{"$f":"($Q$30-0.914*$Q$30)/6*($E$148-35)+$Q$30","v":2.8160000000000016},{"$f":"($Q$30-0.914*$Q$30)/6*($F$148-35)+$Q$30","v":2.9106000000000019},{"$f":"($Q$30-0.914*$Q$30)/6*($G$148-35)+$Q$30","v":3.0052000000000016},{"$f":"($Q$30-0.914*$Q$30)/6*($H$148-35)+$Q$30","v":3.0998000000000014},{"$f":"($Q$30-0.914*$Q$30)/6*($I$148-35)+$Q$30","v":3.1944000000000017},{"$f":"($Q$30-0.914*$Q$30)/6*($J$148-35)+$Q$30","v":3.2890000000000015},{"$f":"($Q$30-0.914*$Q$30)/6*($K$148-35)+$Q$30","v":3.3836000000000013},{"$f":"($Q$30-0.914*$Q$30)/6*($L$148-35)+$Q$30","v":3.4782000000000015},{"$f":"($Q$30-0.914*$Q$30)/6*($M$148-35)+$Q$30","v":3.5728000000000013},{"$f":"($Q$30-0.914*$Q$30)/6*($N$148-35)+$Q$30","v":3.6674000000000011},{"$f":"($Q$30-0.914*$Q$30)/6*($O$148-35)+$Q$30","v":3.7620000000000013},{"$f":"($Q$30-0.914*$Q$30)/6*($P$148-35)+$Q$30","v":3.8566000000000011},{"$f":"($Q$30-0.914*$Q$30)/6*($Q$148-35)+$Q$30","v":3.9512000000000009},{"$f":"($Q$30-0.914*$Q$30)/6*($R$148-35)+$Q$30","v":4.0458000000000016},{"$f":"($Q$30-0.914*$Q$30)/6*($S$148-35)+$Q$30","v":4.1404000000000014},{"$f":"($Q$30-0.914*$Q$30)/6*($T$148-35)+$Q$30","v":4.2350000000000012},{"$f":"($Q$30-0.914*$Q$30)/6*($U$148-35)+$Q$30","v":4.329600000000001},{"$f":"($Q$30-0.914*$Q$30)/6*($V$148-35)+$Q$30","v":4.4242000000000008},{"$f":"($Q$30-0.914*$Q$30)/6*($W$148-35)+$Q$30","v":4.5188000000000006},{"$f":"($Q$30-0.914*$Q$30)/6*($X$148-35)+$Q$30","v":4.6134000000000004},{"$f":"($Q$30-0.914*$Q$30)/6*($Y$148-35)+$Q$30","v":4.7080000000000002},{"$f":"($Q$30-0.914*$Q$30)/6*($Z$148-35)+$Q$30","v":4.8026000000000009},{"$f":"($Q$30-0.914*$Q$30)/6*($AA$148-35)+$Q$30","v":4.8972000000000007},{"$f":"($Q$30-0.914*$Q$30)/6*($AB$148-35)+$Q$30","v":4.9918000000000005},{"$f":"($Q$30-0.914*$Q$30)/6*($AC$148-35)+$Q$30","v":5.0864000000000003},{"$f":"($Q$30-0.914*$Q$30)/6*($AD$148-35)+$Q$30","v":5.1810000000000009},{"$f":"($Q$30-0.914*$Q$30)/6*($AE$148-35)+$Q$30","v":5.2756000000000007},{"$f":"($Q$30-0.914*$Q$30)/6*($AF$148-35)+$Q$30","v":5.3702000000000005},{"$f":"($Q$30-0.914*$Q$30)/6*($AG$148-35)+$Q$30","v":5.4648000000000003},{"$f":"($Q$30-0.914*$Q$30)/6*($AH$148-35)+$Q$30","v":5.5594000000000001},{"$f":"($Q$30-0.914*$Q$30)/6*($AI$148-35)+$Q$30","v":5.6539999999999999},{"$f":"($Q$30-0.914*$Q$30)/6*($AJ$148-35)+$Q$30","v":5.7485999999999997},{"$f":"($Q$30-0.914*$Q$30)/6*($AK$148-35)+$Q$30","v":5.8432000000000004},{"$f":"($Q$30-0.914*$Q$30)/6*($AL$148-35)+$Q$30","v":5.9378000000000002},{"$f":"($Q$30-0.914*$Q$30)/6*($AM$148-35)+$Q$30","v":6.0324},{"$f":"($Q$30-0.914*$Q$30)/6*($AN$148-35)+$Q$30","v":6.1269999999999998},{"$f":"($Q$30-0.914*$Q$30)/6*($AO$148-35)+$Q$30","v":6.2215999999999996},{"$f":"($Q$30-0.914*$Q$30)/6*($AP$148-35)+$Q$30","v":6.3162000000000003},{"$f":"($Q$30-0.914*$Q$30)/6*($AQ$148-35)+$Q$30","v":6.4108000000000001},{"$f":"($Q$30-0.914*$Q$30)/6*($AR$148-35)+$Q$30","v":6.5053999999999998},{"$f":"($Q$30-0.914*$Q$30)/6*($AS$148-35)+$Q$30","v":6.6},"冷房消費電力","Pc"]
[null,null,"冷房COP",{"$f":"$D$165/$D$166","v":12.337644839665849},{"$f":"$E$165/$E$166","v":11.822916666666655},{"$f":"$F$165/$F$166","v":11.34164777021919},{"$f":"$G$165/$G$166","v":10.890678379697405},{"$f":"$H$165/$H$166","v":10.46723444523302},{"$f":"$I$165/$I$166","v":10.068870523415971},{"$f":"$J$165/$J$166","v":9.6934225195094701},{"$f":"$K$165/$K$166","v":9.3389683571738136},{"$f":"$L$165/$L$166","v":9.003795066413657},{"$f":"$M$165/$M$166","v":8.6863711001641981},{"$f":"$N$165/$N$166","v":8.385322935412912},{"$f":"$O$165/$O$166","v":8.0994152046783583},{"$f":"$P$165/$P$166","v":7.827533751663811},{"$f":"$Q$165/$Q$166","v":7.5686711210096478},{"$f":"$R$165/$R$166","v":7.3219140837411594},{"$f":"$S$165/$S$166","v":7.0864328728303194},{"$f":"$T$165/$T$166","v":6.8614718614718591},{"$f":"$U$165/$U$166","v":6.6463414634146316},{"$f":"$V$165/$V$166","v":6.440411072434939},{"$f":"$W$165/$W$166","v":6.2431028886725075},{"$f":"$X$165/$X$166","v":6.0538865045302801},{"$f":"$Y$165/$Y$166","v":5.872274143302179},{"$f":"$Z$165/$Z$166","v":5.6978164605283235},{"$f":"$AA$165/$AA$166","v":5.5300988319856232},{"$f":"$AB$165/$AB$166","v":5.3687380637578954},{"$f":"$AC$165/$AC$166","v":5.2133794694348321},{"$f":"$AD$165/$AD$166","v":5.0636942675159222},{"$f":"$AE$165/$AE$166","v":4.919377258826799},{"$f":"$AF$165/$AF$166","v":4.7801447494196356},{"$f":"$AG$165/$AG$166","v":4.6457326892109494},{"$f":"$AH$165/$AH$166","v":4.5158950006595431},{"$f":"$AI$165/$AI$166","v":4.3904020752269775},{"$f":"$AJ$165/$AJ$166","v":4.2690394182931497},{"$f":"$AK$165/$AK$166","v":4.1516064257028109},{"$f":"$AL$165/$AL$166","v":4.0379152772631839},{"$f":"$AM$165/$AM$166","v":3.9277899343544855},{"$f":"$AN$165/$AN$166","v":3.8210652304009574},{"$f":"$AO$165/$AO$166","v":3.7175860443187174},{"$f":"$AP$165/$AP$166","v":3.6172065482410312},{"$f":"$AQ$165/$AQ$166","v":3.5197895218485473},{"$f":"$AR$165/$AR$166","v":3.4252057265246312},{"$f":"$AS$165/$AS$166","v":3.3333333333333335},"冷房COP","σc"]
[null,null,"冷房COP比",{"$f":"$D$167/$AS$167","v":3.7012934518997547},{"$f":"$E$167/$AS$167","v":3.5468749999999964},{"$f":"$F$167/$AS$167","v":3.4024943310657569},{"$f":"$G$167/$AS$167","v":3.2672035139092213},{"$f":"$H$167/$AS$167","v":3.1401703335699058},{"$f":"$I$167/$AS$167","v":3.020661157024791},{"$f":"$J$167/$AS$167","v":2.9080267558528408},{"$f":"$K$167/$AS$167","v":2.8016905071521441},{"$f":"$L$167/$AS$167","v":2.7011385199240969},{"$f":"$M$167/$AS$167","v":2.6059113300492593},{"$f":"$N$167/$AS$167","v":2.5155968806238733},{"$f":"$O$167/$AS$167","v":2.4298245614035072},{"$f":"$P$167/$AS$167","v":2.3482601254991433},{"$f":"$Q$167/$AS$167","v":2.2706013363028941},{"$f":"$R$167/$AS$167","v":2.1965742251223479},{"$f":"$S$167/$AS$167","v":2.1259298618490958},{"$f":"$T$167/$AS$167","v":2.0584415584415576},{"$f":"$U$167/$AS$167","v":1.9939024390243894},{"$f":"$V$167/$AS$167","v":1.9321233217304816},{"$f":"$W$167/$AS$167","v":1.8729308666017521},{"$f":"$X$167/$AS$167","v":1.816165951359084},{"$f":"$Y$167/$AS$167","v":1.7616822429906536},{"$f":"$Z$167/$AS$167","v":1.7093449381584969},{"$f":"$AA$167/$AS$167","v":1.6590296495956869},{"$f":"$AB$167/$AS$167","v":1.6106214191273684},{"$f":"$AC$167/$AS$167","v":1.5640138408304496},{"$f":"$AD$167/$AS$167","v":1.5191082802547766},{"$f":"$AE$167/$AS$167","v":1.4758131776480397},{"$f":"$AF$167/$AS$167","v":1.4340434248258906},{"$f":"$AG$167/$AS$167","v":1.3937198067632848},{"$f":"$AH$167/$AS$167","v":1.3547685001978629},{"$f":"$AI$167/$AS$167","v":1.3171206225680931},{"$f":"$AJ$167/$AS$167","v":1.2807118254879448},{"$f":"$AK$167/$AS$167","v":1.2454819277108433},{"$f":"$AL$167/$AS$167","v":1.2113745831789551},{"$f":"$AM$167/$AS$167","v":1.1783369803063457},{"$f":"$AN$167/$AS$167","v":1.1463195691202872},{"$f":"$AO$167/$AS$167","v":1.1152758132956151},{"$f":"$AP$167/$AS$167","v":1.0851619644723094},{"$f":"$AQ$167/$AS$167","v":1.0559368565545642},{"$f":"$AR$167/$AS$167","v":1.0275617179573893},{"$f":"$AS$167/$AS$167","v":1},"冷房COP比","βc"]
[null,null,"Σ",{"$f":"$D$161*$D$164","v":0},{"$f":"$E$161*$E$164","v":0},{"$f":"$F$161*$F$164","v":0},{"$f":"$G$161*$G$164","v":0},{"$f":"$H$161*$H$164","v":0},{"$f":"$I$161*$I$164","v":0},{"$f":"$J$161*$J$164","v":0},{"$f":"$K$161*$K$164","v":0},{"$f":"$L$161*$L$164","v":0},{"$f":"$M$161*$M$164","v":0},{"$f":"$N$161*$N$164","v":0},{"$f":"$O$161*$O$164","v":0},{"$f":"$P$161*$P$164","v":0},{"$f":"$Q$161*$Q$164","v":0},{"$f":"$R$161*$R$164","v":0},{"$f":"$S$161*$S$164","v":0},{"$f":"$T$161*$T$164","v":0},{"$f":"$U$161*$U$164","v":0},{"$f":"$V$161*$V$164","v":0},{"$f":"$W$161*$W$164","v":0},{"$f":"$X$161*$X$164","v":0},{"$f":"$Y$161*$Y$164","v":0},{"$f":"$Z$161*$Z$164","v":0},{"$f":"$AA$161*$AA$164","v":0},{"$f":"$AB$161*$AB$164","v":0},{"$f":"$AC$161*$AC$164","v":0},{"$f":"$AD$161*$AD$164","v":0},{"$f":"$AE$161*$AE$164","v":0},{"$f":"$AF$161*$AF$164","v":0},{"$f":"$AG$161*$AG$164","v":0},{"$f":"$AH$161*$AH$164","v":0},{"$f":"$AI$161*$AI$164","v":0},{"$f":"$AJ$161*$AJ$164","v":0},{"$f":"$AK$161*$AK$164","v":0},{"$f":"$AL$161*$AL$164","v":0},{"$f":"$AM$161*$AM$164","v":0},{"$f":"$AN$161*$AN$164","v":0},{"$f":"$AO$161*$AO$164","v":0},{"$f":"$AP$161*$AP$164","v":0},{"$f":"$AQ$161*$AQ$164","v":0},{"$f":"$AR$161*$AR$164","v":0},{"$f":"$AS$161*$AS$164","v":0},{"$f":"SUM($D$169:$AS$169)","v":0},"Σ"]
[null,"前2","冷房時消費電力比",{"$f":"$D$162/$D174","v":{"$error":"#DIV/0!"}},{"$f":"$E$162/$E174","v":{"$error":"#DIV/0!"}},{"$f":"$F$162/$F174","v":{"$error":"#DIV/0!"}},{"$f":"$G$162/$G174","v":{"$error":"#DIV/0!"}},{"$f":"$H$162/$H174","v":{"$error":"#DIV/0!"}},{"$f":"$I$162/$I174","v":{"$error":"#DIV/0!"}},{"$f":"$J$162/$J174","v":{"$error":"#DIV/0!"}},{"$f":"$K$162/$K174","v":{"$error":"#DIV/0!"}},{"$f":"$L$162/$L174","v":{"$error":"#DIV/0!"}},{"$f":"$M$162/$M174","v":{"$error":"#DIV/0!"}},{"$f":"$N$162/$N174","v":{"$error":"#DIV/0!"}},{"$f":"$O$162/$O174","v":{"$error":"#DIV/0!"}},{"$f":"$P$162/$P174","v":{"$error":"#DIV/0!"}},{"$f":"$Q$162/$Q174","v":{"$error":"#DIV/0!"}},{"$f":"$R$162/$R174","v":{"$error":"#DIV/0!"}},{"$f":"$S$162/$S174","v":{"$error":"#DIV/0!"}},{"$f":"$T$162/$T174","v":{"$error":"#DIV/0!"}},{"$f":"$U$162/$U174","v":{"$error":"#DIV/0!"}},{"$f":"$V$162/$V174","v":{"$error":"#DIV/0!"}},{"$f":"$W$162/$W174","v":{"$error":"#DIV/0!"}},{"$f":"$X$162/$X174","v":{"$error":"#DIV/0!"}},{"$f":"$Y$162/$Y174","v":{"$error":"#DIV/0!"}},{"$f":"$Z$162/$Z174","v":{"$error":"#DIV/0!"}},{"$f":"$AA$162/$AA174","v":{"$error":"#DIV/0!"}},{"$f":"$AB$162/$AB174","v":{"$error":"#DIV/0!"}},{"$f":"$AC$162/$AC174","v":{"$error":"#DIV/0!"}},{"$f":"$AD$162/$AD174","v":{"$error":"#DIV/0!"}},{"$f":"$AE$162/$AE174","v":{"$error":"#DIV/0!"}},{"$f":"$AF$162/$AF174","v":{"$error":"#DIV/0!"}},{"$f":"$AG$162/$AG174","v":{"$error":"#DIV/0!"}},{"$f":"$AH$162/$AH174","v":{"$error":"#DIV/0!"}},{"$f":"$AI$162/$AI174","v":{"$error":"#DIV/0!"}},{"$f":"$AJ$162/$AJ174","v":{"$error":"#DIV/0!"}},{"$f":"$AK$162/$AK174","v":{"$error":"#DIV/0!"}},{"$f":"$AL$162/$AL174","v":{"$error":"#DIV/0!"}},{"$f":"$AM$162/$AM174","v":{"$error":"#DIV/0!"}},{"$f":"$AN$162/$AN174","v":{"$error":"#DIV/0!"}},{"$f":"$AO$162/$AO174","v":{"$error":"#DIV/0!"}},{"$f":"$AP$162/$AP174","v":{"$error":"#DIV/0!"}},{"$f":"$AQ$162/$AQ174","v":{"$error":"#DIV/0!"}},{"$f":"$AR$162/$AR174","v":{"$error":"#DIV/0!"}},{"$f":"$AS$162/$AS174","v":{"$error":"#DIV/0!"}},"冷房時消費電力比","εc"]
[null,null,"冷房能力",{"$f":"($R$29-1.077*$R$29)/6*($D$148-35)+$R$29","v":0},{"$f":"($R$29-1.077*$R$29)/6*($E$148-35)+$R$29","v":0},{"$f":"($R$29-1.077*$R$29)/6*($F$148-35)+$R$29","v":0},{"$f":"($R$29-1.077*$R$29)/6*($G$148-35)+$R$29","v":0},{"$f":"($R$29-1.077*$R$29)/6*($H$148-35)+$R$29","v":0},{"$f":"($R$29-1.077*$R$29)/6*($I$148-35)+$R$29","v":0},{"$f":"($R$29-1.077*$R$29)/6*($J$148-35)+$R$29","v":0},{"$f":"($R$29-1.077*$R$29)/6*($K$148-35)+$R$29","v":0},{"$f":"($R$29-1.077*$R$29)/6*($L$148-35)+$R$29","v":0},{"$f":"($R$29-1.077*$R$29)/6*($M$148-35)+$R$29","v":0},{"$f":"($R$29-1.077*$R$29)/6*($N$148-35)+$R$29","v":0},{"$f":"($R$29-1.077*$R$29)/6*($O$148-35)+$R$29","v":0},{"$f":"($R$29-1.077*$R$29)/6*($P$148-35)+$R$29","v":0},{"$f":"($R$29-1.077*$R$29)/6*($Q$148-35)+$R$29","v":0},{"$f":"($R$29-1.077*$R$29)/6*($R$148-35)+$R$29","v":0},{"$f":"($R$29-1.077*$R$29)/6*($S$148-35)+$R$29","v":0},{"$f":"($R$29-1.077*$R$29)/6*($T$148-35)+$R$29","v":0},{"$f":"($R$29-1.077*$R$29)/6*($U$148-35)+$R$29","v":0},{"$f":"($R$29-1.077*$R$29)/6*($V$148-35)+$R$29","v":0},{"$f":"($R$29-1.077*$R$29)/6*($W$148-35)+$R$29","v":0},{"$f":"($R$29-1.077*$R$29)/6*($X$148-35)+$R$29","v":0},{"$f":"($R$29-1.077*$R$29)/6*($Y$148-35)+$R$29","v":0},{"$f":"($R$29-1.077*$R$29)/6*($Z$148-35)+$R$29","v":0},{"$f":"($R$29-1.077*$R$29)/6*($AA$148-35)+$R$29","v":0},{"$f":"($R$29-1.077*$R$29)/6*($AB$148-35)+$R$29","v":0},{"$f":"($R$29-1.077*$R$29)/6*($AC$148-35)+$R$29","v":0},{"$f":"($R$29-1.077*$R$29)/6*($AD$148-35)+$R$29","v":0},{"$f":"($R$29-1.077*$R$29)/6*($AE$148-35)+$R$29","v":0},{"$f":"($R$29-1.077*$R$29)/6*($AF$148-35)+$R$29","v":0},{"$f":"($R$29-1.077*$R$29)/6*($AG$148-35)+$R$29","v":0},{"$f":"($R$29-1.077*$R$29)/6*($AH$148-35)+$R$29","v":0},{"$f":"($R$29-1.077*$R$29)/6*($AI$148-35)+$R$29","v":0},{"$f":"($R$29-1.077*$R$29)/6*($AJ$148-35)+$R$29","v":0},{"$f":"($R$29-1.077*$R$29)/6*($AK$148-35)+$R$29","v":0},{"$f":"($R$29-1.077*$R$29)/6*($AL$148-35)+$R$29","v":0},{"$f":"($R$29-1.077*$R$29)/6*($AM$148-35)+$R$29","v":0},{"$f":"($R$29-1.077*$R$29)/6*($AN$148-35)+$R$29","v":0},{"$f":"($R$29-1.077*$R$29)/6*($AO$148-35)+$R$29","v":0},{"$f":"($R$29-1.077*$R$29)/6*($AP$148-35)+$R$29","v":0},{"$f":"($R$29-1.077*$R$29)/6*($AQ$148-35)+$R$29","v":0},{"$f":"($R$29-1.077*$R$29)/6*($AR$148-35)+$R$29","v":0},{"$f":"($R$29-1.077*$R$29)/6*($AS$148-35)+$R$29","v":0},"冷房能力","Φc"]
[null,null,"冷房消費電力",{"$f":"($R$30-0.914*$R$30)/6*($D$148-35)+$R$30","v":0},{"$f":"($R$30-0.914*$R$30)/6*($E$148-35)+$R$30","v":0},{"$f":"($R$30-0.914*$R$30)/6*($F$148-35)+$R$30","v":0},{"$f":"($R$30-0.914*$R$30)/6*($G$148-35)+$R$30","v":0},{"$f":"($R$30-0.914*$R$30)/6*($H$148-35)+$R$30","v":0},{"$f":"($R$30-0.914*$R$30)/6*($I$148-35)+$R$30","v":0},{"$f":"($R$30-0.914*$R$30)/6*($J$148-35)+$R$30","v":0},{"$f":"($R$30-0.914*$R$30)/6*($K$148-35)+$R$30","v":0},{"$f":"($R$30-0.914*$R$30)/6*($L$148-35)+$R$30","v":0},{"$f":"($R$30-0.914*$R$30)/6*($M$148-35)+$R$30","v":0},{"$f":"($R$30-0.914*$R$30)/6*($N$148-35)+$R$30","v":0},{"$f":"($R$30-0.914*$R$30)/6*($O$148-35)+$R$30","v":0},{"$f":"($R$30-0.914*$R$30)/6*($P$148-35)+$R$30","v":0},{"$f":"($R$30-0.914*$R$30)/6*($Q$148-35)+$R$30","v":0},{"$f":"($R$30-0.914*$R$30)/6*($R$148-35)+$R$30","v":0},{"$f":"($R$30-0.914*$R$30)/6*($S$148-35)+$R$30","v":0},{"$f":"($R$30-0.914*$R$30)/6*($T$148-35)+$R$30","v":0},{"$f":"($R$30-0.914*$R$30)/6*($U$148-35)+$R$30","v":0},{"$f":"($R$30-0.914*$R$30)/6*($V$148-35)+$R$30","v":0},{"$f":"($R$30-0.914*$R$30)/6*($W$148-35)+$R$30","v":0},{"$f":"($R$30-0.914*$R$30)/6*($X$148-35)+$R$30","v":0},{"$f":"($R$30-0.914*$R$30)/6*($Y$148-35)+$R$30","v":0},{"$f":"($R$30-0.914*$R$30)/6*($Z$148-35)+$R$30","v":0},{"$f":"($R$30-0.914*$R$30)/6*($AA$148-35)+$R$30","v":0},{"$f":"($R$30-0.914*$R$30)/6*($AB$148-35)+$R$30","v":0},{"$f":"($R$30-0.914*$R$30)/6*($AC$148-35)+$R$30","v":0},{"$f":"($R$30-0.914*$R$30)/6*($AD$148-35)+$R$30","v":0},{"$f":"($R$30-0.914*$R$30)/6*($AE$148-35)+$R$30","v":0},{"$f":"($R$30-0.914*$R$30)/6*($AF$148-35)+$R$30","v":0},{"$f":"($R$30-0.914*$R$30)/6*($AG$148-35)+$R$30","v":0},{"$f":"($R$30-0.914*$R$30)/6*($AH$148-35)+$R$30","v":0},{"$f":"($R$30-0.914*$R$30)/6*($AI$148-35)+$R$30","v":0},{"$f":"($R$30-0.914*$R$30)/6*($AJ$148-35)+$R$30","v":0},{"$f":"($R$30-0.914*$R$30)/6*($AK$148-35)+$R$30","v":0},{"$f":"($R$30-0.914*$R$30)/6*($AL$148-35)+$R$30","v":0},{"$f":"($R$30-0.914*$R$30)/6*($AM$148-35)+$R$30","v":0},{"$f":"($R$30-0.914*$R$30)/6*($AN$148-35)+$R$30","v":0},{"$f":"($R$30-0.914*$R$30)/6*($AO$148-35)+$R$30","v":0},{"$f":"($R$30-0.914*$R$30)/6*($AP$148-35)+$R$30","v":0},{"$f":"($R$30-0.914*$R$30)/6*($AQ$148-35)+$R$30","v":0},{"$f":"($R$30-0.914*$R$30)/6*($AR$148-35)+$R$30","v":0},{"$f":"($R$30-0.914*$R$30)/6*($AS$148-35)+$R$30","v":0},"冷房消費電力","Pc"]
[null,null,"冷房COP",{"$f":"D$171/D$172","v":{"$error":"#DIV/0!"}},{"$f":"E$171/E$172","v":{"$error":"#DIV/0!"}},{"$error":"#DIV/0!"},{"$error":"#DIV/0!"},{"$error":"#DIV/0!"},{"$error":"#DIV/0!"},{"$error":"#DIV/0!"},{"$error":"#DIV/0!"},{"$error":"#DIV/0!"},{"$error":"#DIV/0!"},{"$error":"#DIV/0!"},{"$error":"#DIV/0!"},{"$error":"#DIV/0!"},{"$error":"#DIV/0!"},{"$error":"#DIV/0!"},{"$error":"#DIV/0!"},{"$error":"#DIV/0!"},{"$error":"#DIV/0!"},{"$error":"#DIV/0!"},{"$error":"#DIV/0!"},{"$error":"#DIV/0!"},{"$error":"#DIV/0!"},{"$error":"#DIV/0!"},{"$error":"#DIV/0!"},{"$error":"#DIV/0!"},{"$error":"#DIV/0!"},{"$error":"#DIV/0!"},{"$error":"#DIV/0!"},{"$error":"#DIV/0!"},{"$error":"#DIV/0!"},{"$error":"#DIV/0!"},{"$error":"#DIV/0!"},{"$error":"#DIV/0!"},{"$error":"#DIV/0!"},{"$error":"#DIV/0!"},{"$error":"#DIV/0!"},{"$error":"#DIV/0!"},{"$error":"#DIV/0!"},{"$error":"#DIV/0!"},{"$error":"#DIV/0!"},{"$error":"#DIV/0!"},{"$error":"#DIV/0!"},"冷房COP","σc"]
[null,null,"冷房COP比",{"$f":"D$173/$AS$173","v":{"$error":"#DIV/0!"}},{"$error":"#DIV/0!"},{"$error":"#DIV/0!"},{"$error":"#DIV/0!"},{"$error":"#DIV/0!"},{"$error":"#DIV/0!"},{"$error":"#DIV/0!"},{"$error":"#DIV/0!"},{"$error":"#DIV/0!"},{"$error":"#DIV/0!"},{"$error":"#DIV/0!"},{"$error":"#DIV/0!"},{"$error":"#DIV/0!"},{"$error":"#DIV/0!"},{"$error":"#DIV/0!"},{"$error":"#DIV/0!"},{"$error":"#DIV/0!"},{"$error":"#DIV/0!"},{"$error":"#DIV/0!"},{"$error":"#DIV/0!"},{"$error":"#DIV/0!"},{"$error":"#DIV/0!"},{"$error":"#DIV/0!"},{"$error":"#DIV/0!"},{"$error":"#DIV/0!"},{"$error":"#DIV/0!"},{"$error":"#DIV/0!"},{"$error":"#DIV/0!"},{"$error":"#DIV/0!"},{"$error":"#DIV/0!"},{"$error":"#DIV/0!"},{"$error":"#DIV/0!"},{"$error":"#DIV/0!"},{"$error":"#DIV/0!"},{"$error":"#DIV/0!"},{"$error":"#DIV/0!"},{"$error":"#DIV/0!"},{"$error":"#DIV/0!"},{"$error":"#DIV/0!"},{"$error":"#DIV/0!"},{"$error":"#DIV/0!"},{"$error":"#DIV/0!"},"冷房COP比","βc"]
[null,null,"Σ",{"$f":"D$161*D$170","v":{"$error":"#DIV/0!"}},{"$f":"E$161*E$170","v":{"$error":"#DIV/0!"}},{"$error":"#DIV/0!"},{"$f":"G$161*G$170","v":{"$error":"#DIV/0!"}},{"$error":"#DIV/0!"},{"$error":"#DIV/0!"},{"$error":"#DIV/0!"},{"$error":"#DIV/0!"},{"$error":"#DIV/0!"},{"$error":"#DIV/0!"},{"$error":"#DIV/0!"},{"$error":"#DIV/0!"},{"$error":"#DIV/0!"},{"$error":"#DIV/0!"},{"$error":"#DIV/0!"},{"$error":"#DIV/0!"},{"$error":"#DIV/0!"},{"$error":"#DIV/0!"},{"$error":"#DIV/0!"},{"$error":"#DIV/0!"},{"$error":"#DIV/0!"},{"$error":"#DIV/0!"},{"$error":"#DIV/0!"},{"$error":"#DIV/0!"},{"$error":"#DIV/0!"},{"$error":"#DIV/0!"},{"$error":"#DIV/0!"},{"$error":"#DIV/0!"},{"$error":"#DIV/0!"},{"$error":"#DIV/0!"},{"$error":"#DIV/0!"},{"$error":"#DIV/0!"},{"$error":"#DIV/0!"},{"$error":"#DIV/0!"},{"$error":"#DIV/0!"},{"$error":"#DIV/0!"},{"$error":"#DIV/0!"},{"$error":"#DIV/0!"},{"$error":"#DIV/0!"},{"$error":"#DIV/0!"},{"$error":"#DIV/0!"},{"$error":"#DIV/0!"},{"$f":"SUM($D$175:$AS$175)","v":{"$error":"#DIV/0!"}},"Σ"]
[null,"前3","冷房時消費電力比",{"$f":"$D$162/$D180","v":{"$error":"#DIV/0!"}},{"$f":"$E$162/$E180","v":{"$error":"#DIV/0!"}},{"$f":"$F$162/$F180","v":{"$error":"#DIV/0!"}},{"$f":"$G$162/$G180","v":{"$error":"#DIV/0!"}},{"$f":"$H$162/$H180","v":{"$error":"#DIV/0!"}},{"$f":"$I$162/$I180","v":{"$error":"#DIV/0!"}},{"$f":"$J$162/$J180","v":{"$error":"#DIV/0!"}},{"$f":"$K$162/$K180","v":{"$error":"#DIV/0!"}},{"$f":"$L$162/$L180","v":{"$error":"#DIV/0!"}},{"$f":"$M$162/$M180","v":{"$error":"#DIV/0!"}},{"$f":"$N$162/$N180","v":{"$error":"#DIV/0!"}},{"$f":"$O$162/$O180","v":{"$error":"#DIV/0!"}},{"$f":"$P$162/$P180","v":{"$error":"#DIV/0!"}},{"$f":"$Q$162/$Q180","v":{"$error":"#DIV/0!"}},{"$f":"$R$162/$R180","v":{"$error":"#DIV/0!"}},{"$f":"$S$162/$S180","v":{"$error":"#DIV/0!"}},{"$f":"$T$162/$T180","v":{"$error":"#DIV/0!"}},{"$f":"$U$162/$U180","v":{"$error":"#DIV/0!"}},{"$f":"$V$162/$V180","v":{"$error":"#DIV/0!"}},{"$f":"$W$162/$W180","v":{"$error":"#DIV/0!"}},{"$f":"$X$162/$X180","v":{"$error":"#DIV/0!"}},{"$f":"$Y$162/$Y180","v":{"$error":"#DIV/0!"}},{"$f":"$Z$162/$Z180","v":{"$error":"#DIV/0!"}},{"$f":"$AA$162/$AA180","v":{"$error":"#DIV/0!"}},{"$f":"$AB$162/$AB180","v":{"$error":"#DIV/0!"}},{"$f":"$AC$162/$AC180","v":{"$error":"#DIV/0!"}},{"$f":"$AD$162/$AD180","v":{"$error":"#DIV/0!"}},{"$f":"$AE$162/$AE180","v":{"$error":"#DIV/0!"}},{"$f":"$AF$162/$AF180","v":{"$error":"#DIV/0!"}},{"$f":"$AG$162/$AG180","v":{"$error":"#DIV/0!"}},{"$f":"$AH$162/$AH180","v":{"$error":"#DIV/0!"}},{"$f":"$AI$162/$AI180","v":{"$error":"#DIV/0!"}},{"$f":"$AJ$162/$AJ180","v":{"$error":"#DIV/0!"}},{"$f":"$AK$162/$AK180","v":{"$error":"#DIV/0!"}},{"$f":"$AL$162/$AL180","v":{"$error":"#DIV/0!"}},{"$f":"$AM$162/$AM180","v":{"$error":"#DIV/0!"}},{"$f":"$AN$162/$AN180","v":{"$error":"#DIV/0!"}},{"$f":"$AO$162/$AO180","v":{"$error":"#DIV/0!"}},{"$f":"$AP$162/$AP180","v":{"$error":"#DIV/0!"}},{"$f":"$AQ$162/$AQ180","v":{"$error":"#DIV/0!"}},{"$f":"$AR$162/$AR180","v":{"$error":"#DIV/0!"}},{"$f":"$AS$162/$AS180","v":{"$error":"#DIV/0!"}},"冷房時消費電力比","εc"]
[null,null,"冷房能力",{"$f":"($S$29-1.077*$S$29)/6*($D$148-35)+$S$29","v":0},{"$f":"($S$29-1.077*$S$29)/6*($E$148-35)+$S$29","v":0},{"$f":"($S$29-1.077*$S$29)/6*($F$148-35)+$S$29","v":0},{"$f":"($S$29-1.077*$S$29)/6*($G$148-35)+$S$29","v":0},{"$f":"($S$29-1.077*$S$29)/6*($H$148-35)+$S$29","v":0},{"$f":"($S$29-1.077*$S$29)/6*($I$148-35)+$S$29","v":0},{"$f":"($S$29-1.077*$S$29)/6*($J$148-35)+$S$29","v":0},{"$f":"($S$29-1.077*$S$29)/6*($K$148-35)+$S$29","v":0},{"$f":"($S$29-1.077*$S$29)/6*($L$148-35)+$S$29","v":0},{"$f":"($S$29-1.077*$S$29)/6*($M$148-35)+$S$29","v":0},{"$f":"($S$29-1.077*$S$29)/6*($N$148-35)+$S$29","v":0},{"$f":"($S$29-1.077*$S$29)/6*($O$148-35)+$S$29","v":0},{"$f":"($S$29-1.077*$S$29)/6*($P$148-35)+$S$29","v":0},{"$f":"($S$29-1.077*$S$29)/6*($Q$148-35)+$S$29","v":0},{"$f":"($S$29-1.077*$S$29)/6*($R$148-35)+$S$29","v":0},{"$f":"($S$29-1.077*$S$29)/6*($S$148-35)+$S$29","v":0},{"$f":"($S$29-1.077*$S$29)/6*($T$148-35)+$S$29","v":0},{"$f":"($S$29-1.077*$S$29)/6*($U$148-35)+$S$29","v":0},{"$f":"($S$29-1.077*$S$29)/6*($V$148-35)+$S$29","v":0},{"$f":"($S$29-1.077*$S$29)/6*($W$148-35)+$S$29","v":0},{"$f":"($S$29-1.077*$S$29)/6*($X$148-35)+$S$29","v":0},{"$f":"($S$29-1.077*$S$29)/6*($Y$148-35)+$S$29","v":0},{"$f":"($S$29-1.077*$S$29)/6*($Z$148-35)+$S$29","v":0},{"$f":"($S$29-1.077*$S$29)/6*($AA$148-35)+$S$29","v":0},{"$f":"($S$29-1.077*$S$29)/6*($AB$148-35)+$S$29","v":0},{"$f":"($S$29-1.077*$S$29)/6*($AC$148-35)+$S$29","v":0},{"$f":"($S$29-1.077*$S$29)/6*($AD$148-35)+$S$29","v":0},{"$f":"($S$29-1.077*$S$29)/6*($AE$148-35)+$S$29","v":0},{"$f":"($S$29-1.077*$S$29)/6*($AF$148-35)+$S$29","v":0},{"$f":"($S$29-1.077*$S$29)/6*($AG$148-35)+$S$29","v":0},{"$f":"($S$29-1.077*$S$29)/6*($AH$148-35)+$S$29","v":0},{"$f":"($S$29-1.077*$S$29)/6*($AI$148-35)+$S$29","v":0},{"$f":"($S$29-1.077*$S$29)/6*($AJ$148-35)+$S$29","v":0},{"$f":"($S$29-1.077*$S$29)/6*($AK$148-35)+$S$29","v":0},{"$f":"($S$29-1.077*$S$29)/6*($AL$148-35)+$S$29","v":0},{"$f":"($S$29-1.077*$S$29)/6*($AM$148-35)+$S$29","v":0},{"$f":"($S$29-1.077*$S$29)/6*($AN$148-35)+$S$29","v":0},{"$f":"($S$29-1.077*$S$29)/6*($AO$148-35)+$S$29","v":0},{"$f":"($S$29-1.077*$S$29)/6*($AP$148-35)+$S$29","v":0},{"$f":"($S$29-1.077*$S$29)/6*($AQ$148-35)+$S$29","v":0},{"$f":"($S$29-1.077*$S$29)/6*($AR$148-35)+$S$29","v":0},{"$f":"($S$29-1.077*$S$29)/6*($AS$148-35)+$S$29","v":0},"冷房能力","Φc"]
[null,null,"冷房消費電力",{"$f":"($S$30-0.914*$S$30)/6*($D$148-35)+$S$30","v":0},{"$f":"($S$30-0.914*$S$30)/6*($E$148-35)+$S$30","v":0},{"$f":"($S$30-0.914*$S$30)/6*($F$148-35)+$S$30","v":0},{"$f":"($S$30-0.914*$S$30)/6*($G$148-35)+$S$30","v":0},{"$f":"($S$30-0.914*$S$30)/6*($H$148-35)+$S$30","v":0},{"$f":"($S$30-0.914*$S$30)/6*($I$148-35)+$S$30","v":0},{"$f":"($S$30-0.914*$S$30)/6*($J$148-35)+$S$30","v":0},{"$f":"($S$30-0.914*$S$30)/6*($K$148-35)+$S$30","v":0},{"$f":"($S$30-0.914*$S$30)/6*($L$148-35)+$S$30","v":0},{"$f":"($S$30-0.914*$S$30)/6*($M$148-35)+$S$30","v":0},{"$f":"($S$30-0.914*$S$30)/6*($N$148-35)+$S$30","v":0},{"$f":"($S$30-0.914*$S$30)/6*($O$148-35)+$S$30","v":0},{"$f":"($S$30-0.914*$S$30)/6*($P$148-35)+$S$30","v":0},{"$f":"($S$30-0.914*$S$30)/6*($Q$148-35)+$S$30","v":0},{"$f":"($S$30-0.914*$S$30)/6*($R$148-35)+$S$30","v":0},{"$f":"($S$30-0.914*$S$30)/6*($S$148-35)+$S$30","v":0},{"$f":"($S$30-0.914*$S$30)/6*($T$148-35)+$S$30","v":0},{"$f":"($S$30-0.914*$S$30)/6*($U$148-35)+$S$30","v":0},{"$f":"($S$30-0.914*$S$30)/6*($V$148-35)+$S$30","v":0},{"$f":"($S$30-0.914*$S$30)/6*($W$148-35)+$S$30","v":0},{"$f":"($S$30-0.914*$S$30)/6*($X$148-35)+$S$30","v":0},{"$f":"($S$30-0.914*$S$30)/6*($Y$148-35)+$S$30","v":0},{"$f":"($S$30-0.914*$S$30)/6*($Z$148-35)+$S$30","v":0},{"$f":"($S$30-0.914*$S$30)/6*($AA$148-35)+$S$30","v":0},{"$f":"($S$30-0.914*$S$30)/6*($AB$148-35)+$S$30","v":0},{"$f":"($S$30-0.914*$S$30)/6*($AC$148-35)+$S$30","v":0},{"$f":"($S$30-0.914*$S$30)/6*($AD$148-35)+$S$30","v":0},{"$f":"($S$30-0.914*$S$30)/6*($AE$148-35)+$S$30","v":0},{"$f":"($S$30-0.914*$S$30)/6*($AF$148-35)+$S$30","v":0},{"$f":"($S$30-0.914*$S$30)/6*($AG$148-35)+$S$30","v":0},{"$f":"($S$30-0.914*$S$30)/6*($AH$148-35)+$S$30","v":0},{"$f":"($S$30-0.914*$S$30)/6*($AI$148-35)+$S$30","v":0},{"$f":"($S$30-0.914*$S$30)/6*($AJ$148-35)+$S$30","v":0},{"$f":"($S$30-0.914*$S$30)/6*($AK$148-35)+$S$30","v":0},{"$f":"($S$30-0.914*$S$30)/6*($AL$148-35)+$S$30","v":0},{"$f":"($S$30-0.914*$S$30)/6*($AM$148-35)+$S$30","v":0},{"$f":"($S$30-0.914*$S$30)/6*($AN$148-35)+$S$30","v":0},{"$f":"($S$30-0.914*$S$30)/6*($AO$148-35)+$S$30","v":0},{"$f":"($S$30-0.914*$S$30)/6*($AP$148-35)+$S$30","v":0},{"$f":"($S$30-0.914*$S$30)/6*($AQ$148-35)+$S$30","v":0},{"$f":"($S$30-0.914*$S$30)/6*($AR$148-35)+$S$30","v":0},{"$f":"($S$30-0.914*$S$30)/6*($AS$148-35)+$S$30","v":0},"冷房消費電力","Pc"]
[null,null,"冷房COP",{"$f":"D$177/D$178","v":{"$error":"#DIV/0!"}},{"$f":"E$177/E$178","v":{"$error":"#DIV/0!"}},{"$error":"#DIV/0!"},{"$error":"#DIV/0!"},{"$error":"#DIV/0!"},{"$error":"#DIV/0!"},{"$error":"#DIV/0!"},{"$error":"#DIV/0!"},{"$error":"#DIV/0!"},{"$error":"#DIV/0!"},{"$error":"#DIV/0!"},{"$error":"#DIV/0!"},{"$error":"#DIV/0!"},{"$error":"#DIV/0!"},{"$error":"#DIV/0!"},{"$error":"#DIV/0!"},{"$error":"#DIV/0!"},{"$error":"#DIV/0!"},{"$error":"#DIV/0!"},{"$error":"#DIV/0!"},{"$error":"#DIV/0!"},{"$error":"#DIV/0!"},{"$error":"#DIV/0!"},{"$error":"#DIV/0!"},{"$error":"#DIV/0!"},{"$error":"#DIV/0!"},{"$error":"#DIV/0!"},{"$error":"#DIV/0!"},{"$error":"#DIV/0!"},{"$error":"#DIV/0!"},{"$error":"#DIV/0!"},{"$error":"#DIV/0!"},{"$error":"#DIV/0!"},{"$error":"#DIV/0!"},{"$error":"#DIV/0!"},{"$error":"#DIV/0!"},{"$error":"#DIV/0!"},{"$error":"#DIV/0!"},{"$error":"#DIV/0!"},{"$error":"#DIV/0!"},{"$error":"#DIV/0!"},{"$error":"#DIV/0!"},"冷房COP","σc"]
[null,null,"冷房COP比",{"$f":"D$179/$AS$179","v":{"$error":"#DIV/0!"}},{"$error":"#DIV/0!"},{"$error":"#DIV/0!"},{"$error":"#DIV/0!"},{"$error":"#DIV/0!"},{"$error":"#DIV/0!"},{"$error":"#DIV/0!"},{"$error":"#DIV/0!"},{"$error":"#DIV/0!"},{"$error":"#DIV/0!"},{"$error":"#DIV/0!"},{"$error":"#DIV/0!"},{"$error":"#DIV/0!"},{"$error":"#DIV/0!"},{"$error":"#DIV/0!"},{"$error":"#DIV/0!"},{"$error":"#DIV/0!"},{"$error":"#DIV/0!"},{"$error":"#DIV/0!"},{"$error":"#DIV/0!"},{"$error":"#DIV/0!"},{"$error":"#DIV/0!"},{"$error":"#DIV/0!"},{"$error":"#DIV/0!"},{"$error":"#DIV/0!"},{"$error":"#DIV/0!"},{"$error":"#DIV/0!"},{"$error":"#DIV/0!"},{"$error":"#DIV/0!"},{"$error":"#DIV/0!"},{"$error":"#DIV/0!"},{"$error":"#DIV/0!"},{"$error":"#DIV/0!"},{"$error":"#DIV/0!"},{"$error":"#DIV/0!"},{"$error":"#DIV/0!"},{"$error":"#DIV/0!"},{"$error":"#DIV/0!"},{"$error":"#DIV/0!"},{"$error":"#DIV/0!"},{"$error":"#DIV/0!"},{"$error":"#DIV/0!"},"冷房COP比","βc"]
[null,null,"Σ",{"$f":"D$161*D$176","v":{"$error":"#DIV/0!"}},{"$f":"E$161*E$176","v":{"$error":"#DIV/0!"}},{"$error":"#DIV/0!"},{"$f":"G$161*G$176","v":{"$error":"#DIV/0!"}},{"$error":"#DIV/0!"},{"$error":"#DIV/0!"},{"$error":"#DIV/0!"},{"$error":"#DIV/0!"},{"$error":"#DIV/0!"},{"$error":"#DIV/0!"},{"$error":"#DIV/0!"},{"$error":"#DIV/0!"},{"$error":"#DIV/0!"},{"$error":"#DIV/0!"},{"$error":"#DIV/0!"},{"$error":"#DIV/0!"},{"$error":"#DIV/0!"},{"$error":"#DIV/0!"},{"$error":"#DIV/0!"},{"$error":"#DIV/0!"},{"$error":"#DIV/0!"},{"$error":"#DIV/0!"},{"$error":"#DIV/0!"},{"$error":"#DIV/0!"},{"$error":"#DIV/0!"},{"$error":"#DIV/0!"},{"$error":"#DIV/0!"},{"$error":"#DIV/0!"},{"$error":"#DIV/0!"},{"$error":"#DIV/0!"},{"$error":"#DIV/0!"},{"$error":"#DIV/0!"},{"$error":"#DIV/0!"},{"$error":"#DIV/0!"},{"$error":"#DIV/0!"},{"$error":"#DIV/0!"},{"$error":"#DIV/0!"},{"$error":"#DIV/0!"},{"$error":"#DIV/0!"},{"$error":"#DIV/0!"},{"$error":"#DIV/0!"},{"$error":"#DIV/0!"},{"$f":"SUM($D$181:$AS$181)","v":{"$error":"#DIV/0!"}},"Σ"]
[null,"前4","冷房時消費電力比",{"$f":"$D$162/$D186","v":{"$error":"#DIV/0!"}},{"$f":"$E$162/$E186","v":{"$error":"#DIV/0!"}},{"$f":"$F$162/$F186","v":{"$error":"#DIV/0!"}},{"$f":"$G$162/$G186","v":{"$error":"#DIV/0!"}},{"$f":"$H$162/$H186","v":{"$error":"#DIV/0!"}},{"$f":"$I$162/$I186","v":{"$error":"#DIV/0!"}},{"$f":"$J$162/$J186","v":{"$error":"#DIV/0!"}},{"$f":"$K$162/$K186","v":{"$error":"#DIV/0!"}},{"$f":"$L$162/$L186","v":{"$error":"#DIV/0!"}},{"$f":"$M$162/$M186","v":{"$error":"#DIV/0!"}},{"$f":"$N$162/$N186","v":{"$error":"#DIV/0!"}},{"$f":"$O$162/$O186","v":{"$error":"#DIV/0!"}},{"$f":"$P$162/$P186","v":{"$error":"#DIV/0!"}},{"$f":"$Q$162/$Q186","v":{"$error":"#DIV/0!"}},{"$f":"$R$162/$R186","v":{"$error":"#DIV/0!"}},{"$f":"$S$162/$S186","v":{"$error":"#DIV/0!"}},{"$f":"$T$162/$T186","v":{"$error":"#DIV/0!"}},{"$f":"$U$162/$U186","v":{"$error":"#DIV/0!"}},{"$f":"$V$162/$V186","v":{"$error":"#DIV/0!"}},{"$f":"$W$162/$W186","v":{"$error":"#DIV/0!"}},{"$f":"$X$162/$X186","v":{"$error":"#DIV/0!"}},{"$f":"$Y$162/$Y186","v":{"$error":"#DIV/0!"}},{"$f":"$Z$162/$Z186","v":{"$error":"#DIV/0!"}},{"$f":"$AA$162/$AA186","v":{"$error":"#DIV/0!"}},{"$f":"$AB$162/$AB186","v":{"$error":"#DIV/0!"}},{"$f":"$AC$162/$AC186","v":{"$error":"#DIV/0!"}},{"$f":"$AD$162/$AD186","v":{"$error":"#DIV/0!"}},{"$f":"$AE$162/$AE186","v":{"$error":"#DIV/0!"}},{"$f":"$AF$162/$AF186","v":{"$error":"#DIV/0!"}},{"$f":"$AG$162/$AG186","v":{"$error":"#DIV/0!"}},{"$f":"$AH$162/$AH186","v":{"$error":"#DIV/0!"}},{"$f":"$AI$162/$AI186","v":{"$error":"#DIV/0!"}},{"$f":"$AJ$162/$AJ186","v":{"$error":"#DIV/0!"}},{"$f":"$AK$162/$AK186","v":{"$error":"#DIV/0!"}},{"$f":"$AL$162/$AL186","v":{"$error":"#DIV/0!"}},{"$f":"$AM$162/$AM186","v":{"$error":"#DIV/0!"}},{"$f":"$AN$162/$AN186","v":{"$error":"#DIV/0!"}},{"$f":"$AO$162/$AO186","v":{"$error":"#DIV/0!"}},{"$f":"$AP$162/$AP186","v":{"$error":"#DIV/0!"}},{"$f":"$AQ$162/$AQ186","v":{"$error":"#DIV/0!"}},{"$f":"$AR$162/$AR186","v":{"$error":"#DIV/0!"}},{"$f":"$AS$162/$AS186","v":{"$error":"#DIV/0!"}},"冷房時消費電力比","εc"]
[null,null,"冷房能力",{"$f":"($T$29-1.077*$T$29)/6*($D$148-35)+$T$29","v":0},{"$f":"($T$29-1.077*$T$29)/6*($E$148-35)+$T$29","v":0},{"$f":"($T$29-1.077*$T$29)/6*($F$148-35)+$T$29","v":0},{"$f":"($T$29-1.077*$T$29)/6*($G$148-35)+$T$29","v":0},{"$f":"($T$29-1.077*$T$29)/6*($H$148-35)+$T$29","v":0},{"$f":"($T$29-1.077*$T$29)/6*($I$148-35)+$T$29","v":0},{"$f":"($T$29-1.077*$T$29)/6*($J$148-35)+$T$29","v":0},{"$f":"($T$29-1.077*$T$29)/6*($K$148-35)+$T$29","v":0},{"$f":"($T$29-1.077*$T$29)/6*($L$148-35)+$T$29","v":0},{"$f":"($T$29-1.077*$T$29)/6*($M$148-35)+$T$29","v":0},{"$f":"($T$29-1.077*$T$29)/6*($N$148-35)+$T$29","v":0},{"$f":"($T$29-1.077*$T$29)/6*($O$148-35)+$T$29","v":0},{"$f":"($T$29-1.077*$T$29)/6*($P$148-35)+$T$29","v":0},{"$f":"($T$29-1.077*$T$29)/6*($Q$148-35)+$T$29","v":0},{"$f":"($T$29-1.077*$T$29)/6*($R$148-35)+$T$29","v":0},{"$f":"($T$29-1.077*$T$29)/6*($S$148-35)+$T$29","v":0},{"$f":"($T$29-1.077*$T$29)/6*($T$148-35)+$T$29","v":0},{"$f":"($T$29-1.077*$T$29)/6*($U$148-35)+$T$29","v":0},{"$f":"($T$29-1.077*$T$29)/6*($V$148-35)+$T$29","v":0},{"$f":"($T$29-1.077*$T$29)/6*($W$148-35)+$T$29","v":0},{"$f":"($T$29-1.077*$T$29)/6*($X$148-35)+$T$29","v":0},{"$f":"($T$29-1.077*$T$29)/6*($Y$148-35)+$T$29","v":0},{"$f":"($T$29-1.077*$T$29)/6*($Z$148-35)+$T$29","v":0},{"$f":"($T$29-1.077*$T$29)/6*($AA$148-35)+$T$29","v":0},{"$f":"($T$29-1.077*$T$29)/6*($AB$148-35)+$T$29","v":0},{"$f":"($T$29-1.077*$T$29)/6*($AC$148-35)+$T$29","v":0},{"$f":"($T$29-1.077*$T$29)/6*($AD$148-35)+$T$29","v":0},{"$f":"($T$29-1.077*$T$29)/6*($AE$148-35)+$T$29","v":0},{"$f":"($T$29-1.077*$T$29)/6*($AF$148-35)+$T$29","v":0},{"$f":"($T$29-1.077*$T$29)/6*($AG$148-35)+$T$29","v":0},{"$f":"($T$29-1.077*$T$29)/6*($AH$148-35)+$T$29","v":0},{"$f":"($T$29-1.077*$T$29)/6*($AI$148-35)+$T$29","v":0},{"$f":"($T$29-1.077*$T$29)/6*($AJ$148-35)+$T$29","v":0},{"$f":"($T$29-1.077*$T$29)/6*($AK$148-35)+$T$29","v":0},{"$f":"($T$29-1.077*$T$29)/6*($AL$148-35)+$T$29","v":0},{"$f":"($T$29-1.077*$T$29)/6*($AM$148-35)+$T$29","v":0},{"$f":"($T$29-1.077*$T$29)/6*($AN$148-35)+$T$29","v":0},{"$f":"($T$29-1.077*$T$29)/6*($AO$148-35)+$T$29","v":0},{"$f":"($T$29-1.077*$T$29)/6*($AP$148-35)+$T$29","v":0},{"$f":"($T$29-1.077*$T$29)/6*($AQ$148-35)+$T$29","v":0},{"$f":"($T$29-1.077*$T$29)/6*($AR$148-35)+$T$29","v":0},{"$f":"($T$29-1.077*$T$29)/6*($AS$148-35)+$T$29","v":0},"冷房能力","Φc"]
[null,null,"冷房消費電力",{"$f":"($T$30-0.914*$T$30)/6*($D$148-35)+$T$30","v":0},{"$f":"($T$30-0.914*$T$30)/6*($E$148-35)+$T$30","v":0},{"$f":"($T$30-0.914*$T$30)/6*($F$148-35)+$T$30","v":0},{"$f":"($T$30-0.914*$T$30)/6*($G$148-35)+$T$30","v":0},{"$f":"($T$30-0.914*$T$30)/6*($H$148-35)+$T$30","v":0},{"$f":"($T$30-0.914*$T$30)/6*($I$148-35)+$T$30","v":0},{"$f":"($T$30-0.914*$T$30)/6*($J$148-35)+$T$30","v":0},{"$f":"($T$30-0.914*$T$30)/6*($K$148-35)+$T$30","v":0},{"$f":"($T$30-0.914*$T$30)/6*($L$148-35)+$T$30","v":0},{"$f":"($T$30-0.914*$T$30)/6*($M$148-35)+$T$30","v":0},{"$f":"($T$30-0.914*$T$30)/6*($N$148-35)+$T$30","v":0},{"$f":"($T$30-0.914*$T$30)/6*($O$148-35)+$T$30","v":0},{"$f":"($T$30-0.914*$T$30)/6*($P$148-35)+$T$30","v":0},{"$f":"($T$30-0.914*$T$30)/6*($Q$148-35)+$T$30","v":0},{"$f":"($T$30-0.914*$T$30)/6*($R$148-35)+$T$30","v":0},{"$f":"($T$30-0.914*$T$30)/6*($S$148-35)+$T$30","v":0},{"$f":"($T$30-0.914*$T$30)/6*($T$148-35)+$T$30","v":0},{"$f":"($T$30-0.914*$T$30)/6*($U$148-35)+$T$30","v":0},{"$f":"($T$30-0.914*$T$30)/6*($V$148-35)+$T$30","v":0},{"$f":"($T$30-0.914*$T$30)/6*($W$148-35)+$T$30","v":0},{"$f":"($T$30-0.914*$T$30)/6*($X$148-35)+$T$30","v":0},{"$f":"($T$30-0.914*$T$30)/6*($Y$148-35)+$T$30","v":0},{"$f":"($T$30-0.914*$T$30)/6*($Z$148-35)+$T$30","v":0},{"$f":"($T$30-0.914*$T$30)/6*($AA$148-35)+$T$30","v":0},{"$f":"($T$30-0.914*$T$30)/6*($AB$148-35)+$T$30","v":0},{"$f":"($T$30-0.914*$T$30)/6*($AC$148-35)+$T$30","v":0},{"$f":"($T$30-0.914*$T$30)/6*($AD$148-35)+$T$30","v":0},{"$f":"($T$30-0.914*$T$30)/6*($AE$148-35)+$T$30","v":0},{"$f":"($T$30-0.914*$T$30)/6*($AF$148-35)+$T$30","v":0},{"$f":"($T$30-0.914*$T$30)/6*($AG$148-35)+$T$30","v":0},{"$f":"($T$30-0.914*$T$30)/6*($AH$148-35)+$T$30","v":0},{"$f":"($T$30-0.914*$T$30)/6*($AI$148-35)+$T$30","v":0},{"$f":"($T$30-0.914*$T$30)/6*($AJ$148-35)+$T$30","v":0},{"$f":"($T$30-0.914*$T$30)/6*($AK$148-35)+$T$30","v":0},{"$f":"($T$30-0.914*$T$30)/6*($AL$148-35)+$T$30","v":0},{"$f":"($T$30-0.914*$T$30)/6*($AM$148-35)+$T$30","v":0},{"$f":"($T$30-0.914*$T$30)/6*($AN$148-35)+$T$30","v":0},{"$f":"($T$30-0.914*$T$30)/6*($AO$148-35)+$T$30","v":0},{"$f":"($T$30-0.914*$T$30)/6*($AP$148-35)+$T$30","v":0},{"$f":"($T$30-0.914*$T$30)/6*($AQ$148-35)+$T$30","v":0},{"$f":"($T$30-0.914*$T$30)/6*($AR$148-35)+$T$30","v":0},{"$f":"($T$30-0.914*$T$30)/6*($AS$148-35)+$T$30","v":0},"冷房消費電力","Pc"]
[null,null,"冷房COP",{"$f":"D$183/D$184","v":{"$error":"#DIV/0!"}},{"$f":"E$183/E$184","v":{"$error":"#DIV/0!"}},{"$error":"#DIV/0!"},{"$error":"#DIV/0!"},{"$error":"#DIV/0!"},{"$error":"#DIV/0!"},{"$error":"#DIV/0!"},{"$error":"#DIV/0!"},{"$error":"#DIV/0!"},{"$error":"#DIV/0!"},{"$error":"#DIV/0!"},{"$error":"#DIV/0!"},{"$error":"#DIV/0!"},{"$error":"#DIV/0!"},{"$error":"#DIV/0!"},{"$error":"#DIV/0!"},{"$error":"#DIV/0!"},{"$error":"#DIV/0!"},{"$error":"#DIV/0!"},{"$error":"#DIV/0!"},{"$error":"#DIV/0!"},{"$error":"#DIV/0!"},{"$error":"#DIV/0!"},{"$error":"#DIV/0!"},{"$error":"#DIV/0!"},{"$error":"#DIV/0!"},{"$error":"#DIV/0!"},{"$error":"#DIV/0!"},{"$error":"#DIV/0!"},{"$error":"#DIV/0!"},{"$error":"#DIV/0!"},{"$error":"#DIV/0!"},{"$error":"#DIV/0!"},{"$error":"#DIV/0!"},{"$error":"#DIV/0!"},{"$error":"#DIV/0!"},{"$error":"#DIV/0!"},{"$error":"#DIV/0!"},{"$error":"#DIV/0!"},{"$error":"#DIV/0!"},{"$error":"#DIV/0!"},{"$error":"#DIV/0!"},"冷房COP","σc"]
[null,null,"冷房COP比",{"$f":"D$185/$AS$185","v":{"$error":"#DIV/0!"}},{"$error":"#DIV/0!"},{"$error":"#DIV/0!"},{"$error":"#DIV/0!"},{"$error":"#DIV/0!"},{"$error":"#DIV/0!"},{"$error":"#DIV/0!"},{"$error":"#DIV/0!"},{"$error":"#DIV/0!"},{"$error":"#DIV/0!"},{"$error":"#DIV/0!"},{"$error":"#DIV/0!"},{"$error":"#DIV/0!"},{"$error":"#DIV/0!"},{"$error":"#DIV/0!"},{"$error":"#DIV/0!"},{"$error":"#DIV/0!"},{"$error":"#DIV/0!"},{"$error":"#DIV/0!"},{"$error":"#DIV/0!"},{"$error":"#DIV/0!"},{"$error":"#DIV/0!"},{"$error":"#DIV/0!"},{"$error":"#DIV/0!"},{"$error":"#DIV/0!"},{"$error":"#DIV/0!"},{"$error":"#DIV/0!"},{"$error":"#DIV/0!"},{"$error":"#DIV/0!"},{"$error":"#DIV/0!"},{"$error":"#DIV/0!"},{"$error":"#DIV/0!"},{"$error":"#DIV/0!"},{"$error":"#DIV/0!"},{"$error":"#DIV/0!"},{"$error":"#DIV/0!"},{"$error":"#DIV/0!"},{"$error":"#DIV/0!"},{"$error":"#DIV/0!"},{"$error":"#DIV/0!"},{"$error":"#DIV/0!"},{"$error":"#DIV/0!"},"冷房COP比","βc"]
[null,null,"Σ",{"$f":"D$161*D$182","v":{"$error":"#DIV/0!"}},{"$f":"E$161*E$182","v":{"$error":"#DIV/0!"}},{"$error":"#DIV/0!"},{"$f":"G$161*G$182","v":{"$error":"#DIV/0!"}},{"$error":"#DIV/0!"},{"$error":"#DIV/0!"},{"$error":"#DIV/0!"},{"$error":"#DIV/0!"},{"$error":"#DIV/0!"},{"$error":"#DIV/0!"},{"$error":"#DIV/0!"},{"$error":"#DIV/0!"},{"$error":"#DIV/0!"},{"$error":"#DIV/0!"},{"$error":"#DIV/0!"},{"$error":"#DIV/0!"},{"$error":"#DIV/0!"},{"$error":"#DIV/0!"},{"$error":"#DIV/0!"},{"$error":"#DIV/0!"},{"$error":"#DIV/0!"},{"$error":"#DIV/0!"},{"$error":"#DIV/0!"},{"$error":"#DIV/0!"},{"$error":"#DIV/0!"},{"$error":"#DIV/0!"},{"$error":"#DIV/0!"},{"$error":"#DIV/0!"},{"$error":"#DIV/0!"},{"$error":"#DIV/0!"},{"$error":"#DIV/0!"},{"$error":"#DIV/0!"},{"$error":"#DIV/0!"},{"$error":"#DIV/0!"},{"$error":"#DIV/0!"},{"$error":"#DIV/0!"},{"$error":"#DIV/0!"},{"$error":"#DIV/0!"},{"$error":"#DIV/0!"},{"$error":"#DIV/0!"},{"$error":"#DIV/0!"},{"$error":"#DIV/0!"},{"$f":"SUM($D$187:$AS$187)","v":{"$error":"#DIV/0!"}},"Σ"]
[null,"前5","冷房時消費電力比",{"$f":"$D$162/$D192","v":{"$error":"#DIV/0!"}},{"$f":"$E$162/$E192","v":{"$error":"#DIV/0!"}},{"$f":"$F$162/$F192","v":{"$error":"#DIV/0!"}},{"$f":"$G$162/$G192","v":{"$error":"#DIV/0!"}},{"$f":"$H$162/$H192","v":{"$error":"#DIV/0!"}},{"$f":"$I$162/$I192","v":{"$error":"#DIV/0!"}},{"$f":"$J$162/$J192","v":{"$error":"#DIV/0!"}},{"$f":"$K$162/$K192","v":{"$error":"#DIV/0!"}},{"$f":"$L$162/$L192","v":{"$error":"#DIV/0!"}},{"$f":"$M$162/$M192","v":{"$error":"#DIV/0!"}},{"$f":"$N$162/$N192","v":{"$error":"#DIV/0!"}},{"$f":"$O$162/$O192","v":{"$error":"#DIV/0!"}},{"$f":"$P$162/$P192","v":{"$error":"#DIV/0!"}},{"$f":"$Q$162/$Q192","v":{"$error":"#DIV/0!"}},{"$f":"$R$162/$R192","v":{"$error":"#DIV/0!"}},{"$f":"$S$162/$S192","v":{"$error":"#DIV/0!"}},{"$f":"$T$162/$T192","v":{"$error":"#DIV/0!"}},{"$f":"$U$162/$U192","v":{"$error":"#DIV/0!"}},{"$f":"$V$162/$V192","v":{"$error":"#DIV/0!"}},{"$f":"$W$162/$W192","v":{"$error":"#DIV/0!"}},{"$f":"$X$162/$X192","v":{"$error":"#DIV/0!"}},{"$f":"$Y$162/$Y192","v":{"$error":"#DIV/0!"}},{"$f":"$Z$162/$Z192","v":{"$error":"#DIV/0!"}},{"$f":"$AA$162/$AA192","v":{"$error":"#DIV/0!"}},{"$f":"$AB$162/$AB192","v":{"$error":"#DIV/0!"}},{"$f":"$AC$162/$AC192","v":{"$error":"#DIV/0!"}},{"$f":"$AD$162/$AD192","v":{"$error":"#DIV/0!"}},{"$f":"$AE$162/$AE192","v":{"$error":"#DIV/0!"}},{"$f":"$AF$162/$AF192","v":{"$error":"#DIV/0!"}},{"$f":"$AG$162/$AG192","v":{"$error":"#DIV/0!"}},{"$f":"$AH$162/$AH192","v":{"$error":"#DIV/0!"}},{"$f":"$AI$162/$AI192","v":{"$error":"#DIV/0!"}},{"$f":"$AJ$162/$AJ192","v":{"$error":"#DIV/0!"}},{"$f":"$AK$162/$AK192","v":{"$error":"#DIV/0!"}},{"$f":"$AL$162/$AL192","v":{"$error":"#DIV/0!"}},{"$f":"$AM$162/$AM192","v":{"$error":"#DIV/0!"}},{"$f":"$AN$162/$AN192","v":{"$error":"#DIV/0!"}},{"$f":"$AO$162/$AO192","v":{"$error":"#DIV/0!"}},{"$f":"$AP$162/$AP192","v":{"$error":"#DIV/0!"}},{"$f":"$AQ$162/$AQ192","v":{"$error":"#DIV/0!"}},{"$f":"$AR$162/$AR192","v":{"$error":"#DIV/0!"}},{"$f":"$AS$162/$AS192","v":{"$error":"#DIV/0!"}},"冷房時消費電力比","εc"]
[null,null,"冷房能力",{"$f":"($U$29-1.077*$U$29)/6*($D$148-35)+$U$29","v":0},{"$f":"($U$29-1.077*$U$29)/6*($E$148-35)+$U$29","v":0},{"$f":"($U$29-1.077*$U$29)/6*($F$148-35)+$U$29","v":0},{"$f":"($U$29-1.077*$U$29)/6*($G$148-35)+$U$29","v":0},{"$f":"($U$29-1.077*$U$29)/6*($H$148-35)+$U$29","v":0},{"$f":"($U$29-1.077*$U$29)/6*($I$148-35)+$U$29","v":0},{"$f":"($U$29-1.077*$U$29)/6*($J$148-35)+$U$29","v":0},{"$f":"($U$29-1.077*$U$29)/6*($K$148-35)+$U$29","v":0},{"$f":"($U$29-1.077*$U$29)/6*($L$148-35)+$U$29","v":0},{"$f":"($U$29-1.077*$U$29)/6*($M$148-35)+$U$29","v":0},{"$f":"($U$29-1.077*$U$29)/6*($N$148-35)+$U$29","v":0},{"$f":"($U$29-1.077*$U$29)/6*($O$148-35)+$U$29","v":0},{"$f":"($U$29-1.077*$U$29)/6*($P$148-35)+$U$29","v":0},{"$f":"($U$29-1.077*$U$29)/6*($Q$148-35)+$U$29","v":0},{"$f":"($U$29-1.077*$U$29)/6*($R$148-35)+$U$29","v":0},{"$f":"($U$29-1.077*$U$29)/6*($S$148-35)+$U$29","v":0},{"$f":"($U$29-1.077*$U$29)/6*($T$148-35)+$U$29","v":0},{"$f":"($U$29-1.077*$U$29)/6*($U$148-35)+$U$29","v":0},{"$f":"($U$29-1.077*$U$29)/6*($V$148-35)+$U$29","v":0},{"$f":"($U$29-1.077*$U$29)/6*($W$148-35)+$U$29","v":0},{"$f":"($U$29-1.077*$U$29)/6*($X$148-35)+$U$29","v":0},{"$f":"($U$29-1.077*$U$29)/6*($Y$148-35)+$U$29","v":0},{"$f":"($U$29-1.077*$U$29)/6*($Z$148-35)+$U$29","v":0},{"$f":"($U$29-1.077*$U$29)/6*($AA$148-35)+$U$29","v":0},{"$f":"($U$29-1.077*$U$29)/6*($AB$148-35)+$U$29","v":0},{"$f":"($U$29-1.077*$U$29)/6*($AC$148-35)+$U$29","v":0},{"$f":"($U$29-1.077*$U$29)/6*($AD$148-35)+$U$29","v":0},{"$f":"($U$29-1.077*$U$29)/6*($AE$148-35)+$U$29","v":0},{"$f":"($U$29-1.077*$U$29)/6*($AF$148-35)+$U$29","v":0},{"$f":"($U$29-1.077*$U$29)/6*($AG$148-35)+$U$29","v":0},{"$f":"($U$29-1.077*$U$29)/6*($AH$148-35)+$U$29","v":0},{"$f":"($U$29-1.077*$U$29)/6*($AI$148-35)+$U$29","v":0},{"$f":"($U$29-1.077*$U$29)/6*($AJ$148-35)+$U$29","v":0},{"$f":"($U$29-1.077*$U$29)/6*($AK$148-35)+$U$29","v":0},{"$f":"($U$29-1.077*$U$29)/6*($AL$148-35)+$U$29","v":0},{"$f":"($U$29-1.077*$U$29)/6*($AM$148-35)+$U$29","v":0},{"$f":"($U$29-1.077*$U$29)/6*($AN$148-35)+$U$29","v":0},{"$f":"($U$29-1.077*$U$29)/6*($AO$148-35)+$U$29","v":0},{"$f":"($U$29-1.077*$U$29)/6*($AP$148-35)+$U$29","v":0},{"$f":"($U$29-1.077*$U$29)/6*($AQ$148-35)+$U$29","v":0},{"$f":"($U$29-1.077*$U$29)/6*($AR$148-35)+$U$29","v":0},{"$f":"($U$29-1.077*$U$29)/6*($AS$148-35)+$U$29","v":0},"冷房能力","Φc"]
[null,null,"冷房消費電力",{"$f":"($U$30-0.914*$U$30)/6*($D$148-35)+$U$30","v":0},{"$f":"($U$30-0.914*$U$30)/6*($E$148-35)+$U$30","v":0},{"$f":"($U$30-0.914*$U$30)/6*($F$148-35)+$U$30","v":0},{"$f":"($U$30-0.914*$U$30)/6*($G$148-35)+$U$30","v":0},{"$f":"($U$30-0.914*$U$30)/6*($H$148-35)+$U$30","v":0},{"$f":"($U$30-0.914*$U$30)/6*($I$148-35)+$U$30","v":0},{"$f":"($U$30-0.914*$U$30)/6*($J$148-35)+$U$30","v":0},{"$f":"($U$30-0.914*$U$30)/6*($K$148-35)+$U$30","v":0},{"$f":"($U$30-0.914*$U$30)/6*($L$148-35)+$U$30","v":0},{"$f":"($U$30-0.914*$U$30)/6*($M$148-35)+$U$30","v":0},{"$f":"($U$30-0.914*$U$30)/6*($N$148-35)+$U$30","v":0},{"$f":"($U$30-0.914*$U$30)/6*($O$148-35)+$U$30","v":0},{"$f":"($U$30-0.914*$U$30)/6*($P$148-35)+$U$30","v":0},{"$f":"($U$30-0.914*$U$30)/6*($Q$148-35)+$U$30","v":0},{"$f":"($U$30-0.914*$U$30)/6*($R$148-35)+$U$30","v":0},{"$f":"($U$30-0.914*$U$30)/6*($S$148-35)+$U$30","v":0},{"$f":"($U$30-0.914*$U$30)/6*($T$148-35)+$U$30","v":0},{"$f":"($U$30-0.914*$U$30)/6*($U$148-35)+$U$30","v":0},{"$f":"($U$30-0.914*$U$30)/6*($V$148-35)+$U$30","v":0},{"$f":"($U$30-0.914*$U$30)/6*($W$148-35)+$U$30","v":0},{"$f":"($U$30-0.914*$U$30)/6*($X$148-35)+$U$30","v":0},{"$f":"($U$30-0.914*$U$30)/6*($Y$148-35)+$U$30","v":0},{"$f":"($U$30-0.914*$U$30)/6*($Z$148-35)+$U$30","v":0},{"$f":"($U$30-0.914*$U$30)/6*($AA$148-35)+$U$30","v":0},{"$f":"($U$30-0.914*$U$30)/6*($AB$148-35)+$U$30","v":0},{"$f":"($U$30-0.914*$U$30)/6*($AC$148-35)+$U$30","v":0},{"$f":"($U$30-0.914*$U$30)/6*($AD$148-35)+$U$30","v":0},{"$f":"($U$30-0.914*$U$30)/6*($AE$148-35)+$U$30","v":0},{"$f":"($U$30-0.914*$U$30)/6*($AF$148-35)+$U$30","v":0},{"$f":"($U$30-0.914*$U$30)/6*($AG$148-35)+$U$30","v":0},{"$f":"($U$30-0.914*$U$30)/6*($AH$148-35)+$U$30","v":0},{"$f":"($U$30-0.914*$U$30)/6*($AI$148-35)+$U$30","v":0},{"$f":"($U$30-0.914*$U$30)/6*($AJ$148-35)+$U$30","v":0},{"$f":"($U$30-0.914*$U$30)/6*($AK$148-35)+$U$30","v":0},{"$f":"($U$30-0.914*$U$30)/6*($AL$148-35)+$U$30","v":0},{"$f":"($U$30-0.914*$U$30)/6*($AM$148-35)+$U$30","v":0},{"$f":"($U$30-0.914*$U$30)/6*($AN$148-35)+$U$30","v":0},{"$f":"($U$30-0.914*$U$30)/6*($AO$148-35)+$U$30","v":0},{"$f":"($U$30-0.914*$U$30)/6*($AP$148-35)+$U$30","v":0},{"$f":"($U$30-0.914*$U$30)/6*($AQ$148-35)+$U$30","v":0},{"$f":"($U$30-0.914*$U$30)/6*($AR$148-35)+$U$30","v":0},{"$f":"($U$30-0.914*$U$30)/6*($AS$148-35)+$U$30","v":0},"冷房消費電力","Pc"]
[null,null,"冷房COP",{"$f":"D$189/D$190","v":{"$error":"#DIV/0!"}},{"$f":"E$189/E$190","v":{"$error":"#DIV/0!"}},{"$error":"#DIV/0!"},{"$error":"#DIV/0!"},{"$error":"#DIV/0!"},{"$error":"#DIV/0!"},{"$error":"#DIV/0!"},{"$error":"#DIV/0!"},{"$error":"#DIV/0!"},{"$error":"#DIV/0!"},{"$error":"#DIV/0!"},{"$error":"#DIV/0!"},{"$error":"#DIV/0!"},{"$error":"#DIV/0!"},{"$error":"#DIV/0!"},{"$error":"#DIV/0!"},{"$error":"#DIV/0!"},{"$error":"#DIV/0!"},{"$error":"#DIV/0!"},{"$error":"#DIV/0!"},{"$error":"#DIV/0!"},{"$error":"#DIV/0!"},{"$error":"#DIV/0!"},{"$error":"#DIV/0!"},{"$error":"#DIV/0!"},{"$error":"#DIV/0!"},{"$error":"#DIV/0!"},{"$error":"#DIV/0!"},{"$error":"#DIV/0!"},{"$error":"#DIV/0!"},{"$error":"#DIV/0!"},{"$error":"#DIV/0!"},{"$error":"#DIV/0!"},{"$error":"#DIV/0!"},{"$error":"#DIV/0!"},{"$error":"#DIV/0!"},{"$error":"#DIV/0!"},{"$error":"#DIV/0!"},{"$error":"#DIV/0!"},{"$error":"#DIV/0!"},{"$error":"#DIV/0!"},{"$error":"#DIV/0!"},"冷房COP","σc"]
[null,null,"冷房COP比",{"$f":"D$191/$AS$191","v":{"$error":"#DIV/0!"}},{"$error":"#DIV/0!"},{"$error":"#DIV/0!"},{"$error":"#DIV/0!"},{"$error":"#DIV/0!"},{"$error":"#DIV/0!"},{"$error":"#DIV/0!"},{"$error":"#DIV/0!"},{"$error":"#DIV/0!"},{"$error":"#DIV/0!"},{"$error":"#DIV/0!"},{"$error":"#DIV/0!"},{"$error":"#DIV/0!"},{"$error":"#DIV/0!"},{"$error":"#DIV/0!"},{"$error":"#DIV/0!"},{"$error":"#DIV/0!"},{"$error":"#DIV/0!"},{"$error":"#DIV/0!"},{"$error":"#DIV/0!"},{"$error":"#DIV/0!"},{"$error":"#DIV/0!"},{"$error":"#DIV/0!"},{"$error":"#DIV/0!"},{"$error":"#DIV/0!"},{"$error":"#DIV/0!"},{"$error":"#DIV/0!"},{"$error":"#DIV/0!"},{"$error":"#DIV/0!"},{"$error":"#DIV/0!"},{"$error":"#DIV/0!"},{"$error":"#DIV/0!"},{"$error":"#DIV/0!"},{"$error":"#DIV/0!"},{"$error":"#DIV/0!"},{"$error":"#DIV/0!"},{"$error":"#DIV/0!"},{"$error":"#DIV/0!"},{"$error":"#DIV/0!"},{"$error":"#DIV/0!"},{"$error":"#DIV/0!"},{"$error":"#DIV/0!"},"冷房COP比","βc"]
[null,null,"Σ",{"$f":"D$161*D$188","v":{"$error":"#DIV/0!"}},{"$f":"E$161*E$188","v":{"$error":"#DIV/0!"}},{"$error":"#DIV/0!"},{"$f":"G$161*G$188","v":{"$error":"#DIV/0!"}},{"$error":"#DIV/0!"},{"$error":"#DIV/0!"},{"$error":"#DIV/0!"},{"$error":"#DIV/0!"},{"$error":"#DIV/0!"},{"$error":"#DIV/0!"},{"$error":"#DIV/0!"},{"$error":"#DIV/0!"},{"$error":"#DIV/0!"},{"$error":"#DIV/0!"},{"$error":"#DIV/0!"},{"$error":"#DIV/0!"},{"$error":"#DIV/0!"},{"$error":"#DIV/0!"},{"$error":"#DIV/0!"},{"$error":"#DIV/0!"},{"$error":"#DIV/0!"},{"$error":"#DIV/0!"},{"$error":"#DIV/0!"},{"$error":"#DIV/0!"},{"$error":"#DIV/0!"},{"$error":"#DIV/0!"},{"$error":"#DIV/0!"},{"$error":"#DIV/0!"},{"$error":"#DIV/0!"},{"$error":"#DIV/0!"},{"$error":"#DIV/0!"},{"$error":"#DIV/0!"},{"$error":"#DIV/0!"},{"$error":"#DIV/0!"},{"$error":"#DIV/0!"},{"$error":"#DIV/0!"},{"$error":"#DIV/0!"},{"$error":"#DIV/0!"},{"$error":"#DIV/0!"},{"$error":"#DIV/0!"},{"$error":"#DIV/0!"},{"$error":"#DIV/0!"},{"$f":"SUM($D$193:$AS$193)","v":{"$error":"#DIV/0!"}},"Σ"]
[null,"前6","冷房時消費電力比",{"$f":"$D$162/$D198","v":{"$error":"#DIV/0!"}},{"$f":"$E$162/$E198","v":{"$error":"#DIV/0!"}},{"$f":"$F$162/$F198","v":{"$error":"#DIV/0!"}},{"$f":"$G$162/$G198","v":{"$error":"#DIV/0!"}},{"$f":"$H$162/$H198","v":{"$error":"#DIV/0!"}},{"$f":"$I$162/$I198","v":{"$error":"#DIV/0!"}},{"$f":"$J$162/$J198","v":{"$error":"#DIV/0!"}},{"$f":"$K$162/$K198","v":{"$error":"#DIV/0!"}},{"$f":"$L$162/$L198","v":{"$error":"#DIV/0!"}},{"$f":"$M$162/$M198","v":{"$error":"#DIV/0!"}},{"$f":"$N$162/$N198","v":{"$error":"#DIV/0!"}},{"$f":"$O$162/$O198","v":{"$error":"#DIV/0!"}},{"$f":"$P$162/$P198","v":{"$error":"#DIV/0!"}},{"$f":"$Q$162/$Q198","v":{"$error":"#DIV/0!"}},{"$f":"$R$162/$R198","v":{"$error":"#DIV/0!"}},{"$f":"$S$162/$S198","v":{"$error":"#DIV/0!"}},{"$f":"$T$162/$T198","v":{"$error":"#DIV/0!"}},{"$f":"$U$162/$U198","v":{"$error":"#DIV/0!"}},{"$f":"$V$162/$V198","v":{"$error":"#DIV/0!"}},{"$f":"$W$162/$W198","v":{"$error":"#DIV/0!"}},{"$f":"$X$162/$X198","v":{"$error":"#DIV/0!"}},{"$f":"$Y$162/$Y198","v":{"$error":"#DIV/0!"}},{"$f":"$Z$162/$Z198","v":{"$error":"#DIV/0!"}},{"$f":"$AA$162/$AA198","v":{"$error":"#DIV/0!"}},{"$f":"$AB$162/$AB198","v":{"$error":"#DIV/0!"}},{"$f":"$AC$162/$AC198","v":{"$error":"#DIV/0!"}},{"$f":"$AD$162/$AD198","v":{"$error":"#DIV/0!"}},{"$f":"$AE$162/$AE198","v":{"$error":"#DIV/0!"}},{"$f":"$AF$162/$AF198","v":{"$error":"#DIV/0!"}},{"$f":"$AG$162/$AG198","v":{"$error":"#DIV/0!"}},{"$f":"$AH$162/$AH198","v":{"$error":"#DIV/0!"}},{"$f":"$AI$162/$AI198","v":{"$error":"#DIV/0!"}},{"$f":"$AJ$162/$AJ198","v":{"$error":"#DIV/0!"}},{"$f":"$AK$162/$AK198","v":{"$error":"#DIV/0!"}},{"$f":"$AL$162/$AL198","v":{"$error":"#DIV/0!"}},{"$f":"$AM$162/$AM198","v":{"$error":"#DIV/0!"}},{"$f":"$AN$162/$AN198","v":{"$error":"#DIV/0!"}},{"$f":"$AO$162/$AO198","v":{"$error":"#DIV/0!"}},{"$f":"$AP$162/$AP198","v":{"$error":"#DIV/0!"}},{"$f":"$AQ$162/$AQ198","v":{"$error":"#DIV/0!"}},{"$f":"$AR$162/$AR198","v":{"$error":"#DIV/0!"}},{"$f":"$AS$162/$AS198","v":{"$error":"#DIV/0!"}},"冷房時消費電力比","εc"]
[null,null,"冷房能力",{"$f":"($V$29-1.077*$V$29)/6*($D$148-35)+$V$29","v":0},{"$f":"($V$29-1.077*$V$29)/6*($E$148-35)+$V$29","v":0},{"$f":"($V$29-1.077*$V$29)/6*($F$148-35)+$V$29","v":0},{"$f":"($V$29-1.077*$V$29)/6*($G$148-35)+$V$29","v":0},{"$f":"($V$29-1.077*$V$29)/6*($H$148-35)+$V$29","v":0},{"$f":"($V$29-1.077*$V$29)/6*($I$148-35)+$V$29","v":0},{"$f":"($V$29-1.077*$V$29)/6*($J$148-35)+$V$29","v":0},{"$f":"($V$29-1.077*$V$29)/6*($K$148-35)+$V$29","v":0},{"$f":"($V$29-1.077*$V$29)/6*($L$148-35)+$V$29","v":0},{"$f":"($V$29-1.077*$V$29)/6*($M$148-35)+$V$29","v":0},{"$f":"($V$29-1.077*$V$29)/6*($N$148-35)+$V$29","v":0},{"$f":"($V$29-1.077*$V$29)/6*($O$148-35)+$V$29","v":0},{"$f":"($V$29-1.077*$V$29)/6*($P$148-35)+$V$29","v":0},{"$f":"($V$29-1.077*$V$29)/6*($Q$148-35)+$V$29","v":0},{"$f":"($V$29-1.077*$V$29)/6*($R$148-35)+$V$29","v":0},{"$f":"($V$29-1.077*$V$29)/6*($S$148-35)+$V$29","v":0},{"$f":"($V$29-1.077*$V$29)/6*($T$148-35)+$V$29","v":0},{"$f":"($V$29-1.077*$V$29)/6*($U$148-35)+$V$29","v":0},{"$f":"($V$29-1.077*$V$29)/6*($V$148-35)+$V$29","v":0},{"$f":"($V$29-1.077*$V$29)/6*($W$148-35)+$V$29","v":0},{"$f":"($V$29-1.077*$V$29)/6*($X$148-35)+$V$29","v":0},{"$f":"($V$29-1.077*$V$29)/6*($Y$148-35)+$V$29","v":0},{"$f":"($V$29-1.077*$V$29)/6*($Z$148-35)+$V$29","v":0},{"$f":"($V$29-1.077*$V$29)/6*($AA$148-35)+$V$29","v":0},{"$f":"($V$29-1.077*$V$29)/6*($AB$148-35)+$V$29","v":0},{"$f":"($V$29-1.077*$V$29)/6*($AC$148-35)+$V$29","v":0},{"$f":"($V$29-1.077*$V$29)/6*($AD$148-35)+$V$29","v":0},{"$f":"($V$29-1.077*$V$29)/6*($AE$148-35)+$V$29","v":0},{"$f":"($V$29-1.077*$V$29)/6*($AF$148-35)+$V$29","v":0},{"$f":"($V$29-1.077*$V$29)/6*($AG$148-35)+$V$29","v":0},{"$f":"($V$29-1.077*$V$29)/6*($AH$148-35)+$V$29","v":0},{"$f":"($V$29-1.077*$V$29)/6*($AI$148-35)+$V$29","v":0},{"$f":"($V$29-1.077*$V$29)/6*($AJ$148-35)+$V$29","v":0},{"$f":"($V$29-1.077*$V$29)/6*($AK$148-35)+$V$29","v":0},{"$f":"($V$29-1.077*$V$29)/6*($AL$148-35)+$V$29","v":0},{"$f":"($V$29-1.077*$V$29)/6*($AM$148-35)+$V$29","v":0},{"$f":"($V$29-1.077*$V$29)/6*($AN$148-35)+$V$29","v":0},{"$f":"($V$29-1.077*$V$29)/6*($AO$148-35)+$V$29","v":0},{"$f":"($V$29-1.077*$V$29)/6*($AP$148-35)+$V$29","v":0},{"$f":"($V$29-1.077*$V$29)/6*($AQ$148-35)+$V$29","v":0},{"$f":"($V$29-1.077*$V$29)/6*($AR$148-35)+$V$29","v":0},{"$f":"($V$29-1.077*$V$29)/6*($AS$148-35)+$V$29","v":0},"冷房能力","Φc"]
[null,null,"冷房消費電力",{"$f":"($V$30-0.914*$V$30)/6*($D$148-35)+$V$30","v":0},{"$f":"($V$30-0.914*$V$30)/6*($E$148-35)+$V$30","v":0},{"$f":"($V$30-0.914*$V$30)/6*($F$148-35)+$V$30","v":0},{"$f":"($V$30-0.914*$V$30)/6*($G$148-35)+$V$30","v":0},{"$f":"($V$30-0.914*$V$30)/6*($H$148-35)+$V$30","v":0},{"$f":"($V$30-0.914*$V$30)/6*($I$148-35)+$V$30","v":0},{"$f":"($V$30-0.914*$V$30)/6*($J$148-35)+$V$30","v":0},{"$f":"($V$30-0.914*$V$30)/6*($K$148-35)+$V$30","v":0},{"$f":"($V$30-0.914*$V$30)/6*($L$148-35)+$V$30","v":0},{"$f":"($V$30-0.914*$V$30)/6*($M$148-35)+$V$30","v":0},{"$f":"($V$30-0.914*$V$30)/6*($N$148-35)+$V$30","v":0},{"$f":"($V$30-0.914*$V$30)/6*($O$148-35)+$V$30","v":0},{"$f":"($V$30-0.914*$V$30)/6*($P$148-35)+$V$30","v":0},{"$f":"($V$30-0.914*$V$30)/6*($Q$148-35)+$V$30","v":0},{"$f":"($V$30-0.914*$V$30)/6*($R$148-35)+$V$30","v":0},{"$f":"($V$30-0.914*$V$30)/6*($S$148-35)+$V$30","v":0},{"$f":"($V$30-0.914*$V$30)/6*($T$148-35)+$V$30","v":0},{"$f":"($V$30-0.914*$V$30)/6*($U$148-35)+$V$30","v":0},{"$f":"($V$30-0.914*$V$30)/6*($V$148-35)+$V$30","v":0},{"$f":"($V$30-0.914*$V$30)/6*($W$148-35)+$V$30","v":0},{"$f":"($V$30-0.914*$V$30)/6*($X$148-35)+$V$30","v":0},{"$f":"($V$30-0.914*$V$30)/6*($Y$148-35)+$V$30","v":0},{"$f":"($V$30-0.914*$V$30)/6*($Z$148-35)+$V$30","v":0},{"$f":"($V$30-0.914*$V$30)/6*($AA$148-35)+$V$30","v":0},{"$f":"($V$30-0.914*$V$30)/6*($AB$148-35)+$V$30","v":0},{"$f":"($V$30-0.914*$V$30)/6*($AC$148-35)+$V$30","v":0},{"$f":"($V$30-0.914*$V$30)/6*($AD$148-35)+$V$30","v":0},{"$f":"($V$30-0.914*$V$30)/6*($AE$148-35)+$V$30","v":0},{"$f":"($V$30-0.914*$V$30)/6*($AF$148-35)+$V$30","v":0},{"$f":"($V$30-0.914*$V$30)/6*($AG$148-35)+$V$30","v":0},{"$f":"($V$30-0.914*$V$30)/6*($AH$148-35)+$V$30","v":0},{"$f":"($V$30-0.914*$V$30)/6*($AI$148-35)+$V$30","v":0},{"$f":"($V$30-0.914*$V$30)/6*($AJ$148-35)+$V$30","v":0},{"$f":"($V$30-0.914*$V$30)/6*($AK$148-35)+$V$30","v":0},{"$f":"($V$30-0.914*$V$30)/6*($AL$148-35)+$V$30","v":0},{"$f":"($V$30-0.914*$V$30)/6*($AM$148-35)+$V$30","v":0},{"$f":"($V$30-0.914*$V$30)/6*($AN$148-35)+$V$30","v":0},{"$f":"($V$30-0.914*$V$30)/6*($AO$148-35)+$V$30","v":0},{"$f":"($V$30-0.914*$V$30)/6*($AP$148-35)+$V$30","v":0},{"$f":"($V$30-0.914*$V$30)/6*($AQ$148-35)+$V$30","v":0},{"$f":"($V$30-0.914*$V$30)/6*($AR$148-35)+$V$30","v":0},{"$f":"($V$30-0.914*$V$30)/6*($AS$148-35)+$V$30","v":0},"冷房消費電力","Pc"]
[null,null,"冷房COP",{"$f":"D$195/D$196","v":{"$error":"#DIV/0!"}},{"$f":"E$195/E$196","v":{"$error":"#DIV/0!"}},{"$error":"#DIV/0!"},{"$error":"#DIV/0!"},{"$error":"#DIV/0!"},{"$error":"#DIV/0!"},{"$error":"#DIV/0!"},{"$error":"#DIV/0!"},{"$error":"#DIV/0!"},{"$error":"#DIV/0!"},{"$error":"#DIV/0!"},{"$error":"#DIV/0!"},{"$error":"#DIV/0!"},{"$error":"#DIV/0!"},{"$error":"#DIV/0!"},{"$error":"#DIV/0!"},{"$error":"#DIV/0!"},{"$error":"#DIV/0!"},{"$error":"#DIV/0!"},{"$error":"#DIV/0!"},{"$error":"#DIV/0!"},{"$error":"#DIV/0!"},{"$error":"#DIV/0!"},{"$error":"#DIV/0!"},{"$error":"#DIV/0!"},{"$error":"#DIV/0!"},{"$error":"#DIV/0!"},{"$error":"#DIV/0!"},{"$error":"#DIV/0!"},{"$error":"#DIV/0!"},{"$error":"#DIV/0!"},{"$error":"#DIV/0!"},{"$error":"#DIV/0!"},{"$error":"#DIV/0!"},{"$error":"#DIV/0!"},{"$error":"#DIV/0!"},{"$error":"#DIV/0!"},{"$error":"#DIV/0!"},{"$error":"#DIV/0!"},{"$error":"#DIV/0!"},{"$error":"#DIV/0!"},{"$error":"#DIV/0!"},"冷房COP","σc"]
[null,null,"冷房COP比",{"$f":"D$197/$AS$197","v":{"$error":"#DIV/0!"}},{"$error":"#DIV/0!"},{"$error":"#DIV/0!"},{"$error":"#DIV/0!"},{"$error":"#DIV/0!"},{"$error":"#DIV/0!"},{"$error":"#DIV/0!"},{"$error":"#DIV/0!"},{"$error":"#DIV/0!"},{"$error":"#DIV/0!"},{"$error":"#DIV/0!"},{"$error":"#DIV/0!"},{"$error":"#DIV/0!"},{"$error":"#DIV/0!"},{"$error":"#DIV/0!"},{"$error":"#DIV/0!"},{"$error":"#DIV/0!"},{"$error":"#DIV/0!"},{"$error":"#DIV/0!"},{"$error":"#DIV/0!"},{"$error":"#DIV/0!"},{"$error":"#DIV/0!"},{"$error":"#DIV/0!"},{"$error":"#DIV/0!"},{"$error":"#DIV/0!"},{"$error":"#DIV/0!"},{"$error":"#DIV/0!"},{"$error":"#DIV/0!"},{"$error":"#DIV/0!"},{"$error":"#DIV/0!"},{"$error":"#DIV/0!"},{"$error":"#DIV/0!"},{"$error":"#DIV/0!"},{"$error":"#DIV/0!"},{"$error":"#DIV/0!"},{"$error":"#DIV/0!"},{"$error":"#DIV/0!"},{"$error":"#DIV/0!"},{"$error":"#DIV/0!"},{"$error":"#DIV/0!"},{"$error":"#DIV/0!"},{"$error":"#DIV/0!"},"冷房COP比","βc"]
[null,null,"Σ",{"$f":"D$161*D$194","v":{"$error":"#DIV/0!"}},{"$f":"E$161*E$194","v":{"$error":"#DIV/0!"}},{"$error":"#DIV/0!"},{"$f":"G$161*G$194","v":{"$error":"#DIV/0!"}},{"$error":"#DIV/0!"},{"$error":"#DIV/0!"},{"$error":"#DIV/0!"},{"$error":"#DIV/0!"},{"$error":"#DIV/0!"},{"$error":"#DIV/0!"},{"$error":"#DIV/0!"},{"$error":"#DIV/0!"},{"$error":"#DIV/0!"},{"$error":"#DIV/0!"},{"$error":"#DIV/0!"},{"$error":"#DIV/0!"},{"$error":"#DIV/0!"},{"$error":"#DIV/0!"},{"$error":"#DIV/0!"},{"$error":"#DIV/0!"},{"$error":"#DIV/0!"},{"$error":"#DIV/0!"},{"$error":"#DIV/0!"},{"$error":"#DIV/0!"},{"$error":"#DIV/0!"},{"$error":"#DIV/0!"},{"$error":"#DIV/0!"},{"$error":"#DIV/0!"},{"$error":"#DIV/0!"},{"$error":"#DIV/0!"},{"$error":"#DIV/0!"},{"$error":"#DIV/0!"},{"$error":"#DIV/0!"},{"$error":"#DIV/0!"},{"$error":"#DIV/0!"},{"$error":"#DIV/0!"},{"$error":"#DIV/0!"},{"$error":"#DIV/0!"},{"$error":"#DIV/0!"},{"$error":"#DIV/0!"},{"$error":"#DIV/0!"},{"$error":"#DIV/0!"},{"$f":"SUM($D$199:$AS$199)","v":{"$error":"#DIV/0!"}},"Σ"]
[null,"前7","冷房時消費電力比",{"$f":"$D$162/$D204","v":{"$error":"#DIV/0!"}},{"$f":"$E$162/$E204","v":{"$error":"#DIV/0!"}},{"$f":"$F$162/$F204","v":{"$error":"#DIV/0!"}},{"$f":"$G$162/$G204","v":{"$error":"#DIV/0!"}},{"$f":"$H$162/$H204","v":{"$error":"#DIV/0!"}},{"$f":"$I$162/$I204","v":{"$error":"#DIV/0!"}},{"$f":"$J$162/$J204","v":{"$error":"#DIV/0!"}},{"$f":"$K$162/$K204","v":{"$error":"#DIV/0!"}},{"$f":"$L$162/$L204","v":{"$error":"#DIV/0!"}},{"$f":"$M$162/$M204","v":{"$error":"#DIV/0!"}},{"$f":"$N$162/$N204","v":{"$error":"#DIV/0!"}},{"$f":"$O$162/$O204","v":{"$error":"#DIV/0!"}},{"$f":"$P$162/$P204","v":{"$error":"#DIV/0!"}},{"$f":"$Q$162/$Q204","v":{"$error":"#DIV/0!"}},{"$f":"$R$162/$R204","v":{"$error":"#DIV/0!"}},{"$f":"$S$162/$S204","v":{"$error":"#DIV/0!"}},{"$f":"$T$162/$T204","v":{"$error":"#DIV/0!"}},{"$f":"$U$162/$U204","v":{"$error":"#DIV/0!"}},{"$f":"$V$162/$V204","v":{"$error":"#DIV/0!"}},{"$f":"$W$162/$W204","v":{"$error":"#DIV/0!"}},{"$f":"$X$162/$X204","v":{"$error":"#DIV/0!"}},{"$f":"$Y$162/$Y204","v":{"$error":"#DIV/0!"}},{"$f":"$Z$162/$Z204","v":{"$error":"#DIV/0!"}},{"$f":"$AA$162/$AA204","v":{"$error":"#DIV/0!"}},{"$f":"$AB$162/$AB204","v":{"$error":"#DIV/0!"}},{"$f":"$AC$162/$AC204","v":{"$error":"#DIV/0!"}},{"$f":"$AD$162/$AD204","v":{"$error":"#DIV/0!"}},{"$f":"$AE$162/$AE204","v":{"$error":"#DIV/0!"}},{"$f":"$AF$162/$AF204","v":{"$error":"#DIV/0!"}},{"$f":"$AG$162/$AG204","v":{"$error":"#DIV/0!"}},{"$f":"$AH$162/$AH204","v":{"$error":"#DIV/0!"}},{"$f":"$AI$162/$AI204","v":{"$error":"#DIV/0!"}},{"$f":"$AJ$162/$AJ204","v":{"$error":"#DIV/0!"}},{"$f":"$AK$162/$AK204","v":{"$error":"#DIV/0!"}},{"$f":"$AL$162/$AL204","v":{"$error":"#DIV/0!"}},{"$f":"$AM$162/$AM204","v":{"$error":"#DIV/0!"}},{"$f":"$AN$162/$AN204","v":{"$error":"#DIV/0!"}},{"$f":"$AO$162/$AO204","v":{"$error":"#DIV/0!"}},{"$f":"$AP$162/$AP204","v":{"$error":"#DIV/0!"}},{"$f":"$AQ$162/$AQ204","v":{"$error":"#DIV/0!"}},{"$f":"$AR$162/$AR204","v":{"$error":"#DIV/0!"}},{"$f":"$AS$162/$AS204","v":{"$error":"#DIV/0!"}},"冷房時消費電力比","εc"]
[null,null,"冷房能力",{"$f":"($W$29-1.077*$W$29)/6*($D$148-35)+$W$29","v":0},{"$f":"($W$29-1.077*$W$29)/6*($E$148-35)+$W$29","v":0},{"$f":"($W$29-1.077*$W$29)/6*($F$148-35)+$W$29","v":0},{"$f":"($W$29-1.077*$W$29)/6*($G$148-35)+$W$29","v":0},{"$f":"($W$29-1.077*$W$29)/6*($H$148-35)+$W$29","v":0},{"$f":"($W$29-1.077*$W$29)/6*($I$148-35)+$W$29","v":0},{"$f":"($W$29-1.077*$W$29)/6*($J$148-35)+$W$29","v":0},{"$f":"($W$29-1.077*$W$29)/6*($K$148-35)+$W$29","v":0},{"$f":"($W$29-1.077*$W$29)/6*($L$148-35)+$W$29","v":0},{"$f":"($W$29-1.077*$W$29)/6*($M$148-35)+$W$29","v":0},{"$f":"($W$29-1.077*$W$29)/6*($N$148-35)+$W$29","v":0},{"$f":"($W$29-1.077*$W$29)/6*($O$148-35)+$W$29","v":0},{"$f":"($W$29-1.077*$W$29)/6*($P$148-35)+$W$29","v":0},{"$f":"($W$29-1.077*$W$29)/6*($Q$148-35)+$W$29","v":0},{"$f":"($W$29-1.077*$W$29)/6*($R$148-35)+$W$29","v":0},{"$f":"($W$29-1.077*$W$29)/6*($S$148-35)+$W$29","v":0},{"$f":"($W$29-1.077*$W$29)/6*($T$148-35)+$W$29","v":0},{"$f":"($W$29-1.077*$W$29)/6*($U$148-35)+$W$29","v":0},{"$f":"($W$29-1.077*$W$29)/6*($V$148-35)+$W$29","v":0},{"$f":"($W$29-1.077*$W$29)/6*($W$148-35)+$W$29","v":0},{"$f":"($W$29-1.077*$W$29)/6*($X$148-35)+$W$29","v":0},{"$f":"($W$29-1.077*$W$29)/6*($Y$148-35)+$W$29","v":0},{"$f":"($W$29-1.077*$W$29)/6*($Z$148-35)+$W$29","v":0},{"$f":"($W$29-1.077*$W$29)/6*($AA$148-35)+$W$29","v":0},{"$f":"($W$29-1.077*$W$29)/6*($AB$148-35)+$W$29","v":0},{"$f":"($W$29-1.077*$W$29)/6*($AC$148-35)+$W$29","v":0},{"$f":"($W$29-1.077*$W$29)/6*($AD$148-35)+$W$29","v":0},{"$f":"($W$29-1.077*$W$29)/6*($AE$148-35)+$W$29","v":0},{"$f":"($W$29-1.077*$W$29)/6*($AF$148-35)+$W$29","v":0},{"$f":"($W$29-1.077*$W$29)/6*($AG$148-35)+$W$29","v":0},{"$f":"($W$29-1.077*$W$29)/6*($AH$148-35)+$W$29","v":0},{"$f":"($W$29-1.077*$W$29)/6*($AI$148-35)+$W$29","v":0},{"$f":"($W$29-1.077*$W$29)/6*($AJ$148-35)+$W$29","v":0},{"$f":"($W$29-1.077*$W$29)/6*($AK$148-35)+$W$29","v":0},{"$f":"($W$29-1.077*$W$29)/6*($AL$148-35)+$W$29","v":0},{"$f":"($W$29-1.077*$W$29)/6*($AM$148-35)+$W$29","v":0},{"$f":"($W$29-1.077*$W$29)/6*($AN$148-35)+$W$29","v":0},{"$f":"($W$29-1.077*$W$29)/6*($AO$148-35)+$W$29","v":0},{"$f":"($W$29-1.077*$W$29)/6*($AP$148-35)+$W$29","v":0},{"$f":"($W$29-1.077*$W$29)/6*($AQ$148-35)+$W$29","v":0},{"$f":"($W$29-1.077*$W$29)/6*($AR$148-35)+$W$29","v":0},{"$f":"($W$29-1.077*$W$29)/6*($AS$148-35)+$W$29","v":0},"冷房能力","Φc"]
[null,null,"冷房消費電力",{"$f":"($W$30-0.914*$W$30)/6*($D$148-35)+$W$30","v":0},{"$f":"($W$30-0.914*$W$30)/6*($E$148-35)+$W$30","v":0},{"$f":"($W$30-0.914*$W$30)/6*($F$148-35)+$W$30","v":0},{"$f":"($W$30-0.914*$W$30)/6*($G$148-35)+$W$30","v":0},{"$f":"($W$30-0.914*$W$30)/6*($H$148-35)+$W$30","v":0},{"$f":"($W$30-0.914*$W$30)/6*($I$148-35)+$W$30","v":0},{"$f":"($W$30-0.914*$W$30)/6*($J$148-35)+$W$30","v":0},{"$f":"($W$30-0.914*$W$30)/6*($K$148-35)+$W$30","v":0},{"$f":"($W$30-0.914*$W$30)/6*($L$148-35)+$W$30","v":0},{"$f":"($W$30-0.914*$W$30)/6*($M$148-35)+$W$30","v":0},{"$f":"($W$30-0.914*$W$30)/6*($N$148-35)+$W$30","v":0},{"$f":"($W$30-0.914*$W$30)/6*($O$148-35)+$W$30","v":0},{"$f":"($W$30-0.914*$W$30)/6*($P$148-35)+$W$30","v":0},{"$f":"($W$30-0.914*$W$30)/6*($Q$148-35)+$W$30","v":0},{"$f":"($W$30-0.914*$W$30)/6*($R$148-35)+$W$30","v":0},{"$f":"($W$30-0.914*$W$30)/6*($S$148-35)+$W$30","v":0},{"$f":"($W$30-0.914*$W$30)/6*($T$148-35)+$W$30","v":0},{"$f":"($W$30-0.914*$W$30)/6*($U$148-35)+$W$30","v":0},{"$f":"($W$30-0.914*$W$30)/6*($V$148-35)+$W$30","v":0},{"$f":"($W$30-0.914*$W$30)/6*($W$148-35)+$W$30","v":0},{"$f":"($W$30-0.914*$W$30)/6*($X$148-35)+$W$30","v":0},{"$f":"($W$30-0.914*$W$30)/6*($Y$148-35)+$W$30","v":0},{"$f":"($W$30-0.914*$W$30)/6*($Z$148-35)+$W$30","v":0},{"$f":"($W$30-0.914*$W$30)/6*($AA$148-35)+$W$30","v":0},{"$f":"($W$30-0.914*$W$30)/6*($AB$148-35)+$W$30","v":0},{"$f":"($W$30-0.914*$W$30)/6*($AC$148-35)+$W$30","v":0},{"$f":"($W$30-0.914*$W$30)/6*($AD$148-35)+$W$30","v":0},{"$f":"($W$30-0.914*$W$30)/6*($AE$148-35)+$W$30","v":0},{"$f":"($W$30-0.914*$W$30)/6*($AF$148-35)+$W$30","v":0},{"$f":"($W$30-0.914*$W$30)/6*($AG$148-35)+$W$30","v":0},{"$f":"($W$30-0.914*$W$30)/6*($AH$148-35)+$W$30","v":0},{"$f":"($W$30-0.914*$W$30)/6*($AI$148-35)+$W$30","v":0},{"$f":"($W$30-0.914*$W$30)/6*($AJ$148-35)+$W$30","v":0},{"$f":"($W$30-0.914*$W$30)/6*($AK$148-35)+$W$30","v":0},{"$f":"($W$30-0.914*$W$30)/6*($AL$148-35)+$W$30","v":0},{"$f":"($W$30-0.914*$W$30)/6*($AM$148-35)+$W$30","v":0},{"$f":"($W$30-0.914*$W$30)/6*($AN$148-35)+$W$30","v":0},{"$f":"($W$30-0.914*$W$30)/6*($AO$148-35)+$W$30","v":0},{"$f":"($W$30-0.914*$W$30)/6*($AP$148-35)+$W$30","v":0},{"$f":"($W$30-0.914*$W$30)/6*($AQ$148-35)+$W$30","v":0},{"$f":"($W$30-0.914*$W$30)/6*($AR$148-35)+$W$30","v":0},{"$f":"($W$30-0.914*$W$30)/6*($AS$148-35)+$W$30","v":0},"冷房消費電力","Pc"]
[null,null,"冷房COP",{"$f":"D$201/D$202","v":{"$error":"#DIV/0!"}},{"$f":"E$201/E$202","v":{"$error":"#DIV/0!"}},{"$error":"#DIV/0!"},{"$error":"#DIV/0!"},{"$error":"#DIV/0!"},{"$error":"#DIV/0!"},{"$error":"#DIV/0!"},{"$error":"#DIV/0!"},{"$error":"#DIV/0!"},{"$error":"#DIV/0!"},{"$error":"#DIV/0!"},{"$error":"#DIV/0!"},{"$error":"#DIV/0!"},{"$error":"#DIV/0!"},{"$error":"#DIV/0!"},{"$error":"#DIV/0!"},{"$error":"#DIV/0!"},{"$error":"#DIV/0!"},{"$error":"#DIV/0!"},{"$error":"#DIV/0!"},{"$error":"#DIV/0!"},{"$error":"#DIV/0!"},{"$error":"#DIV/0!"},{"$error":"#DIV/0!"},{"$error":"#DIV/0!"},{"$error":"#DIV/0!"},{"$error":"#DIV/0!"},{"$error":"#DIV/0!"},{"$error":"#DIV/0!"},{"$error":"#DIV/0!"},{"$error":"#DIV/0!"},{"$error":"#DIV/0!"},{"$error":"#DIV/0!"},{"$error":"#DIV/0!"},{"$error":"#DIV/0!"},{"$error":"#DIV/0!"},{"$error":"#DIV/0!"},{"$error":"#DIV/0!"},{"$error":"#DIV/0!"},{"$error":"#DIV/0!"},{"$error":"#DIV/0!"},{"$error":"#DIV/0!"},"冷房COP","σc"]
[null,null,"冷房COP比",{"$f":"D$203/$AS$203","v":{"$error":"#DIV/0!"}},{"$error":"#DIV/0!"},{"$error":"#DIV/0!"},{"$error":"#DIV/0!"},{"$error":"#DIV/0!"},{"$error":"#DIV/0!"},{"$error":"#DIV/0!"},{"$error":"#DIV/0!"},{"$error":"#DIV/0!"},{"$error":"#DIV/0!"},{"$error":"#DIV/0!"},{"$error":"#DIV/0!"},{"$error":"#DIV/0!"},{"$error":"#DIV/0!"},{"$error":"#DIV/0!"},{"$error":"#DIV/0!"},{"$error":"#DIV/0!"},{"$error":"#DIV/0!"},{"$error":"#DIV/0!"},{"$error":"#DIV/0!"},{"$error":"#DIV/0!"},{"$error":"#DIV/0!"},{"$error":"#DIV/0!"},{"$error":"#DIV/0!"},{"$error":"#DIV/0!"},{"$error":"#DIV/0!"},{"$error":"#DIV/0!"},{"$error":"#DIV/0!"},{"$error":"#DIV/0!"},{"$error":"#DIV/0!"},{"$error":"#DIV/0!"},{"$error":"#DIV/0!"},{"$error":"#DIV/0!"},{"$error":"#DIV/0!"},{"$error":"#DIV/0!"},{"$error":"#DIV/0!"},{"$error":"#DIV/0!"},{"$error":"#DIV/0!"},{"$error":"#DIV/0!"},{"$error":"#DIV/0!"},{"$error":"#DIV/0!"},{"$error":"#DIV/0!"},"冷房COP比","βc"]
[null,null,"Σ",{"$f":"D$161*D$200","v":{"$error":"#DIV/0!"}},{"$f":"E$161*E$200","v":{"$error":"#DIV/0!"}},{"$error":"#DIV/0!"},{"$f":"G$161*G$200","v":{"$error":"#DIV/0!"}},{"$error":"#DIV/0!"},{"$error":"#DIV/0!"},{"$error":"#DIV/0!"},{"$error":"#DIV/0!"},{"$error":"#DIV/0!"},{"$error":"#DIV/0!"},{"$error":"#DIV/0!"},{"$error":"#DIV/0!"},{"$error":"#DIV/0!"},{"$error":"#DIV/0!"},{"$error":"#DIV/0!"},{"$error":"#DIV/0!"},{"$error":"#DIV/0!"},{"$error":"#DIV/0!"},{"$error":"#DIV/0!"},{"$error":"#DIV/0!"},{"$error":"#DIV/0!"},{"$error":"#DIV/0!"},{"$error":"#DIV/0!"},{"$error":"#DIV/0!"},{"$error":"#DIV/0!"},{"$error":"#DIV/0!"},{"$error":"#DIV/0!"},{"$error":"#DIV/0!"},{"$error":"#DIV/0!"},{"$error":"#DIV/0!"},{"$error":"#DIV/0!"},{"$error":"#DIV/0!"},{"$error":"#DIV/0!"},{"$error":"#DIV/0!"},{"$error":"#DIV/0!"},{"$error":"#DIV/0!"},{"$error":"#DIV/0!"},{"$error":"#DIV/0!"},{"$error":"#DIV/0!"},{"$error":"#DIV/0!"},{"$error":"#DIV/0!"},{"$error":"#DIV/0!"},{"$f":"SUM($D$205:$AS$205)","v":{"$error":"#DIV/0!"}},"Σ"]
[null,"前8","冷房時消費電力比",{"$f":"$D$162/$D210","v":{"$error":"#DIV/0!"}},{"$f":"$E$162/$E210","v":{"$error":"#DIV/0!"}},{"$f":"$F$162/$F210","v":{"$error":"#DIV/0!"}},{"$f":"$G$162/$G210","v":{"$error":"#DIV/0!"}},{"$f":"$H$162/$H210","v":{"$error":"#DIV/0!"}},{"$f":"$I$162/$I210","v":{"$error":"#DIV/0!"}},{"$f":"$J$162/$J210","v":{"$error":"#DIV/0!"}},{"$f":"$K$162/$K210","v":{"$error":"#DIV/0!"}},{"$f":"$L$162/$L210","v":{"$error":"#DIV/0!"}},{"$f":"$M$162/$M210","v":{"$error":"#DIV/0!"}},{"$f":"$N$162/$N210","v":{"$error":"#DIV/0!"}},{"$f":"$O$162/$O210","v":{"$error":"#DIV/0!"}},{"$f":"$P$162/$P210","v":{"$error":"#DIV/0!"}},{"$f":"$Q$162/$Q210","v":{"$error":"#DIV/0!"}},{"$f":"$R$162/$R210","v":{"$error":"#DIV/0!"}},{"$f":"$S$162/$S210","v":{"$error":"#DIV/0!"}},{"$f":"$T$162/$T210","v":{"$error":"#DIV/0!"}},{"$f":"$U$162/$U210","v":{"$error":"#DIV/0!"}},{"$f":"$V$162/$V210","v":{"$error":"#DIV/0!"}},{"$f":"$W$162/$W210","v":{"$error":"#DIV/0!"}},{"$f":"$X$162/$X210","v":{"$error":"#DIV/0!"}},{"$f":"$Y$162/$Y210","v":{"$error":"#DIV/0!"}},{"$f":"$Z$162/$Z210","v":{"$error":"#DIV/0!"}},{"$f":"$AA$162/$AA210","v":{"$error":"#DIV/0!"}},{"$f":"$AB$162/$AB210","v":{"$error":"#DIV/0!"}},{"$f":"$AC$162/$AC210","v":{"$error":"#DIV/0!"}},{"$f":"$AD$162/$AD210","v":{"$error":"#DIV/0!"}},{"$f":"$AE$162/$AE210","v":{"$error":"#DIV/0!"}},{"$f":"$AF$162/$AF210","v":{"$error":"#DIV/0!"}},{"$f":"$AG$162/$AG210","v":{"$error":"#DIV/0!"}},{"$f":"$AH$162/$AH210","v":{"$error":"#DIV/0!"}},{"$f":"$AI$162/$AI210","v":{"$error":"#DIV/0!"}},{"$f":"$AJ$162/$AJ210","v":{"$error":"#DIV/0!"}},{"$f":"$AK$162/$AK210","v":{"$error":"#DIV/0!"}},{"$f":"$AL$162/$AL210","v":{"$error":"#DIV/0!"}},{"$f":"$AM$162/$AM210","v":{"$error":"#DIV/0!"}},{"$f":"$AN$162/$AN210","v":{"$error":"#DIV/0!"}},{"$f":"$AO$162/$AO210","v":{"$error":"#DIV/0!"}},{"$f":"$AP$162/$AP210","v":{"$error":"#DIV/0!"}},{"$f":"$AQ$162/$AQ210","v":{"$error":"#DIV/0!"}},{"$f":"$AR$162/$AR210","v":{"$error":"#DIV/0!"}},{"$f":"$AS$162/$AS210","v":{"$error":"#DIV/0!"}},"冷房時消費電力比","εc"]
[null,null,"冷房能力",{"$f":"($X$29-1.077*$X$29)/6*($D$148-35)+$X$29","v":0},{"$f":"($X$29-1.077*$X$29)/6*($E$148-35)+$X$29","v":0},{"$f":"($X$29-1.077*$X$29)/6*($F$148-35)+$X$29","v":0},{"$f":"($X$29-1.077*$X$29)/6*($G$148-35)+$X$29","v":0},{"$f":"($X$29-1.077*$X$29)/6*($H$148-35)+$X$29","v":0},{"$f":"($X$29-1.077*$X$29)/6*($I$148-35)+$X$29","v":0},{"$f":"($X$29-1.077*$X$29)/6*($J$148-35)+$X$29","v":0},{"$f":"($X$29-1.077*$X$29)/6*($K$148-35)+$X$29","v":0},{"$f":"($X$29-1.077*$X$29)/6*($L$148-35)+$X$29","v":0},{"$f":"($X$29-1.077*$X$29)/6*($M$148-35)+$X$29","v":0},{"$f":"($X$29-1.077*$X$29)/6*($N$148-35)+$X$29","v":0},{"$f":"($X$29-1.077*$X$29)/6*($O$148-35)+$X$29","v":0},{"$f":"($X$29-1.077*$X$29)/6*($P$148-35)+$X$29","v":0},{"$f":"($X$29-1.077*$X$29)/6*($Q$148-35)+$X$29","v":0},{"$f":"($X$29-1.077*$X$29)/6*($R$148-35)+$X$29","v":0},{"$f":"($X$29-1.077*$X$29)/6*($S$148-35)+$X$29","v":0},{"$f":"($X$29-1.077*$X$29)/6*($T$148-35)+$X$29","v":0},{"$f":"($X$29-1.077*$X$29)/6*($U$148-35)+$X$29","v":0},{"$f":"($X$29-1.077*$X$29)/6*($V$148-35)+$X$29","v":0},{"$f":"($X$29-1.077*$X$29)/6*($W$148-35)+$X$29","v":0},{"$f":"($X$29-1.077*$X$29)/6*($X$148-35)+$X$29","v":0},{"$f":"($X$29-1.077*$X$29)/6*($Y$148-35)+$X$29","v":0},{"$f":"($X$29-1.077*$X$29)/6*($Z$148-35)+$X$29","v":0},{"$f":"($X$29-1.077*$X$29)/6*($AA$148-35)+$X$29","v":0},{"$f":"($X$29-1.077*$X$29)/6*($AB$148-35)+$X$29","v":0},{"$f":"($X$29-1.077*$X$29)/6*($AC$148-35)+$X$29","v":0},{"$f":"($X$29-1.077*$X$29)/6*($AD$148-35)+$X$29","v":0},{"$f":"($X$29-1.077*$X$29)/6*($AE$148-35)+$X$29","v":0},{"$f":"($X$29-1.077*$X$29)/6*($AF$148-35)+$X$29","v":0},{"$f":"($X$29-1.077*$X$29)/6*($AG$148-35)+$X$29","v":0},{"$f":"($X$29-1.077*$X$29)/6*($AH$148-35)+$X$29","v":0},{"$f":"($X$29-1.077*$X$29)/6*($AI$148-35)+$X$29","v":0},{"$f":"($X$29-1.077*$X$29)/6*($AJ$148-35)+$X$29","v":0},{"$f":"($X$29-1.077*$X$29)/6*($AK$148-35)+$X$29","v":0},{"$f":"($X$29-1.077*$X$29)/6*($AL$148-35)+$X$29","v":0},{"$f":"($X$29-1.077*$X$29)/6*($AM$148-35)+$X$29","v":0},{"$f":"($X$29-1.077*$X$29)/6*($AN$148-35)+$X$29","v":0},{"$f":"($X$29-1.077*$X$29)/6*($AO$148-35)+$X$29","v":0},{"$f":"($X$29-1.077*$X$29)/6*($AP$148-35)+$X$29","v":0},{"$f":"($X$29-1.077*$X$29)/6*($AQ$148-35)+$X$29","v":0},{"$f":"($X$29-1.077*$X$29)/6*($AR$148-35)+$X$29","v":0},{"$f":"($X$29-1.077*$X$29)/6*($AS$148-35)+$X$29","v":0},"冷房能力","Φc"]
[null,null,"冷房消費電力",{"$f":"($X$30-0.914*$X$30)/6*($D$148-35)+$X$30","v":0},{"$f":"($X$30-0.914*$X$30)/6*($E$148-35)+$X$30","v":0},{"$f":"($X$30-0.914*$X$30)/6*($F$148-35)+$X$30","v":0},{"$f":"($X$30-0.914*$X$30)/6*($G$148-35)+$X$30","v":0},{"$f":"($X$30-0.914*$X$30)/6*($H$148-35)+$X$30","v":0},{"$f":"($X$30-0.914*$X$30)/6*($I$148-35)+$X$30","v":0},{"$f":"($X$30-0.914*$X$30)/6*($J$148-35)+$X$30","v":0},{"$f":"($X$30-0.914*$X$30)/6*($K$148-35)+$X$30","v":0},{"$f":"($X$30-0.914*$X$30)/6*($L$148-35)+$X$30","v":0},{"$f":"($X$30-0.914*$X$30)/6*($M$148-35)+$X$30","v":0},{"$f":"($X$30-0.914*$X$30)/6*($N$148-35)+$X$30","v":0},{"$f":"($X$30-0.914*$X$30)/6*($O$148-35)+$X$30","v":0},{"$f":"($X$30-0.914*$X$30)/6*($P$148-35)+$X$30","v":0},{"$f":"($X$30-0.914*$X$30)/6*($Q$148-35)+$X$30","v":0},{"$f":"($X$30-0.914*$X$30)/6*($R$148-35)+$X$30","v":0},{"$f":"($X$30-0.914*$X$30)/6*($S$148-35)+$X$30","v":0},{"$f":"($X$30-0.914*$X$30)/6*($T$148-35)+$X$30","v":0},{"$f":"($X$30-0.914*$X$30)/6*($U$148-35)+$X$30","v":0},{"$f":"($X$30-0.914*$X$30)/6*($V$148-35)+$X$30","v":0},{"$f":"($X$30-0.914*$X$30)/6*($W$148-35)+$X$30","v":0},{"$f":"($X$30-0.914*$X$30)/6*($X$148-35)+$X$30","v":0},{"$f":"($X$30-0.914*$X$30)/6*($Y$148-35)+$X$30","v":0},{"$f":"($X$30-0.914*$X$30)/6*($Z$148-35)+$X$30","v":0},{"$f":"($X$30-0.914*$X$30)/6*($AA$148-35)+$X$30","v":0},{"$f":"($X$30-0.914*$X$30)/6*($AB$148-35)+$X$30","v":0},{"$f":"($X$30-0.914*$X$30)/6*($AC$148-35)+$X$30","v":0},{"$f":"($X$30-0.914*$X$30)/6*($AD$148-35)+$X$30","v":0},{"$f":"($X$30-0.914*$X$30)/6*($AE$148-35)+$X$30","v":0},{"$f":"($X$30-0.914*$X$30)/6*($AF$148-35)+$X$30","v":0},{"$f":"($X$30-0.914*$X$30)/6*($AG$148-35)+$X$30","v":0},{"$f":"($X$30-0.914*$X$30)/6*($AH$148-35)+$X$30","v":0},{"$f":"($X$30-0.914*$X$30)/6*($AI$148-35)+$X$30","v":0},{"$f":"($X$30-0.914*$X$30)/6*($AJ$148-35)+$X$30","v":0},{"$f":"($X$30-0.914*$X$30)/6*($AK$148-35)+$X$30","v":0},{"$f":"($X$30-0.914*$X$30)/6*($AL$148-35)+$X$30","v":0},{"$f":"($X$30-0.914*$X$30)/6*($AM$148-35)+$X$30","v":0},{"$f":"($X$30-0.914*$X$30)/6*($AN$148-35)+$X$30","v":0},{"$f":"($X$30-0.914*$X$30)/6*($AO$148-35)+$X$30","v":0},{"$f":"($X$30-0.914*$X$30)/6*($AP$148-35)+$X$30","v":0},{"$f":"($X$30-0.914*$X$30)/6*($AQ$148-35)+$X$30","v":0},{"$f":"($X$30-0.914*$X$30)/6*($AR$148-35)+$X$30","v":0},{"$f":"($X$30-0.914*$X$30)/6*($AS$148-35)+$X$30","v":0},"冷房消費電力","Pc"]
[null,null,"冷房COP",{"$f":"D$207/D$208","v":{"$error":"#DIV/0!"}},{"$f":"E$207/E$208","v":{"$error":"#DIV/0!"}},{"$error":"#DIV/0!"},{"$error":"#DIV/0!"},{"$error":"#DIV/0!"},{"$error":"#DIV/0!"},{"$error":"#DIV/0!"},{"$error":"#DIV/0!"},{"$error":"#DIV/0!"},{"$error":"#DIV/0!"},{"$error":"#DIV/0!"},{"$error":"#DIV/0!"},{"$error":"#DIV/0!"},{"$error":"#DIV/0!"},{"$error":"#DIV/0!"},{"$error":"#DIV/0!"},{"$error":"#DIV/0!"},{"$error":"#DIV/0!"},{"$error":"#DIV/0!"},{"$error":"#DIV/0!"},{"$error":"#DIV/0!"},{"$error":"#DIV/0!"},{"$error":"#DIV/0!"},{"$error":"#DIV/0!"},{"$error":"#DIV/0!"},{"$error":"#DIV/0!"},{"$error":"#DIV/0!"},{"$error":"#DIV/0!"},{"$error":"#DIV/0!"},{"$error":"#DIV/0!"},{"$error":"#DIV/0!"},{"$error":"#DIV/0!"},{"$error":"#DIV/0!"},{"$error":"#DIV/0!"},{"$error":"#DIV/0!"},{"$error":"#DIV/0!"},{"$error":"#DIV/0!"},{"$error":"#DIV/0!"},{"$error":"#DIV/0!"},{"$error":"#DIV/0!"},{"$error":"#DIV/0!"},{"$error":"#DIV/0!"},"冷房COP","σc"]
[null,null,"冷房COP比",{"$f":"D$209/$AS$209","v":{"$error":"#DIV/0!"}},{"$error":"#DIV/0!"},{"$error":"#DIV/0!"},{"$error":"#DIV/0!"},{"$error":"#DIV/0!"},{"$error":"#DIV/0!"},{"$error":"#DIV/0!"},{"$error":"#DIV/0!"},{"$error":"#DIV/0!"},{"$error":"#DIV/0!"},{"$error":"#DIV/0!"},{"$error":"#DIV/0!"},{"$error":"#DIV/0!"},{"$error":"#DIV/0!"},{"$error":"#DIV/0!"},{"$error":"#DIV/0!"},{"$error":"#DIV/0!"},{"$error":"#DIV/0!"},{"$error":"#DIV/0!"},{"$error":"#DIV/0!"},{"$error":"#DIV/0!"},{"$error":"#DIV/0!"},{"$error":"#DIV/0!"},{"$error":"#DIV/0!"},{"$error":"#DIV/0!"},{"$error":"#DIV/0!"},{"$error":"#DIV/0!"},{"$error":"#DIV/0!"},{"$error":"#DIV/0!"},{"$error":"#DIV/0!"},{"$error":"#DIV/0!"},{"$error":"#DIV/0!"},{"$error":"#DIV/0!"},{"$error":"#DIV/0!"},{"$error":"#DIV/0!"},{"$error":"#DIV/0!"},{"$error":"#DIV/0!"},{"$error":"#DIV/0!"},{"$error":"#DIV/0!"},{"$error":"#DIV/0!"},{"$error":"#DIV/0!"},{"$error":"#DIV/0!"},"冷房COP比","βc"]
[null,null,"Σ",{"$f":"D$161*D$206","v":{"$error":"#DIV/0!"}},{"$f":"E$161*E$206","v":{"$error":"#DIV/0!"}},{"$error":"#DIV/0!"},{"$f":"G$161*G$206","v":{"$error":"#DIV/0!"}},{"$error":"#DIV/0!"},{"$error":"#DIV/0!"},{"$error":"#DIV/0!"},{"$error":"#DIV/0!"},{"$error":"#DIV/0!"},{"$error":"#DIV/0!"},{"$error":"#DIV/0!"},{"$error":"#DIV/0!"},{"$error":"#DIV/0!"},{"$error":"#DIV/0!"},{"$error":"#DIV/0!"},{"$error":"#DIV/0!"},{"$error":"#DIV/0!"},{"$error":"#DIV/0!"},{"$error":"#DIV/0!"},{"$error":"#DIV/0!"},{"$error":"#DIV/0!"},{"$error":"#DIV/0!"},{"$error":"#DIV/0!"},{"$error":"#DIV/0!"},{"$error":"#DIV/0!"},{"$error":"#DIV/0!"},{"$error":"#DIV/0!"},{"$error":"#DIV/0!"},{"$error":"#DIV/0!"},{"$error":"#DIV/0!"},{"$error":"#DIV/0!"},{"$error":"#DIV/0!"},{"$error":"#DIV/0!"},{"$error":"#DIV/0!"},{"$error":"#DIV/0!"},{"$error":"#DIV/0!"},{"$error":"#DIV/0!"},{"$error":"#DIV/0!"},{"$error":"#DIV/0!"},{"$error":"#DIV/0!"},{"$error":"#DIV/0!"},{"$error":"#DIV/0!"},{"$f":"SUM($D$211:$AS$211)","v":{"$error":"#DIV/0!"}},"Σ"]
[null,"前9","冷房時消費電力比",{"$f":"$D$162/$D216","v":{"$error":"#DIV/0!"}},{"$f":"$E$162/$E216","v":{"$error":"#DIV/0!"}},{"$f":"$F$162/$F216","v":{"$error":"#DIV/0!"}},{"$f":"$G$162/$G216","v":{"$error":"#DIV/0!"}},{"$f":"$H$162/$H216","v":{"$error":"#DIV/0!"}},{"$f":"$I$162/$I216","v":{"$error":"#DIV/0!"}},{"$f":"$J$162/$J216","v":{"$error":"#DIV/0!"}},{"$f":"$K$162/$K216","v":{"$error":"#DIV/0!"}},{"$f":"$L$162/$L216","v":{"$error":"#DIV/0!"}},{"$f":"$M$162/$M216","v":{"$error":"#DIV/0!"}},{"$f":"$N$162/$N216","v":{"$error":"#DIV/0!"}},{"$f":"$O$162/$O216","v":{"$error":"#DIV/0!"}},{"$f":"$P$162/$P216","v":{"$error":"#DIV/0!"}},{"$f":"$Q$162/$Q216","v":{"$error":"#DIV/0!"}},{"$f":"$R$162/$R216","v":{"$error":"#DIV/0!"}},{"$f":"$S$162/$S216","v":{"$error":"#DIV/0!"}},{"$f":"$T$162/$T216","v":{"$error":"#DIV/0!"}},{"$f":"$U$162/$U216","v":{"$error":"#DIV/0!"}},{"$f":"$V$162/$V216","v":{"$error":"#DIV/0!"}},{"$f":"$W$162/$W216","v":{"$error":"#DIV/0!"}},{"$f":"$X$162/$X216","v":{"$error":"#DIV/0!"}},{"$f":"$Y$162/$Y216","v":{"$error":"#DIV/0!"}},{"$f":"$Z$162/$Z216","v":{"$error":"#DIV/0!"}},{"$f":"$AA$162/$AA216","v":{"$error":"#DIV/0!"}},{"$f":"$AB$162/$AB216","v":{"$error":"#DIV/0!"}},{"$f":"$AC$162/$AC216","v":{"$error":"#DIV/0!"}},{"$f":"$AD$162/$AD216","v":{"$error":"#DIV/0!"}},{"$f":"$AE$162/$AE216","v":{"$error":"#DIV/0!"}},{"$f":"$AF$162/$AF216","v":{"$error":"#DIV/0!"}},{"$f":"$AG$162/$AG216","v":{"$error":"#DIV/0!"}},{"$f":"$AH$162/$AH216","v":{"$error":"#DIV/0!"}},{"$f":"$AI$162/$AI216","v":{"$error":"#DIV/0!"}},{"$f":"$AJ$162/$AJ216","v":{"$error":"#DIV/0!"}},{"$f":"$AK$162/$AK216","v":{"$error":"#DIV/0!"}},{"$f":"$AL$162/$AL216","v":{"$error":"#DIV/0!"}},{"$f":"$AM$162/$AM216","v":{"$error":"#DIV/0!"}},{"$f":"$AN$162/$AN216","v":{"$error":"#DIV/0!"}},{"$f":"$AO$162/$AO216","v":{"$error":"#DIV/0!"}},{"$f":"$AP$162/$AP216","v":{"$error":"#DIV/0!"}},{"$f":"$AQ$162/$AQ216","v":{"$error":"#DIV/0!"}},{"$f":"$AR$162/$AR216","v":{"$error":"#DIV/0!"}},{"$f":"$AS$162/$AS216","v":{"$error":"#DIV/0!"}},"冷房時消費電力比","εc"]
[null,null,"冷房能力",{"$f":"($Y$29-1.077*$Y$29)/6*($D$148-35)+$Y$29","v":0},{"$f":"($Y$29-1.077*$Y$29)/6*($E$148-35)+$Y$29","v":0},{"$f":"($Y$29-1.077*$Y$29)/6*($F$148-35)+$Y$29","v":0},{"$f":"($Y$29-1.077*$Y$29)/6*($G$148-35)+$Y$29","v":0},{"$f":"($Y$29-1.077*$Y$29)/6*($H$148-35)+$Y$29","v":0},{"$f":"($Y$29-1.077*$Y$29)/6*($I$148-35)+$Y$29","v":0},{"$f":"($Y$29-1.077*$Y$29)/6*($J$148-35)+$Y$29","v":0},{"$f":"($Y$29-1.077*$Y$29)/6*($K$148-35)+$Y$29","v":0},{"$f":"($Y$29-1.077*$Y$29)/6*($L$148-35)+$Y$29","v":0},{"$f":"($Y$29-1.077*$Y$29)/6*($M$148-35)+$Y$29","v":0},{"$f":"($Y$29-1.077*$Y$29)/6*($N$148-35)+$Y$29","v":0},{"$f":"($Y$29-1.077*$Y$29)/6*($O$148-35)+$Y$29","v":0},{"$f":"($Y$29-1.077*$Y$29)/6*($P$148-35)+$Y$29","v":0},{"$f":"($Y$29-1.077*$Y$29)/6*($Q$148-35)+$Y$29","v":0},{"$f":"($Y$29-1.077*$Y$29)/6*($R$148-35)+$Y$29","v":0},{"$f":"($Y$29-1.077*$Y$29)/6*($S$148-35)+$Y$29","v":0},{"$f":"($Y$29-1.077*$Y$29)/6*($T$148-35)+$Y$29","v":0},{"$f":"($Y$29-1.077*$Y$29)/6*($U$148-35)+$Y$29","v":0},{"$f":"($Y$29-1.077*$Y$29)/6*($V$148-35)+$Y$29","v":0},{"$f":"($Y$29-1.077*$Y$29)/6*($W$148-35)+$Y$29","v":0},{"$f":"($Y$29-1.077*$Y$29)/6*($X$148-35)+$Y$29","v":0},{"$f":"($Y$29-1.077*$Y$29)/6*($Y$148-35)+$Y$29","v":0},{"$f":"($Y$29-1.077*$Y$29)/6*($Z$148-35)+$Y$29","v":0},{"$f":"($Y$29-1.077*$Y$29)/6*($AA$148-35)+$Y$29","v":0},{"$f":"($Y$29-1.077*$Y$29)/6*($AB$148-35)+$Y$29","v":0},{"$f":"($Y$29-1.077*$Y$29)/6*($AC$148-35)+$Y$29","v":0},{"$f":"($Y$29-1.077*$Y$29)/6*($AD$148-35)+$Y$29","v":0},{"$f":"($Y$29-1.077*$Y$29)/6*($AE$148-35)+$Y$29","v":0},{"$f":"($Y$29-1.077*$Y$29)/6*($AF$148-35)+$Y$29","v":0},{"$f":"($Y$29-1.077*$Y$29)/6*($AG$148-35)+$Y$29","v":0},{"$f":"($Y$29-1.077*$Y$29)/6*($AH$148-35)+$Y$29","v":0},{"$f":"($Y$29-1.077*$Y$29)/6*($AI$148-35)+$Y$29","v":0},{"$f":"($Y$29-1.077*$Y$29)/6*($AJ$148-35)+$Y$29","v":0},{"$f":"($Y$29-1.077*$Y$29)/6*($AK$148-35)+$Y$29","v":0},{"$f":"($Y$29-1.077*$Y$29)/6*($AL$148-35)+$Y$29","v":0},{"$f":"($Y$29-1.077*$Y$29)/6*($AM$148-35)+$Y$29","v":0},{"$f":"($Y$29-1.077*$Y$29)/6*($AN$148-35)+$Y$29","v":0},{"$f":"($Y$29-1.077*$Y$29)/6*($AO$148-35)+$Y$29","v":0},{"$f":"($Y$29-1.077*$Y$29)/6*($AP$148-35)+$Y$29","v":0},{"$f":"($Y$29-1.077*$Y$29)/6*($AQ$148-35)+$Y$29","v":0},{"$f":"($Y$29-1.077*$Y$29)/6*($AR$148-35)+$Y$29","v":0},{"$f":"($Y$29-1.077*$Y$29)/6*($AS$148-35)+$Y$29","v":0},"冷房能力","Φc"]
[null,null,"冷房消費電力",{"$f":"($Y$30-0.914*$Y$30)/6*($D$148-35)+$Y$30","v":0},{"$f":"($Y$30-0.914*$Y$30)/6*($E$148-35)+$Y$30","v":0},{"$f":"($Y$30-0.914*$Y$30)/6*($F$148-35)+$Y$30","v":0},{"$f":"($Y$30-0.914*$Y$30)/6*($G$148-35)+$Y$30","v":0},{"$f":"($Y$30-0.914*$Y$30)/6*($H$148-35)+$Y$30","v":0},{"$f":"($Y$30-0.914*$Y$30)/6*($I$148-35)+$Y$30","v":0},{"$f":"($Y$30-0.914*$Y$30)/6*($J$148-35)+$Y$30","v":0},{"$f":"($Y$30-0.914*$Y$30)/6*($K$148-35)+$Y$30","v":0},{"$f":"($Y$30-0.914*$Y$30)/6*($L$148-35)+$Y$30","v":0},{"$f":"($Y$30-0.914*$Y$30)/6*($M$148-35)+$Y$30","v":0},{"$f":"($Y$30-0.914*$Y$30)/6*($N$148-35)+$Y$30","v":0},{"$f":"($Y$30-0.914*$Y$30)/6*($O$148-35)+$Y$30","v":0},{"$f":"($Y$30-0.914*$Y$30)/6*($P$148-35)+$Y$30","v":0},{"$f":"($Y$30-0.914*$Y$30)/6*($Q$148-35)+$Y$30","v":0},{"$f":"($Y$30-0.914*$Y$30)/6*($R$148-35)+$Y$30","v":0},{"$f":"($Y$30-0.914*$Y$30)/6*($S$148-35)+$Y$30","v":0},{"$f":"($Y$30-0.914*$Y$30)/6*($T$148-35)+$Y$30","v":0},{"$f":"($Y$30-0.914*$Y$30)/6*($U$148-35)+$Y$30","v":0},{"$f":"($Y$30-0.914*$Y$30)/6*($V$148-35)+$Y$30","v":0},{"$f":"($Y$30-0.914*$Y$30)/6*($W$148-35)+$Y$30","v":0},{"$f":"($Y$30-0.914*$Y$30)/6*($X$148-35)+$Y$30","v":0},{"$f":"($Y$30-0.914*$Y$30)/6*($Y$148-35)+$Y$30","v":0},{"$f":"($Y$30-0.914*$Y$30)/6*($Z$148-35)+$Y$30","v":0},{"$f":"($Y$30-0.914*$Y$30)/6*($AA$148-35)+$Y$30","v":0},{"$f":"($Y$30-0.914*$Y$30)/6*($AB$148-35)+$Y$30","v":0},{"$f":"($Y$30-0.914*$Y$30)/6*($AC$148-35)+$Y$30","v":0},{"$f":"($Y$30-0.914*$Y$30)/6*($AD$148-35)+$Y$30","v":0},{"$f":"($Y$30-0.914*$Y$30)/6*($AE$148-35)+$Y$30","v":0},{"$f":"($Y$30-0.914*$Y$30)/6*($AF$148-35)+$Y$30","v":0},{"$f":"($Y$30-0.914*$Y$30)/6*($AG$148-35)+$Y$30","v":0},{"$f":"($Y$30-0.914*$Y$30)/6*($AH$148-35)+$Y$30","v":0},{"$f":"($Y$30-0.914*$Y$30)/6*($AI$148-35)+$Y$30","v":0},{"$f":"($Y$30-0.914*$Y$30)/6*($AJ$148-35)+$Y$30","v":0},{"$f":"($Y$30-0.914*$Y$30)/6*($AK$148-35)+$Y$30","v":0},{"$f":"($Y$30-0.914*$Y$30)/6*($AL$148-35)+$Y$30","v":0},{"$f":"($Y$30-0.914*$Y$30)/6*($AM$148-35)+$Y$30","v":0},{"$f":"($Y$30-0.914*$Y$30)/6*($AN$148-35)+$Y$30","v":0},{"$f":"($Y$30-0.914*$Y$30)/6*($AO$148-35)+$Y$30","v":0},{"$f":"($Y$30-0.914*$Y$30)/6*($AP$148-35)+$Y$30","v":0},{"$f":"($Y$30-0.914*$Y$30)/6*($AQ$148-35)+$Y$30","v":0},{"$f":"($Y$30-0.914*$Y$30)/6*($AR$148-35)+$Y$30","v":0},{"$f":"($Y$30-0.914*$Y$30)/6*($AS$148-35)+$Y$30","v":0},"冷房消費電力","Pc"]
[null,null,"冷房COP",{"$f":"D$213/D$214","v":{"$error":"#DIV/0!"}},{"$f":"E$213/E$214","v":{"$error":"#DIV/0!"}},{"$error":"#DIV/0!"},{"$error":"#DIV/0!"},{"$error":"#DIV/0!"},{"$error":"#DIV/0!"},{"$error":"#DIV/0!"},{"$error":"#DIV/0!"},{"$error":"#DIV/0!"},{"$error":"#DIV/0!"},{"$error":"#DIV/0!"},{"$error":"#DIV/0!"},{"$error":"#DIV/0!"},{"$error":"#DIV/0!"},{"$error":"#DIV/0!"},{"$error":"#DIV/0!"},{"$error":"#DIV/0!"},{"$error":"#DIV/0!"},{"$error":"#DIV/0!"},{"$error":"#DIV/0!"},{"$error":"#DIV/0!"},{"$error":"#DIV/0!"},{"$error":"#DIV/0!"},{"$error":"#DIV/0!"},{"$error":"#DIV/0!"},{"$error":"#DIV/0!"},{"$error":"#DIV/0!"},{"$error":"#DIV/0!"},{"$error":"#DIV/0!"},{"$error":"#DIV/0!"},{"$error":"#DIV/0!"},{"$error":"#DIV/0!"},{"$error":"#DIV/0!"},{"$error":"#DIV/0!"},{"$error":"#DIV/0!"},{"$error":"#DIV/0!"},{"$error":"#DIV/0!"},{"$error":"#DIV/0!"},{"$error":"#DIV/0!"},{"$error":"#DIV/0!"},{"$error":"#DIV/0!"},{"$error":"#DIV/0!"},"冷房COP","σc"]
[null,null,"冷房COP比",{"$f":"D$215/$AS$215","v":{"$error":"#DIV/0!"}},{"$error":"#DIV/0!"},{"$error":"#DIV/0!"},{"$error":"#DIV/0!"},{"$error":"#DIV/0!"},{"$error":"#DIV/0!"},{"$error":"#DIV/0!"},{"$error":"#DIV/0!"},{"$error":"#DIV/0!"},{"$error":"#DIV/0!"},{"$error":"#DIV/0!"},{"$error":"#DIV/0!"},{"$error":"#DIV/0!"},{"$error":"#DIV/0!"},{"$error":"#DIV/0!"},{"$error":"#DIV/0!"},{"$error":"#DIV/0!"},{"$error":"#DIV/0!"},{"$error":"#DIV/0!"},{"$error":"#DIV/0!"},{"$error":"#DIV/0!"},{"$error":"#DIV/0!"},{"$error":"#DIV/0!"},{"$error":"#DIV/0!"},{"$error":"#DIV/0!"},{"$error":"#DIV/0!"},{"$error":"#DIV/0!"},{"$error":"#DIV/0!"},{"$error":"#DIV/0!"},{"$error":"#DIV/0!"},{"$error":"#DIV/0!"},{"$error":"#DIV/0!"},{"$error":"#DIV/0!"},{"$error":"#DIV/0!"},{"$error":"#DIV/0!"},{"$error":"#DIV/0!"},{"$error":"#DIV/0!"},{"$error":"#DIV/0!"},{"$error":"#DIV/0!"},{"$error":"#DIV/0!"},{"$error":"#DIV/0!"},{"$error":"#DIV/0!"},"冷房COP比","βc"]
[null,null,"Σ",{"$f":"D$161*D$212","v":{"$error":"#DIV/0!"}},{"$f":"E$161*E$212","v":{"$error":"#DIV/0!"}},{"$error":"#DIV/0!"},{"$f":"G$161*G$212","v":{"$error":"#DIV/0!"}},{"$error":"#DIV/0!"},{"$error":"#DIV/0!"},{"$error":"#DIV/0!"},{"$error":"#DIV/0!"},{"$error":"#DIV/0!"},{"$error":"#DIV/0!"},{"$error":"#DIV/0!"},{"$error":"#DIV/0!"},{"$error":"#DIV/0!"},{"$error":"#DIV/0!"},{"$error":"#DIV/0!"},{"$error":"#DIV/0!"},{"$error":"#DIV/0!"},{"$error":"#DIV/0!"},{"$error":"#DIV/0!"},{"$error":"#DIV/0!"},{"$error":"#DIV/0!"},{"$error":"#DIV/0!"},{"$error":"#DIV/0!"},{"$error":"#DIV/0!"},{"$error":"#DIV/0!"},{"$error":"#DIV/0!"},{"$error":"#DIV/0!"},{"$error":"#DIV/0!"},{"$error":"#DIV/0!"},{"$error":"#DIV/0!"},{"$error":"#DIV/0!"},{"$error":"#DIV/0!"},{"$error":"#DIV/0!"},{"$error":"#DIV/0!"},{"$error":"#DIV/0!"},{"$error":"#DIV/0!"},{"$error":"#DIV/0!"},{"$error":"#DIV/0!"},{"$error":"#DIV/0!"},{"$error":"#DIV/0!"},{"$error":"#DIV/0!"},{"$error":"#DIV/0!"},{"$f":"SUM($D$217:$AS$217)","v":{"$error":"#DIV/0!"}},"Σ"]
[null,"前10","冷房時消費電力比",{"$f":"$D$162/$D222","v":{"$error":"#DIV/0!"}},{"$f":"$E$162/$E222","v":{"$error":"#DIV/0!"}},{"$f":"$F$162/$F222","v":{"$error":"#DIV/0!"}},{"$f":"$G$162/$G222","v":{"$error":"#DIV/0!"}},{"$f":"$H$162/$H222","v":{"$error":"#DIV/0!"}},{"$f":"$I$162/$I222","v":{"$error":"#DIV/0!"}},{"$f":"$J$162/$J222","v":{"$error":"#DIV/0!"}},{"$f":"$K$162/$K222","v":{"$error":"#DIV/0!"}},{"$f":"$L$162/$L222","v":{"$error":"#DIV/0!"}},{"$f":"$M$162/$M222","v":{"$error":"#DIV/0!"}},{"$f":"$N$162/$N222","v":{"$error":"#DIV/0!"}},{"$f":"$O$162/$O222","v":{"$error":"#DIV/0!"}},{"$f":"$P$162/$P222","v":{"$error":"#DIV/0!"}},{"$f":"$Q$162/$Q222","v":{"$error":"#DIV/0!"}},{"$f":"$R$162/$R222","v":{"$error":"#DIV/0!"}},{"$f":"$S$162/$S222","v":{"$error":"#DIV/0!"}},{"$f":"$T$162/$T222","v":{"$error":"#DIV/0!"}},{"$f":"$U$162/$U222","v":{"$error":"#DIV/0!"}},{"$f":"$V$162/$V222","v":{"$error":"#DIV/0!"}},{"$f":"$W$162/$W222","v":{"$error":"#DIV/0!"}},{"$f":"$X$162/$X222","v":{"$error":"#DIV/0!"}},{"$f":"$Y$162/$Y222","v":{"$error":"#DIV/0!"}},{"$f":"$Z$162/$Z222","v":{"$error":"#DIV/0!"}},{"$f":"$AA$162/$AA222","v":{"$error":"#DIV/0!"}},{"$f":"$AB$162/$AB222","v":{"$error":"#DIV/0!"}},{"$f":"$AC$162/$AC222","v":{"$error":"#DIV/0!"}},{"$f":"$AD$162/$AD222","v":{"$error":"#DIV/0!"}},{"$f":"$AE$162/$AE222","v":{"$error":"#DIV/0!"}},{"$f":"$AF$162/$AF222","v":{"$error":"#DIV/0!"}},{"$f":"$AG$162/$AG222","v":{"$error":"#DIV/0!"}},{"$f":"$AH$162/$AH222","v":{"$error":"#DIV/0!"}},{"$f":"$AI$162/$AI222","v":{"$error":"#DIV/0!"}},{"$f":"$AJ$162/$AJ222","v":{"$error":"#DIV/0!"}},{"$f":"$AK$162/$AK222","v":{"$error":"#DIV/0!"}},{"$f":"$AL$162/$AL222","v":{"$error":"#DIV/0!"}},{"$f":"$AM$162/$AM222","v":{"$error":"#DIV/0!"}},{"$f":"$AN$162/$AN222","v":{"$error":"#DIV/0!"}},{"$f":"$AO$162/$AO222","v":{"$error":"#DIV/0!"}},{"$f":"$AP$162/$AP222","v":{"$error":"#DIV/0!"}},{"$f":"$AQ$162/$AQ222","v":{"$error":"#DIV/0!"}},{"$f":"$AR$162/$AR222","v":{"$error":"#DIV/0!"}},{"$f":"$AS$162/$AS222","v":{"$error":"#DIV/0!"}},"冷房時消費電力比","εc"]
[null,null,"冷房能力",{"$f":"($Z$29-1.077*$Z$29)/6*($D$148-35)+$Z$29","v":0},{"$f":"($Z$29-1.077*$Z$29)/6*($E$148-35)+$Z$29","v":0},{"$f":"($Z$29-1.077*$Z$29)/6*($F$148-35)+$Z$29","v":0},{"$f":"($Z$29-1.077*$Z$29)/6*($G$148-35)+$Z$29","v":0},{"$f":"($Z$29-1.077*$Z$29)/6*($H$148-35)+$Z$29","v":0},{"$f":"($Z$29-1.077*$Z$29)/6*($I$148-35)+$Z$29","v":0},{"$f":"($Z$29-1.077*$Z$29)/6*($J$148-35)+$Z$29","v":0},{"$f":"($Z$29-1.077*$Z$29)/6*($K$148-35)+$Z$29","v":0},{"$f":"($Z$29-1.077*$Z$29)/6*($L$148-35)+$Z$29","v":0},{"$f":"($Z$29-1.077*$Z$29)/6*($M$148-35)+$Z$29","v":0},{"$f":"($Z$29-1.077*$Z$29)/6*($N$148-35)+$Z$29","v":0},{"$f":"($Z$29-1.077*$Z$29)/6*($O$148-35)+$Z$29","v":0},{"$f":"($Z$29-1.077*$Z$29)/6*($P$148-35)+$Z$29","v":0},{"$f":"($Z$29-1.077*$Z$29)/6*($Q$148-35)+$Z$29","v":0},{"$f":"($Z$29-1.077*$Z$29)/6*($R$148-35)+$Z$29","v":0},{"$f":"($Z$29-1.077*$Z$29)/6*($S$148-35)+$Z$29","v":0},{"$f":"($Z$29-1.077*$Z$29)/6*($T$148-35)+$Z$29","v":0},{"$f":"($Z$29-1.077*$Z$29)/6*($U$148-35)+$Z$29","v":0},{"$f":"($Z$29-1.077*$Z$29)/6*($V$148-35)+$Z$29","v":0},{"$f":"($Z$29-1.077*$Z$29)/6*($W$148-35)+$Z$29","v":0},{"$f":"($Z$29-1.077*$Z$29)/6*($X$148-35)+$Z$29","v":0},{"$f":"($Z$29-1.077*$Z$29)/6*($Y$148-35)+$Z$29","v":0},{"$f":"($Z$29-1.077*$Z$29)/6*($Z$148-35)+$Z$29","v":0},{"$f":"($Z$29-1.077*$Z$29)/6*($AA$148-35)+$Z$29","v":0},{"$f":"($Z$29-1.077*$Z$29)/6*($AB$148-35)+$Z$29","v":0},{"$f":"($Z$29-1.077*$Z$29)/6*($AC$148-35)+$Z$29","v":0},{"$f":"($Z$29-1.077*$Z$29)/6*($AD$148-35)+$Z$29","v":0},{"$f":"($Z$29-1.077*$Z$29)/6*($AE$148-35)+$Z$29","v":0},{"$f":"($Z$29-1.077*$Z$29)/6*($AF$148-35)+$Z$29","v":0},{"$f":"($Z$29-1.077*$Z$29)/6*($AG$148-35)+$Z$29","v":0},{"$f":"($Z$29-1.077*$Z$29)/6*($AH$148-35)+$Z$29","v":0},{"$f":"($Z$29-1.077*$Z$29)/6*($AI$148-35)+$Z$29","v":0},{"$f":"($Z$29-1.077*$Z$29)/6*($AJ$148-35)+$Z$29","v":0},{"$f":"($Z$29-1.077*$Z$29)/6*($AK$148-35)+$Z$29","v":0},{"$f":"($Z$29-1.077*$Z$29)/6*($AL$148-35)+$Z$29","v":0},{"$f":"($Z$29-1.077*$Z$29)/6*($AM$148-35)+$Z$29","v":0},{"$f":"($Z$29-1.077*$Z$29)/6*($AN$148-35)+$Z$29","v":0},{"$f":"($Z$29-1.077*$Z$29)/6*($AO$148-35)+$Z$29","v":0},{"$f":"($Z$29-1.077*$Z$29)/6*($AP$148-35)+$Z$29","v":0},{"$f":"($Z$29-1.077*$Z$29)/6*($AQ$148-35)+$Z$29","v":0},{"$f":"($Z$29-1.077*$Z$29)/6*($AR$148-35)+$Z$29","v":0},{"$f":"($Z$29-1.077*$Z$29)/6*($AS$148-35)+$Z$29","v":0},"冷房能力","Φc"]
[null,null,"冷房消費電力",{"$f":"($Z$30-0.914*$Z$30)/6*($D$148-35)+$Z$30","v":0},{"$f":"($Z$30-0.914*$Z$30)/6*($E$148-35)+$Z$30","v":0},{"$f":"($Z$30-0.914*$Z$30)/6*($F$148-35)+$Z$30","v":0},{"$f":"($Z$30-0.914*$Z$30)/6*($G$148-35)+$Z$30","v":0},{"$f":"($Z$30-0.914*$Z$30)/6*($H$148-35)+$Z$30","v":0},{"$f":"($Z$30-0.914*$Z$30)/6*($I$148-35)+$Z$30","v":0},{"$f":"($Z$30-0.914*$Z$30)/6*($J$148-35)+$Z$30","v":0},{"$f":"($Z$30-0.914*$Z$30)/6*($K$148-35)+$Z$30","v":0},{"$f":"($Z$30-0.914*$Z$30)/6*($L$148-35)+$Z$30","v":0},{"$f":"($Z$30-0.914*$Z$30)/6*($M$148-35)+$Z$30","v":0},{"$f":"($Z$30-0.914*$Z$30)/6*($N$148-35)+$Z$30","v":0},{"$f":"($Z$30-0.914*$Z$30)/6*($O$148-35)+$Z$30","v":0},{"$f":"($Z$30-0.914*$Z$30)/6*($P$148-35)+$Z$30","v":0},{"$f":"($Z$30-0.914*$Z$30)/6*($Q$148-35)+$Z$30","v":0},{"$f":"($Z$30-0.914*$Z$30)/6*($R$148-35)+$Z$30","v":0},{"$f":"($Z$30-0.914*$Z$30)/6*($S$148-35)+$Z$30","v":0},{"$f":"($Z$30-0.914*$Z$30)/6*($T$148-35)+$Z$30","v":0},{"$f":"($Z$30-0.914*$Z$30)/6*($U$148-35)+$Z$30","v":0},{"$f":"($Z$30-0.914*$Z$30)/6*($V$148-35)+$Z$30","v":0},{"$f":"($Z$30-0.914*$Z$30)/6*($W$148-35)+$Z$30","v":0},{"$f":"($Z$30-0.914*$Z$30)/6*($X$148-35)+$Z$30","v":0},{"$f":"($Z$30-0.914*$Z$30)/6*($Y$148-35)+$Z$30","v":0},{"$f":"($Z$30-0.914*$Z$30)/6*($Z$148-35)+$Z$30","v":0},{"$f":"($Z$30-0.914*$Z$30)/6*($AA$148-35)+$Z$30","v":0},{"$f":"($Z$30-0.914*$Z$30)/6*($AB$148-35)+$Z$30","v":0},{"$f":"($Z$30-0.914*$Z$30)/6*($AC$148-35)+$Z$30","v":0},{"$f":"($Z$30-0.914*$Z$30)/6*($AD$148-35)+$Z$30","v":0},{"$f":"($Z$30-0.914*$Z$30)/6*($AE$148-35)+$Z$30","v":0},{"$f":"($Z$30-0.914*$Z$30)/6*($AF$148-35)+$Z$30","v":0},{"$f":"($Z$30-0.914*$Z$30)/6*($AG$148-35)+$Z$30","v":0},{"$f":"($Z$30-0.914*$Z$30)/6*($AH$148-35)+$Z$30","v":0},{"$f":"($Z$30-0.914*$Z$30)/6*($AI$148-35)+$Z$30","v":0},{"$f":"($Z$30-0.914*$Z$30)/6*($AJ$148-35)+$Z$30","v":0},{"$f":"($Z$30-0.914*$Z$30)/6*($AK$148-35)+$Z$30","v":0},{"$f":"($Z$30-0.914*$Z$30)/6*($AL$148-35)+$Z$30","v":0},{"$f":"($Z$30-0.914*$Z$30)/6*($AM$148-35)+$Z$30","v":0},{"$f":"($Z$30-0.914*$Z$30)/6*($AN$148-35)+$Z$30","v":0},{"$f":"($Z$30-0.914*$Z$30)/6*($AO$148-35)+$Z$30","v":0},{"$f":"($Z$30-0.914*$Z$30)/6*($AP$148-35)+$Z$30","v":0},{"$f":"($Z$30-0.914*$Z$30)/6*($AQ$148-35)+$Z$30","v":0},{"$f":"($Z$30-0.914*$Z$30)/6*($AR$148-35)+$Z$30","v":0},{"$f":"($Z$30-0.914*$Z$30)/6*($AS$148-35)+$Z$30","v":0},"冷房消費電力","Pc"]
[null,null,"冷房COP",{"$f":"D$219/D$220","v":{"$error":"#DIV/0!"}},{"$f":"E$219/E$220","v":{"$error":"#DIV/0!"}},{"$error":"#DIV/0!"},{"$error":"#DIV/0!"},{"$error":"#DIV/0!"},{"$error":"#DIV/0!"},{"$error":"#DIV/0!"},{"$error":"#DIV/0!"},{"$error":"#DIV/0!"},{"$error":"#DIV/0!"},{"$error":"#DIV/0!"},{"$error":"#DIV/0!"},{"$error":"#DIV/0!"},{"$error":"#DIV/0!"},{"$error":"#DIV/0!"},{"$error":"#DIV/0!"},{"$error":"#DIV/0!"},{"$error":"#DIV/0!"},{"$error":"#DIV/0!"},{"$error":"#DIV/0!"},{"$error":"#DIV/0!"},{"$error":"#DIV/0!"},{"$error":"#DIV/0!"},{"$error":"#DIV/0!"},{"$error":"#DIV/0!"},{"$error":"#DIV/0!"},{"$error":"#DIV/0!"},{"$error":"#DIV/0!"},{"$error":"#DIV/0!"},{"$error":"#DIV/0!"},{"$error":"#DIV/0!"},{"$error":"#DIV/0!"},{"$error":"#DIV/0!"},{"$error":"#DIV/0!"},{"$error":"#DIV/0!"},{"$error":"#DIV/0!"},{"$error":"#DIV/0!"},{"$error":"#DIV/0!"},{"$error":"#DIV/0!"},{"$error":"#DIV/0!"},{"$error":"#DIV/0!"},{"$error":"#DIV/0!"},"冷房COP","σc"]
[null,null,"冷房COP比",{"$f":"D$221/$AS$221","v":{"$error":"#DIV/0!"}},{"$error":"#DIV/0!"},{"$error":"#DIV/0!"},{"$error":"#DIV/0!"},{"$error":"#DIV/0!"},{"$error":"#DIV/0!"},{"$error":"#DIV/0!"},{"$error":"#DIV/0!"},{"$error":"#DIV/0!"},{"$error":"#DIV/0!"},{"$error":"#DIV/0!"},{"$error":"#DIV/0!"},{"$error":"#DIV/0!"},{"$error":"#DIV/0!"},{"$error":"#DIV/0!"},{"$error":"#DIV/0!"},{"$error":"#DIV/0!"},{"$error":"#DIV/0!"},{"$error":"#DIV/0!"},{"$error":"#DIV/0!"},{"$error":"#DIV/0!"},{"$error":"#DIV/0!"},{"$error":"#DIV/0!"},{"$error":"#DIV/0!"},{"$error":"#DIV/0!"},{"$error":"#DIV/0!"},{"$error":"#DIV/0!"},{"$error":"#DIV/0!"},{"$error":"#DIV/0!"},{"$error":"#DIV/0!"},{"$error":"#DIV/0!"},{"$error":"#DIV/0!"},{"$error":"#DIV/0!"},{"$error":"#DIV/0!"},{"$error":"#DIV/0!"},{"$error":"#DIV/0!"},{"$error":"#DIV/0!"},{"$error":"#DIV/0!"},{"$error":"#DIV/0!"},{"$error":"#DIV/0!"},{"$error":"#DIV/0!"},{"$error":"#DIV/0!"},"冷房COP比","βc"]
[null,null,"Σ",{"$f":"D$161*D$218","v":{"$error":"#DIV/0!"}},{"$f":"E$161*E$218","v":{"$error":"#DIV/0!"}},{"$error":"#DIV/0!"},{"$f":"G$161*G$218","v":{"$error":"#DIV/0!"}},{"$error":"#DIV/0!"},{"$error":"#DIV/0!"},{"$error":"#DIV/0!"},{"$error":"#DIV/0!"},{"$error":"#DIV/0!"},{"$error":"#DIV/0!"},{"$error":"#DIV/0!"},{"$error":"#DIV/0!"},{"$error":"#DIV/0!"},{"$error":"#DIV/0!"},{"$error":"#DIV/0!"},{"$error":"#DIV/0!"},{"$error":"#DIV/0!"},{"$error":"#DIV/0!"},{"$error":"#DIV/0!"},{"$error":"#DIV/0!"},{"$error":"#DIV/0!"},{"$error":"#DIV/0!"},{"$error":"#DIV/0!"},{"$error":"#DIV/0!"},{"$error":"#DIV/0!"},{"$error":"#DIV/0!"},{"$error":"#DIV/0!"},{"$error":"#DIV/0!"},{"$error":"#DIV/0!"},{"$error":"#DIV/0!"},{"$error":"#DIV/0!"},{"$error":"#DIV/0!"},{"$error":"#DIV/0!"},{"$error":"#DIV/0!"},{"$error":"#DIV/0!"},{"$error":"#DIV/0!"},{"$error":"#DIV/0!"},{"$error":"#DIV/0!"},{"$error":"#DIV/0!"},{"$error":"#DIV/0!"},{"$error":"#DIV/0!"},{"$error":"#DIV/0!"},{"$f":"SUM($D$223:$AS$223)","v":{"$error":"#DIV/0!"}},"Σ"]
[]
[null,"後1","冷房時消費電力比",{"$f":"$D$162/$D229","v":{"$error":"#DIV/0!"}},{"$f":"$E$162/$E229","v":{"$error":"#DIV/0!"}},{"$f":"$F$162/$F229","v":{"$error":"#DIV/0!"}},{"$f":"$G$162/$G229","v":{"$error":"#DIV/0!"}},{"$f":"$H$162/$H229","v":{"$error":"#DIV/0!"}},{"$f":"$I$162/$I229","v":{"$error":"#DIV/0!"}},{"$f":"$J$162/$J229","v":{"$error":"#DIV/0!"}},{"$f":"$K$162/$K229","v":{"$error":"#DIV/0!"}},{"$f":"$L$162/$L229","v":{"$error":"#DIV/0!"}},{"$f":"$M$162/$M229","v":{"$error":"#DIV/0!"}},{"$f":"$N$162/$N229","v":{"$error":"#DIV/0!"}},{"$f":"$O$162/$O229","v":{"$error":"#DIV/0!"}},{"$f":"$P$162/$P229","v":{"$error":"#DIV/0!"}},{"$f":"$Q$162/$Q229","v":{"$error":"#DIV/0!"}},{"$f":"$R$162/$R229","v":{"$error":"#DIV/0!"}},{"$f":"$S$162/$S229","v":{"$error":"#DIV/0!"}},{"$f":"$T$162/$T229","v":{"$error":"#DIV/0!"}},{"$f":"$U$162/$U229","v":{"$error":"#DIV/0!"}},{"$f":"$V$162/$V229","v":{"$error":"#DIV/0!"}},{"$f":"$W$162/$W229","v":{"$error":"#DIV/0!"}},{"$f":"$X$162/$X229","v":{"$error":"#DIV/0!"}},{"$f":"$Y$162/$Y229","v":{"$error":"#DIV/0!"}},{"$f":"$Z$162/$Z229","v":{"$error":"#DIV/0!"}},{"$f":"$AA$162/$AA229","v":{"$error":"#DIV/0!"}},{"$f":"$AB$162/$AB229","v":{"$error":"#DIV/0!"}},{"$f":"$AC$162/$AC229","v":{"$error":"#DIV/0!"}},{"$f":"$AD$162/$AD229","v":{"$error":"#DIV/0!"}},{"$f":"$AE$162/$AE229","v":{"$error":"#DIV/0!"}},{"$f":"$AF$162/$AF229","v":{"$error":"#DIV/0!"}},{"$f":"$AG$162/$AG229","v":{"$error":"#DIV/0!"}},{"$f":"$AH$162/$AH229","v":{"$error":"#DIV/0!"}},{"$f":"$AI$162/$AI229","v":{"$error":"#DIV/0!"}},{"$f":"$AJ$162/$AJ229","v":{"$error":"#DIV/0!"}},{"$f":"$AK$162/$AK229","v":{"$error":"#DIV/0!"}},{"$f":"$AL$162/$AL229","v":{"$error":"#DIV/0!"}},{"$f":"$AM$162/$AM229","v":{"$error":"#DIV/0!"}},{"$f":"$AN$162/$AN229","v":{"$error":"#DIV/0!"}},{"$f":"$AO$162/$AO229","v":{"$error":"#DIV/0!"}},{"$f":"$AP$162/$AP229","v":{"$error":"#DIV/0!"}},{"$f":"$AQ$162/$AQ229","v":{"$error":"#DIV/0!"}},{"$f":"$AR$162/$AR229","v":{"$error":"#DIV/0!"}},{"$f":"$AS$162/$AS229","v":{"$error":"#DIV/0!"}},"冷房時消費電力比","εc"]
[null,null,"冷房能力",{"$f":"($Q$43-1.077*$Q$43)/6*($D$148-35)+$Q$43","v":0},{"$f":"($Q$43-1.077*$Q$43)/6*($E$148-35)+$Q$43","v":0},{"$f":"($Q$43-1.077*$Q$43)/6*($F$148-35)+$Q$43","v":0},{"$f":"($Q$43-1.077*$Q$43)/6*($G$148-35)+$Q$43","v":0},{"$f":"($Q$43-1.077*$Q$43)/6*($H$148-35)+$Q$43","v":0},{"$f":"($Q$43-1.077*$Q$43)/6*($I$148-35)+$Q$43","v":0},{"$f":"($Q$43-1.077*$Q$43)/6*($J$148-35)+$Q$43","v":0},{"$f":"($Q$43-1.077*$Q$43)/6*($K$148-35)+$Q$43","v":0},{"$f":"($Q$43-1.077*$Q$43)/6*($L$148-35)+$Q$43","v":0},{"$f":"($Q$43-1.077*$Q$43)/6*($M$148-35)+$Q$43","v":0},{"$f":"($Q$43-1.077*$Q$43)/6*($N$148-35)+$Q$43","v":0},{"$f":"($Q$43-1.077*$Q$43)/6*($O$148-35)+$Q$43","v":0},{"$f":"($Q$43-1.077*$Q$43)/6*($P$148-35)+$Q$43","v":0},{"$f":"($Q$43-1.077*$Q$43)/6*($Q$148-35)+$Q$43","v":0},{"$f":"($Q$43-1.077*$Q$43)/6*($R$148-35)+$Q$43","v":0},{"$f":"($Q$43-1.077*$Q$43)/6*($S$148-35)+$Q$43","v":0},{"$f":"($Q$43-1.077*$Q$43)/6*($T$148-35)+$Q$43","v":0},{"$f":"($Q$43-1.077*$Q$43)/6*($U$148-35)+$Q$43","v":0},{"$f":"($Q$43-1.077*$Q$43)/6*($V$148-35)+$Q$43","v":0},{"$f":"($Q$43-1.077*$Q$43)/6*($W$148-35)+$Q$43","v":0},{"$f":"($Q$43-1.077*$Q$43)/6*($X$148-35)+$Q$43","v":0},{"$f":"($Q$43-1.077*$Q$43)/6*($Y$148-35)+$Q$43","v":0},{"$f":"($Q$43-1.077*$Q$43)/6*($Z$148-35)+$Q$43","v":0},{"$f":"($Q$43-1.077*$Q$43)/6*($AA$148-35)+$Q$43","v":0},{"$f":"($Q$43-1.077*$Q$43)/6*($AB$148-35)+$Q$43","v":0},{"$f":"($Q$43-1.077*$Q$43)/6*($AC$148-35)+$Q$43","v":0},{"$f":"($Q$43-1.077*$Q$43)/6*($AD$148-35)+$Q$43","v":0},{"$f":"($Q$43-1.077*$Q$43)/6*($AE$148-35)+$Q$43","v":0},{"$f":"($Q$43-1.077*$Q$43)/6*($AF$148-35)+$Q$43","v":0},{"$f":"($Q$43-1.077*$Q$43)/6*($AG$148-35)+$Q$43","v":0},{"$f":"($Q$43-1.077*$Q$43)/6*($AH$148-35)+$Q$43","v":0},{"$f":"($Q$43-1.077*$Q$43)/6*($AI$148-35)+$Q$43","v":0},{"$f":"($Q$43-1.077*$Q$43)/6*($AJ$148-35)+$Q$43","v":0},{"$f":"($Q$43-1.077*$Q$43)/6*($AK$148-35)+$Q$43","v":0},{"$f":"($Q$43-1.077*$Q$43)/6*($AL$148-35)+$Q$43","v":0},{"$f":"($Q$43-1.077*$Q$43)/6*($AM$148-35)+$Q$43","v":0},{"$f":"($Q$43-1.077*$Q$43)/6*($AN$148-35)+$Q$43","v":0},{"$f":"($Q$43-1.077*$Q$43)/6*($AO$148-35)+$Q$43","v":0},{"$f":"($Q$43-1.077*$Q$43)/6*($AP$148-35)+$Q$43","v":0},{"$f":"($Q$43-1.077*$Q$43)/6*($AQ$148-35)+$Q$43","v":0},{"$f":"($Q$43-1.077*$Q$43)/6*($AR$148-35)+$Q$43","v":0},{"$f":"($Q$43-1.077*$Q$43)/6*($AS$148-35)+$Q$43","v":0},"冷房能力","Φc"]
[null,null,"冷房消費電力",{"$f":"($Q$44-0.914*$Q$44)/6*($D$148-35)+$Q$44","v":0},{"$f":"($Q$44-0.914*$Q$44)/6*($E$148-35)+$Q$44","v":0},{"$f":"($Q$44-0.914*$Q$44)/6*($F$148-35)+$Q$44","v":0},{"$f":"($Q$44-0.914*$Q$44)/6*($G$148-35)+$Q$44","v":0},{"$f":"($Q$44-0.914*$Q$44)/6*($H$148-35)+$Q$44","v":0},{"$f":"($Q$44-0.914*$Q$44)/6*($I$148-35)+$Q$44","v":0},{"$f":"($Q$44-0.914*$Q$44)/6*($J$148-35)+$Q$44","v":0},{"$f":"($Q$44-0.914*$Q$44)/6*($K$148-35)+$Q$44","v":0},{"$f":"($Q$44-0.914*$Q$44)/6*($L$148-35)+$Q$44","v":0},{"$f":"($Q$44-0.914*$Q$44)/6*($M$148-35)+$Q$44","v":0},{"$f":"($Q$44-0.914*$Q$44)/6*($N$148-35)+$Q$44","v":0},{"$f":"($Q$44-0.914*$Q$44)/6*($O$148-35)+$Q$44","v":0},{"$f":"($Q$44-0.914*$Q$44)/6*($P$148-35)+$Q$44","v":0},{"$f":"($Q$44-0.914*$Q$44)/6*($Q$148-35)+$Q$44","v":0},{"$f":"($Q$44-0.914*$Q$44)/6*($R$148-35)+$Q$44","v":0},{"$f":"($Q$44-0.914*$Q$44)/6*($S$148-35)+$Q$44","v":0},{"$f":"($Q$44-0.914*$Q$44)/6*($T$148-35)+$Q$44","v":0},{"$f":"($Q$44-0.914*$Q$44)/6*($U$148-35)+$Q$44","v":0},{"$f":"($Q$44-0.914*$Q$44)/6*($V$148-35)+$Q$44","v":0},{"$f":"($Q$44-0.914*$Q$44)/6*($W$148-35)+$Q$44","v":0},{"$f":"($Q$44-0.914*$Q$44)/6*($X$148-35)+$Q$44","v":0},{"$f":"($Q$44-0.914*$Q$44)/6*($Y$148-35)+$Q$44","v":0},{"$f":"($Q$44-0.914*$Q$44)/6*($Z$148-35)+$Q$44","v":0},{"$f":"($Q$44-0.914*$Q$44)/6*($AA$148-35)+$Q$44","v":0},{"$f":"($Q$44-0.914*$Q$44)/6*($AB$148-35)+$Q$44","v":0},{"$f":"($Q$44-0.914*$Q$44)/6*($AC$148-35)+$Q$44","v":0},{"$f":"($Q$44-0.914*$Q$44)/6*($AD$148-35)+$Q$44","v":0},{"$f":"($Q$44-0.914*$Q$44)/6*($AE$148-35)+$Q$44","v":0},{"$f":"($Q$44-0.914*$Q$44)/6*($AF$148-35)+$Q$44","v":0},{"$f":"($Q$44-0.914*$Q$44)/6*($AG$148-35)+$Q$44","v":0},{"$f":"($Q$44-0.914*$Q$44)/6*($AH$148-35)+$Q$44","v":0},{"$f":"($Q$44-0.914*$Q$44)/6*($AI$148-35)+$Q$44","v":0},{"$f":"($Q$44-0.914*$Q$44)/6*($AJ$148-35)+$Q$44","v":0},{"$f":"($Q$44-0.914*$Q$44)/6*($AK$148-35)+$Q$44","v":0},{"$f":"($Q$44-0.914*$Q$44)/6*($AL$148-35)+$Q$44","v":0},{"$f":"($Q$44-0.914*$Q$44)/6*($AM$148-35)+$Q$44","v":0},{"$f":"($Q$44-0.914*$Q$44)/6*($AN$148-35)+$Q$44","v":0},{"$f":"($Q$44-0.914*$Q$44)/6*($AO$148-35)+$Q$44","v":0},{"$f":"($Q$44-0.914*$Q$44)/6*($AP$148-35)+$Q$44","v":0},{"$f":"($Q$44-0.914*$Q$44)/6*($AQ$148-35)+$Q$44","v":0},{"$f":"($Q$44-0.914*$Q$44)/6*($AR$148-35)+$Q$44","v":0},{"$f":"($Q$44-0.914*$Q$44)/6*($AS$148-35)+$Q$44","v":0},"冷房消費電力","Pc"]
[null,null,"冷房COP",{"$f":"$D$226/$D$227","v":{"$error":"#DIV/0!"}},{"$f":"$E$226/$E$227","v":{"$error":"#DIV/0!"}},{"$f":"$F$226/$F$227","v":{"$error":"#DIV/0!"}},{"$f":"$G$226/$G$227","v":{"$error":"#DIV/0!"}},{"$f":"$H$226/$H$227","v":{"$error":"#DIV/0!"}},{"$f":"$I$226/$I$227","v":{"$error":"#DIV/0!"}},{"$f":"$J$226/$J$227","v":{"$error":"#DIV/0!"}},{"$f":"$K$226/$K$227","v":{"$error":"#DIV/0!"}},{"$f":"$L$226/$L$227","v":{"$error":"#DIV/0!"}},{"$f":"$M$226/$M$227","v":{"$error":"#DIV/0!"}},{"$f":"$N$226/$N$227","v":{"$error":"#DIV/0!"}},{"$f":"$O$226/$O$227","v":{"$error":"#DIV/0!"}},{"$f":"$P$226/$P$227","v":{"$error":"#DIV/0!"}},{"$f":"$Q$226/$Q$227","v":{"$error":"#DIV/0!"}},{"$f":"$R$226/$R$227","v":{"$error":"#DIV/0!"}},{"$f":"$S$226/$S$227","v":{"$error":"#DIV/0!"}},{"$f":"$T$226/$T$227","v":{"$error":"#DIV/0!"}},{"$f":"$U$226/$U$227","v":{"$error":"#DIV/0!"}},{"$f":"$V$226/$V$227","v":{"$error":"#DIV/0!"}},{"$f":"$W$226/$W$227","v":{"$error":"#DIV/0!"}},{"$f":"$X$226/$X$227","v":{"$error":"#DIV/0!"}},{"$f":"$Y$226/$Y$227","v":{"$error":"#DIV/0!"}},{"$f":"$Z$226/$Z$227","v":{"$error":"#DIV/0!"}},{"$f":"$AA$226/$AA$227","v":{"$error":"#DIV/0!"}},{"$f":"$AB$226/$AB$227","v":{"$error":"#DIV/0!"}},{"$f":"$AC$226/$AC$227","v":{"$error":"#DIV/0!"}},{"$f":"$AD$226/$AD$227","v":{"$error":"#DIV/0!"}},{"$f":"$AE$226/$AE$227","v":{"$error":"#DIV/0!"}},{"$f":"$AF$226/$AF$227","v":{"$error":"#DIV/0!"}},{"$f":"$AG$226/$AG$227","v":{"$error":"#DIV/0!"}},{"$f":"$AH$226/$AH$227","v":{"$error":"#DIV/0!"}},{"$f":"$AI$226/$AI$227","v":{"$error":"#DIV/0!"}},{"$f":"$AJ$226/$AJ$227","v":{"$error":"#DIV/0!"}},{"$f":"$AK$226/$AK$227","v":{"$error":"#DIV/0!"}},{"$f":"$AL$226/$AL$227","v":{"$error":"#DIV/0!"}},{"$f":"$AM$226/$AM$227","v":{"$error":"#DIV/0!"}},{"$f":"$AN$226/$AN$227","v":{"$error":"#DIV/0!"}},{"$f":"$AO$226/$AO$227","v":{"$error":"#DIV/0!"}},{"$f":"$AP$226/$AP$227","v":{"$error":"#DIV/0!"}},{"$f":"$AQ$226/$AQ$227","v":{"$error":"#DIV/0!"}},{"$f":"$AR$226/$AR$227","v":{"$error":"#DIV/0!"}},{"$f":"$AS$226/$AS$227","v":{"$error":"#DIV/0!"}},"冷房COP","σc"]
[null,null,"冷房COP比",{"$f":"$D$228/$AS$228","v":{"$error":"#DIV/0!"}},{"$f":"$E$228/$AS$228","v":{"$error":"#DIV/0!"}},{"$f":"$F$228/$AS$228","v":{"$error":"#DIV/0!"}},{"$f":"$G$228/$AS$228","v":{"$error":"#DIV/0!"}},{"$f":"$H$228/$AS$228","v":{"$error":"#DIV/0!"}},{"$f":"$I$228/$AS$228","v":{"$error":"#DIV/0!"}},{"$f":"$J$228/$AS$228","v":{"$error":"#DIV/0!"}},{"$f":"$K$228/$AS$228","v":{"$error":"#DIV/0!"}},{"$f":"$L$228/$AS$228","v":{"$error":"#DIV/0!"}},{"$f":"$M$228/$AS$228","v":{"$error":"#DIV/0!"}},{"$f":"$N$228/$AS$228","v":{"$error":"#DIV/0!"}},{"$f":"$O$228/$AS$228","v":{"$error":"#DIV/0!"}},{"$f":"$P$228/$AS$228","v":{"$error":"#DIV/0!"}},{"$f":"$Q$228/$AS$228","v":{"$error":"#DIV/0!"}},{"$f":"$R$228/$AS$228","v":{"$error":"#DIV/0!"}},{"$f":"$S$228/$AS$228","v":{"$error":"#DIV/0!"}},{"$f":"$T$228/$AS$228","v":{"$error":"#DIV/0!"}},{"$f":"$U$228/$AS$228","v":{"$error":"#DIV/0!"}},{"$f":"$V$228/$AS$228","v":{"$error":"#DIV/0!"}},{"$f":"$W$228/$AS$228","v":{"$error":"#DIV/0!"}},{"$f":"$X$228/$AS$228","v":{"$error":"#DIV/0!"}},{"$f":"$Y$228/$AS$228","v":{"$error":"#DIV/0!"}},{"$f":"$Z$228/$AS$228","v":{"$error":"#DIV/0!"}},{"$f":"$AA$228/$AS$228","v":{"$error":"#DIV/0!"}},{"$f":"$AB$228/$AS$228","v":{"$error":"#DIV/0!"}},{"$f":"$AC$228/$AS$228","v":{"$error":"#DIV/0!"}},{"$f":"$AD$228/$AS$228","v":{"$error":"#DIV/0!"}},{"$f":"$AE$228/$AS$228","v":{"$error":"#DIV/0!"}},{"$f":"$AF$228/$AS$228","v":{"$error":"#DIV/0!"}},{"$f":"$AG$228/$AS$228","v":{"$error":"#DIV/0!"}},{"$f":"$AH$228/$AS$228","v":{"$error":"#DIV/0!"}},{"$f":"$AI$228/$AS$228","v":{"$error":"#DIV/0!"}},{"$f":"$AJ$228/$AS$228","v":{"$error":"#DIV/0!"}},{"$f":"$AK$228/$AS$228","v":{"$error":"#DIV/0!"}},{"$f":"$AL$228/$AS$228","v":{"$error":"#DIV/0!"}},{"$f":"$AM$228/$AS$228","v":{"$error":"#DIV/0!"}},{"$f":"$AN$228/$AS$228","v":{"$error":"#DIV/0!"}},{"$f":"$AO$228/$AS$228","v":{"$error":"#DIV/0!"}},{"$f":"$AP$228/$AS$228","v":{"$error":"#DIV/0!"}},{"$f":"$AQ$228/$AS$228","v":{"$error":"#DIV/0!"}},{"$f":"$AR$228/$AS$228","v":{"$error":"#DIV/0!"}},{"$f":"$AS$228/$AS$228","v":{"$error":"#DIV/0!"}},"冷房COP比","βc"]
[null,null,"Σ",{"$f":"$D$161*$D$225","v":{"$error":"#DIV/0!"}},{"$f":"$E$161*$E$225","v":{"$error":"#DIV/0!"}},{"$f":"$F$161*$F$225","v":{"$error":"#DIV/0!"}},{"$f":"$G$161*$G$225","v":{"$error":"#DIV/0!"}},{"$f":"$H$161*$H$225","v":{"$error":"#DIV/0!"}},{"$f":"$I$161*$I$225","v":{"$error":"#DIV/0!"}},{"$f":"$J$161*$J$225","v":{"$error":"#DIV/0!"}},{"$f":"$K$161*$K$225","v":{"$error":"#DIV/0!"}},{"$f":"$L$161*$L$225","v":{"$error":"#DIV/0!"}},{"$f":"$M$161*$M$225","v":{"$error":"#DIV/0!"}},{"$f":"$N$161*$N$225","v":{"$error":"#DIV/0!"}},{"$f":"$O$161*$O$225","v":{"$error":"#DIV/0!"}},{"$f":"$P$161*$P$225","v":{"$error":"#DIV/0!"}},{"$f":"$Q$161*$Q$225","v":{"$error":"#DIV/0!"}},{"$f":"$R$161*$R$225","v":{"$error":"#DIV/0!"}},{"$f":"$S$161*$S$225","v":{"$error":"#DIV/0!"}},{"$f":"$T$161*$T$225","v":{"$error":"#DIV/0!"}},{"$f":"$U$161*$U$225","v":{"$error":"#DIV/0!"}},{"$f":"$V$161*$V$225","v":{"$error":"#DIV/0!"}},{"$f":"$W$161*$W$225","v":{"$error":"#DIV/0!"}},{"$f":"$X$161*$X$225","v":{"$error":"#DIV/0!"}},{"$f":"$Y$161*$Y$225","v":{"$error":"#DIV/0!"}},{"$f":"$Z$161*$Z$225","v":{"$error":"#DIV/0!"}},{"$f":"$AA$161*$AA$225","v":{"$error":"#DIV/0!"}},{"$f":"$AB$161*$AB$225","v":{"$error":"#DIV/0!"}},{"$f":"$AC$161*$AC$225","v":{"$error":"#DIV/0!"}},{"$f":"$AD$161*$AD$225","v":{"$error":"#DIV/0!"}},{"$f":"$AE$161*$AE$225","v":{"$error":"#DIV/0!"}},{"$f":"$AF$161*$AF$225","v":{"$error":"#DIV/0!"}},{"$f":"$AG$161*$AG$225","v":{"$error":"#DIV/0!"}},{"$f":"$AH$161*$AH$225","v":{"$error":"#DIV/0!"}},{"$f":"$AI$161*$AI$225","v":{"$error":"#DIV/0!"}},{"$f":"$AJ$161*$AJ$225","v":{"$error":"#DIV/0!"}},{"$f":"$AK$161*$AK$225","v":{"$error":"#DIV/0!"}},{"$f":"$AL$161*$AL$225","v":{"$error":"#DIV/0!"}},{"$f":"$AM$161*$AM$225","v":{"$error":"#DIV/0!"}},{"$f":"$AN$161*$AN$225","v":{"$error":"#DIV/0!"}},{"$f":"$AO$161*$AO$225","v":{"$error":"#DIV/0!"}},{"$f":"$AP$161*$AP$225","v":{"$error":"#DIV/0!"}},{"$f":"$AQ$161*$AQ$225","v":{"$error":"#DIV/0!"}},{"$f":"$AR$161*$AR$225","v":{"$error":"#DIV/0!"}},{"$f":"$AS$161*$AS$225","v":{"$error":"#DIV/0!"}},{"$f":"SUM($D$230:$AS$230)","v":{"$error":"#DIV/0!"}},"Σ"]
[null,"後2","冷房時消費電力比",{"$f":"$D$162/$D235","v":{"$error":"#DIV/0!"}},{"$f":"$E$162/$E235","v":{"$error":"#DIV/0!"}},{"$f":"$F$162/$F235","v":{"$error":"#DIV/0!"}},{"$f":"$G$162/$G235","v":{"$error":"#DIV/0!"}},{"$f":"$H$162/$H235","v":{"$error":"#DIV/0!"}},{"$f":"$I$162/$I235","v":{"$error":"#DIV/0!"}},{"$f":"$J$162/$J235","v":{"$error":"#DIV/0!"}},{"$f":"$K$162/$K235","v":{"$error":"#DIV/0!"}},{"$f":"$L$162/$L235","v":{"$error":"#DIV/0!"}},{"$f":"$M$162/$M235","v":{"$error":"#DIV/0!"}},{"$f":"$N$162/$N235","v":{"$error":"#DIV/0!"}},{"$f":"$O$162/$O235","v":{"$error":"#DIV/0!"}},{"$f":"$P$162/$P235","v":{"$error":"#DIV/0!"}},{"$f":"$Q$162/$Q235","v":{"$error":"#DIV/0!"}},{"$f":"$R$162/$R235","v":{"$error":"#DIV/0!"}},{"$f":"$S$162/$S235","v":{"$error":"#DIV/0!"}},{"$f":"$T$162/$T235","v":{"$error":"#DIV/0!"}},{"$f":"$U$162/$U235","v":{"$error":"#DIV/0!"}},{"$f":"$V$162/$V235","v":{"$error":"#DIV/0!"}},{"$f":"$W$162/$W235","v":{"$error":"#DIV/0!"}},{"$f":"$X$162/$X235","v":{"$error":"#DIV/0!"}},{"$f":"$Y$162/$Y235","v":{"$error":"#DIV/0!"}},{"$f":"$Z$162/$Z235","v":{"$error":"#DIV/0!"}},{"$f":"$AA$162/$AA235","v":{"$error":"#DIV/0!"}},{"$f":"$AB$162/$AB235","v":{"$error":"#DIV/0!"}},{"$f":"$AC$162/$AC235","v":{"$error":"#DIV/0!"}},{"$f":"$AD$162/$AD235","v":{"$error":"#DIV/0!"}},{"$f":"$AE$162/$AE235","v":{"$error":"#DIV/0!"}},{"$f":"$AF$162/$AF235","v":{"$error":"#DIV/0!"}},{"$f":"$AG$162/$AG235","v":{"$error":"#DIV/0!"}},{"$f":"$AH$162/$AH235","v":{"$error":"#DIV/0!"}},{"$f":"$AI$162/$AI235","v":{"$error":"#DIV/0!"}},{"$f":"$AJ$162/$AJ235","v":{"$error":"#DIV/0!"}},{"$f":"$AK$162/$AK235","v":{"$error":"#DIV/0!"}},{"$f":"$AL$162/$AL235","v":{"$error":"#DIV/0!"}},{"$f":"$AM$162/$AM235","v":{"$error":"#DIV/0!"}},{"$f":"$AN$162/$AN235","v":{"$error":"#DIV/0!"}},{"$f":"$AO$162/$AO235","v":{"$error":"#DIV/0!"}},{"$f":"$AP$162/$AP235","v":{"$error":"#DIV/0!"}},{"$f":"$AQ$162/$AQ235","v":{"$error":"#DIV/0!"}},{"$f":"$AR$162/$AR235","v":{"$error":"#DIV/0!"}},{"$f":"$AS$162/$AS235","v":{"$error":"#DIV/0!"}},"冷房時消費電力比","εc"]
[null,null,"冷房能力",{"$f":"($R$43-1.077*$R$43)/6*($D$148-35)+$R$43","v":0},{"$f":"($R$43-1.077*$R$43)/6*($E$148-35)+$R$43","v":0},{"$f":"($R$43-1.077*$R$43)/6*($F$148-35)+$R$43","v":0},{"$f":"($R$43-1.077*$R$43)/6*($G$148-35)+$R$43","v":0},{"$f":"($R$43-1.077*$R$43)/6*($H$148-35)+$R$43","v":0},{"$f":"($R$43-1.077*$R$43)/6*($I$148-35)+$R$43","v":0},{"$f":"($R$43-1.077*$R$43)/6*($J$148-35)+$R$43","v":0},{"$f":"($R$43-1.077*$R$43)/6*($K$148-35)+$R$43","v":0},{"$f":"($R$43-1.077*$R$43)/6*($L$148-35)+$R$43","v":0},{"$f":"($R$43-1.077*$R$43)/6*($M$148-35)+$R$43","v":0},{"$f":"($R$43-1.077*$R$43)/6*($N$148-35)+$R$43","v":0},{"$f":"($R$43-1.077*$R$43)/6*($O$148-35)+$R$43","v":0},{"$f":"($R$43-1.077*$R$43)/6*($P$148-35)+$R$43","v":0},{"$f":"($R$43-1.077*$R$43)/6*($Q$148-35)+$R$43","v":0},{"$f":"($R$43-1.077*$R$43)/6*($R$148-35)+$R$43","v":0},{"$f":"($R$43-1.077*$R$43)/6*($S$148-35)+$R$43","v":0},{"$f":"($R$43-1.077*$R$43)/6*($T$148-35)+$R$43","v":0},{"$f":"($R$43-1.077*$R$43)/6*($U$148-35)+$R$43","v":0},{"$f":"($R$43-1.077*$R$43)/6*($V$148-35)+$R$43","v":0},{"$f":"($R$43-1.077*$R$43)/6*($W$148-35)+$R$43","v":0},{"$f":"($R$43-1.077*$R$43)/6*($X$148-35)+$R$43","v":0},{"$f":"($R$43-1.077*$R$43)/6*($Y$148-35)+$R$43","v":0},{"$f":"($R$43-1.077*$R$43)/6*($Z$148-35)+$R$43","v":0},{"$f":"($R$43-1.077*$R$43)/6*($AA$148-35)+$R$43","v":0},{"$f":"($R$43-1.077*$R$43)/6*($AB$148-35)+$R$43","v":0},{"$f":"($R$43-1.077*$R$43)/6*($AC$148-35)+$R$43","v":0},{"$f":"($R$43-1.077*$R$43)/6*($AD$148-35)+$R$43","v":0},{"$f":"($R$43-1.077*$R$43)/6*($AE$148-35)+$R$43","v":0},{"$f":"($R$43-1.077*$R$43)/6*($AF$148-35)+$R$43","v":0},{"$f":"($R$43-1.077*$R$43)/6*($AG$148-35)+$R$43","v":0},{"$f":"($R$43-1.077*$R$43)/6*($AH$148-35)+$R$43","v":0},{"$f":"($R$43-1.077*$R$43)/6*($AI$148-35)+$R$43","v":0},{"$f":"($R$43-1.077*$R$43)/6*($AJ$148-35)+$R$43","v":0},{"$f":"($R$43-1.077*$R$43)/6*($AK$148-35)+$R$43","v":0},{"$f":"($R$43-1.077*$R$43)/6*($AL$148-35)+$R$43","v":0},{"$f":"($R$43-1.077*$R$43)/6*($AM$148-35)+$R$43","v":0},{"$f":"($R$43-1.077*$R$43)/6*($AN$148-35)+$R$43","v":0},{"$f":"($R$43-1.077*$R$43)/6*($AO$148-35)+$R$43","v":0},{"$f":"($R$43-1.077*$R$43)/6*($AP$148-35)+$R$43","v":0},{"$f":"($R$43-1.077*$R$43)/6*($AQ$148-35)+$R$43","v":0},{"$f":"($R$43-1.077*$R$43)/6*($AR$148-35)+$R$43","v":0},{"$f":"($R$43-1.077*$R$43)/6*($AS$148-35)+$R$43","v":0},"冷房能力","Φc"]
[null,null,"冷房消費電力",{"$f":"($R$44-0.914*$R$44)/6*($D$148-35)+$R$44","v":0},{"$f":"($R$44-0.914*$R$44)/6*($E$148-35)+$R$44","v":0},{"$f":"($R$44-0.914*$R$44)/6*($F$148-35)+$R$44","v":0},{"$f":"($R$44-0.914*$R$44)/6*($G$148-35)+$R$44","v":0},{"$f":"($R$44-0.914*$R$44)/6*($H$148-35)+$R$44","v":0},{"$f":"($R$44-0.914*$R$44)/6*($I$148-35)+$R$44","v":0},{"$f":"($R$44-0.914*$R$44)/6*($J$148-35)+$R$44","v":0},{"$f":"($R$44-0.914*$R$44)/6*($K$148-35)+$R$44","v":0},{"$f":"($R$44-0.914*$R$44)/6*($L$148-35)+$R$44","v":0},{"$f":"($R$44-0.914*$R$44)/6*($M$148-35)+$R$44","v":0},{"$f":"($R$44-0.914*$R$44)/6*($N$148-35)+$R$44","v":0},{"$f":"($R$44-0.914*$R$44)/6*($O$148-35)+$R$44","v":0},{"$f":"($R$44-0.914*$R$44)/6*($P$148-35)+$R$44","v":0},{"$f":"($R$44-0.914*$R$44)/6*($Q$148-35)+$R$44","v":0},{"$f":"($R$44-0.914*$R$44)/6*($R$148-35)+$R$44","v":0},{"$f":"($R$44-0.914*$R$44)/6*($S$148-35)+$R$44","v":0},{"$f":"($R$44-0.914*$R$44)/6*($T$148-35)+$R$44","v":0},{"$f":"($R$44-0.914*$R$44)/6*($U$148-35)+$R$44","v":0},{"$f":"($R$44-0.914*$R$44)/6*($V$148-35)+$R$44","v":0},{"$f":"($R$44-0.914*$R$44)/6*($W$148-35)+$R$44","v":0},{"$f":"($R$44-0.914*$R$44)/6*($X$148-35)+$R$44","v":0},{"$f":"($R$44-0.914*$R$44)/6*($Y$148-35)+$R$44","v":0},{"$f":"($R$44-0.914*$R$44)/6*($Z$148-35)+$R$44","v":0},{"$f":"($R$44-0.914*$R$44)/6*($AA$148-35)+$R$44","v":0},{"$f":"($R$44-0.914*$R$44)/6*($AB$148-35)+$R$44","v":0},{"$f":"($R$44-0.914*$R$44)/6*($AC$148-35)+$R$44","v":0},{"$f":"($R$44-0.914*$R$44)/6*($AD$148-35)+$R$44","v":0},{"$f":"($R$44-0.914*$R$44)/6*($AE$148-35)+$R$44","v":0},{"$f":"($R$44-0.914*$R$44)/6*($AF$148-35)+$R$44","v":0},{"$f":"($R$44-0.914*$R$44)/6*($AG$148-35)+$R$44","v":0},{"$f":"($R$44-0.914*$R$44)/6*($AH$148-35)+$R$44","v":0},{"$f":"($R$44-0.914*$R$44)/6*($AI$148-35)+$R$44","v":0},{"$f":"($R$44-0.914*$R$44)/6*($AJ$148-35)+$R$44","v":0},{"$f":"($R$44-0.914*$R$44)/6*($AK$148-35)+$R$44","v":0},{"$f":"($R$44-0.914*$R$44)/6*($AL$148-35)+$R$44","v":0},{"$f":"($R$44-0.914*$R$44)/6*($AM$148-35)+$R$44","v":0},{"$f":"($R$44-0.914*$R$44)/6*($AN$148-35)+$R$44","v":0},{"$f":"($R$44-0.914*$R$44)/6*($AO$148-35)+$R$44","v":0},{"$f":"($R$44-0.914*$R$44)/6*($AP$148-35)+$R$44","v":0},{"$f":"($R$44-0.914*$R$44)/6*($AQ$148-35)+$R$44","v":0},{"$f":"($R$44-0.914*$R$44)/6*($AR$148-35)+$R$44","v":0},{"$f":"($R$44-0.914*$R$44)/6*($AS$148-35)+$R$44","v":0},"冷房消費電力","Pc"]
[null,null,"冷房COP",{"$f":"D$232/D$233","v":{"$error":"#DIV/0!"}},{"$error":"#DIV/0!"},{"$error":"#DIV/0!"},{"$error":"#DIV/0!"},{"$error":"#DIV/0!"},{"$error":"#DIV/0!"},{"$error":"#DIV/0!"},{"$error":"#DIV/0!"},{"$error":"#DIV/0!"},{"$error":"#DIV/0!"},{"$error":"#DIV/0!"},{"$error":"#DIV/0!"},{"$error":"#DIV/0!"},{"$error":"#DIV/0!"},{"$error":"#DIV/0!"},{"$error":"#DIV/0!"},{"$error":"#DIV/0!"},{"$error":"#DIV/0!"},{"$error":"#DIV/0!"},{"$error":"#DIV/0!"},{"$error":"#DIV/0!"},{"$error":"#DIV/0!"},{"$error":"#DIV/0!"},{"$error":"#DIV/0!"},{"$error":"#DIV/0!"},{"$error":"#DIV/0!"},{"$error":"#DIV/0!"},{"$error":"#DIV/0!"},{"$error":"#DIV/0!"},{"$error":"#DIV/0!"},{"$error":"#DIV/0!"},{"$error":"#DIV/0!"},{"$error":"#DIV/0!"},{"$error":"#DIV/0!"},{"$error":"#DIV/0!"},{"$error":"#DIV/0!"},{"$error":"#DIV/0!"},{"$error":"#DIV/0!"},{"$error":"#DIV/0!"},{"$error":"#DIV/0!"},{"$error":"#DIV/0!"},{"$error":"#DIV/0!"},"冷房COP","σc"]
[null,null,"冷房COP比",{"$f":"D$234/$AS$234","v":{"$error":"#DIV/0!"}},{"$error":"#DIV/0!"},{"$error":"#DIV/0!"},{"$error":"#DIV/0!"},{"$error":"#DIV/0!"},{"$error":"#DIV/0!"},{"$error":"#DIV/0!"},{"$error":"#DIV/0!"},{"$error":"#DIV/0!"},{"$error":"#DIV/0!"},{"$error":"#DIV/0!"},{"$error":"#DIV/0!"},{"$error":"#DIV/0!"},{"$error":"#DIV/0!"},{"$error":"#DIV/0!"},{"$error":"#DIV/0!"},{"$error":"#DIV/0!"},{"$error":"#DIV/0!"},{"$error":"#DIV/0!"},{"$error":"#DIV/0!"},{"$error":"#DIV/0!"},{"$error":"#DIV/0!"},{"$error":"#DIV/0!"},{"$error":"#DIV/0!"},{"$error":"#DIV/0!"},{"$error":"#DIV/0!"},{"$error":"#DIV/0!"},{"$error":"#DIV/0!"},{"$error":"#DIV/0!"},{"$error":"#DIV/0!"},{"$error":"#DIV/0!"},{"$error":"#DIV/0!"},{"$error":"#DIV/0!"},{"$error":"#DIV/0!"},{"$error":"#DIV/0!"},{"$error":"#DIV/0!"},{"$error":"#DIV/0!"},{"$error":"#DIV/0!"},{"$error":"#DIV/0!"},{"$error":"#DIV/0!"},{"$error":"#DIV/0!"},{"$error":"#DIV/0!"},"冷房COP比","βc"]
[null,null,"Σ",{"$f":"D$161*D$231","v":{"$error":"#DIV/0!"}},{"$f":"E$161*E$231","v":{"$error":"#DIV/0!"}},{"$error":"#DIV/0!"},{"$error":"#DIV/0!"},{"$error":"#DIV/0!"},{"$error":"#DIV/0!"},{"$error":"#DIV/0!"},{"$error":"#DIV/0!"},{"$error":"#DIV/0!"},{"$error":"#DIV/0!"},{"$error":"#DIV/0!"},{"$error":"#DIV/0!"},{"$error":"#DIV/0!"},{"$error":"#DIV/0!"},{"$error":"#DIV/0!"},{"$error":"#DIV/0!"},{"$error":"#DIV/0!"},{"$error":"#DIV/0!"},{"$error":"#DIV/0!"},{"$error":"#DIV/0!"},{"$error":"#DIV/0!"},{"$error":"#DIV/0!"},{"$error":"#DIV/0!"},{"$error":"#DIV/0!"},{"$error":"#DIV/0!"},{"$error":"#DIV/0!"},{"$error":"#DIV/0!"},{"$error":"#DIV/0!"},{"$error":"#DIV/0!"},{"$error":"#DIV/0!"},{"$error":"#DIV/0!"},{"$error":"#DIV/0!"},{"$error":"#DIV/0!"},{"$error":"#DIV/0!"},{"$error":"#DIV/0!"},{"$error":"#DIV/0!"},{"$error":"#DIV/0!"},{"$error":"#DIV/0!"},{"$error":"#DIV/0!"},{"$error":"#DIV/0!"},{"$error":"#DIV/0!"},{"$error":"#DIV/0!"},{"$f":"SUM($D$236:$AS$236)","v":{"$error":"#DIV/0!"}},"Σ"]
[null,"後3","冷房時消費電力比",{"$f":"$D$162/$D241","v":{"$error":"#DIV/0!"}},{"$f":"$E$162/$E241","v":{"$error":"#DIV/0!"}},{"$f":"$F$162/$F241","v":{"$error":"#DIV/0!"}},{"$f":"$G$162/$G241","v":{"$error":"#DIV/0!"}},{"$f":"$H$162/$H241","v":{"$error":"#DIV/0!"}},{"$f":"$I$162/$I241","v":{"$error":"#DIV/0!"}},{"$f":"$J$162/$J241","v":{"$error":"#DIV/0!"}},{"$f":"$K$162/$K241","v":{"$error":"#DIV/0!"}},{"$f":"$L$162/$L241","v":{"$error":"#DIV/0!"}},{"$f":"$M$162/$M241","v":{"$error":"#DIV/0!"}},{"$f":"$N$162/$N241","v":{"$error":"#DIV/0!"}},{"$f":"$O$162/$O241","v":{"$error":"#DIV/0!"}},{"$f":"$P$162/$P241","v":{"$error":"#DIV/0!"}},{"$f":"$Q$162/$Q241","v":{"$error":"#DIV/0!"}},{"$f":"$R$162/$R241","v":{"$error":"#DIV/0!"}},{"$f":"$S$162/$S241","v":{"$error":"#DIV/0!"}},{"$f":"$T$162/$T241","v":{"$error":"#DIV/0!"}},{"$f":"$U$162/$U241","v":{"$error":"#DIV/0!"}},{"$f":"$V$162/$V241","v":{"$error":"#DIV/0!"}},{"$f":"$W$162/$W241","v":{"$error":"#DIV/0!"}},{"$f":"$X$162/$X241","v":{"$error":"#DIV/0!"}},{"$f":"$Y$162/$Y241","v":{"$error":"#DIV/0!"}},{"$f":"$Z$162/$Z241","v":{"$error":"#DIV/0!"}},{"$f":"$AA$162/$AA241","v":{"$error":"#DIV/0!"}},{"$f":"$AB$162/$AB241","v":{"$error":"#DIV/0!"}},{"$f":"$AC$162/$AC241","v":{"$error":"#DIV/0!"}},{"$f":"$AD$162/$AD241","v":{"$error":"#DIV/0!"}},{"$f":"$AE$162/$AE241","v":{"$error":"#DIV/0!"}},{"$f":"$AF$162/$AF241","v":{"$error":"#DIV/0!"}},{"$f":"$AG$162/$AG241","v":{"$error":"#DIV/0!"}},{"$f":"$AH$162/$AH241","v":{"$error":"#DIV/0!"}},{"$f":"$AI$162/$AI241","v":{"$error":"#DIV/0!"}},{"$f":"$AJ$162/$AJ241","v":{"$error":"#DIV/0!"}},{"$f":"$AK$162/$AK241","v":{"$error":"#DIV/0!"}},{"$f":"$AL$162/$AL241","v":{"$error":"#DIV/0!"}},{"$f":"$AM$162/$AM241","v":{"$error":"#DIV/0!"}},{"$f":"$AN$162/$AN241","v":{"$error":"#DIV/0!"}},{"$f":"$AO$162/$AO241","v":{"$error":"#DIV/0!"}},{"$f":"$AP$162/$AP241","v":{"$error":"#DIV/0!"}},{"$f":"$AQ$162/$AQ241","v":{"$error":"#DIV/0!"}},{"$f":"$AR$162/$AR241","v":{"$error":"#DIV/0!"}},{"$f":"$AS$162/$AS241","v":{"$error":"#DIV/0!"}},"冷房時消費電力比","εc"]
[null,null,"冷房能力",{"$f":"($S$43-1.077*$S$43)/6*($D$148-35)+$S$43","v":0},{"$f":"($S$43-1.077*$S$43)/6*($E$148-35)+$S$43","v":0},{"$f":"($S$43-1.077*$S$43)/6*($F$148-35)+$S$43","v":0},{"$f":"($S$43-1.077*$S$43)/6*($G$148-35)+$S$43","v":0},{"$f":"($S$43-1.077*$S$43)/6*($H$148-35)+$S$43","v":0},{"$f":"($S$43-1.077*$S$43)/6*($I$148-35)+$S$43","v":0},{"$f":"($S$43-1.077*$S$43)/6*($J$148-35)+$S$43","v":0},{"$f":"($S$43-1.077*$S$43)/6*($K$148-35)+$S$43","v":0},{"$f":"($S$43-1.077*$S$43)/6*($L$148-35)+$S$43","v":0},{"$f":"($S$43-1.077*$S$43)/6*($M$148-35)+$S$43","v":0},{"$f":"($S$43-1.077*$S$43)/6*($N$148-35)+$S$43","v":0},{"$f":"($S$43-1.077*$S$43)/6*($O$148-35)+$S$43","v":0},{"$f":"($S$43-1.077*$S$43)/6*($P$148-35)+$S$43","v":0},{"$f":"($S$43-1.077*$S$43)/6*($Q$148-35)+$S$43","v":0},{"$f":"($S$43-1.077*$S$43)/6*($R$148-35)+$S$43","v":0},{"$f":"($S$43-1.077*$S$43)/6*($S$148-35)+$S$43","v":0},{"$f":"($S$43-1.077*$S$43)/6*($T$148-35)+$S$43","v":0},{"$f":"($S$43-1.077*$S$43)/6*($U$148-35)+$S$43","v":0},{"$f":"($S$43-1.077*$S$43)/6*($V$148-35)+$S$43","v":0},{"$f":"($S$43-1.077*$S$43)/6*($W$148-35)+$S$43","v":0},{"$f":"($S$43-1.077*$S$43)/6*($X$148-35)+$S$43","v":0},{"$f":"($S$43-1.077*$S$43)/6*($Y$148-35)+$S$43","v":0},{"$f":"($S$43-1.077*$S$43)/6*($Z$148-35)+$S$43","v":0},{"$f":"($S$43-1.077*$S$43)/6*($AA$148-35)+$S$43","v":0},{"$f":"($S$43-1.077*$S$43)/6*($AB$148-35)+$S$43","v":0},{"$f":"($S$43-1.077*$S$43)/6*($AC$148-35)+$S$43","v":0},{"$f":"($S$43-1.077*$S$43)/6*($AD$148-35)+$S$43","v":0},{"$f":"($S$43-1.077*$S$43)/6*($AE$148-35)+$S$43","v":0},{"$f":"($S$43-1.077*$S$43)/6*($AF$148-35)+$S$43","v":0},{"$f":"($S$43-1.077*$S$43)/6*($AG$148-35)+$S$43","v":0},{"$f":"($S$43-1.077*$S$43)/6*($AH$148-35)+$S$43","v":0},{"$f":"($S$43-1.077*$S$43)/6*($AI$148-35)+$S$43","v":0},{"$f":"($S$43-1.077*$S$43)/6*($AJ$148-35)+$S$43","v":0},{"$f":"($S$43-1.077*$S$43)/6*($AK$148-35)+$S$43","v":0},{"$f":"($S$43-1.077*$S$43)/6*($AL$148-35)+$S$43","v":0},{"$f":"($S$43-1.077*$S$43)/6*($AM$148-35)+$S$43","v":0},{"$f":"($S$43-1.077*$S$43)/6*($AN$148-35)+$S$43","v":0},{"$f":"($S$43-1.077*$S$43)/6*($AO$148-35)+$S$43","v":0},{"$f":"($S$43-1.077*$S$43)/6*($AP$148-35)+$S$43","v":0},{"$f":"($S$43-1.077*$S$43)/6*($AQ$148-35)+$S$43","v":0},{"$f":"($S$43-1.077*$S$43)/6*($AR$148-35)+$S$43","v":0},{"$f":"($S$43-1.077*$S$43)/6*($AS$148-35)+$S$43","v":0},"冷房能力","Φc"]
[null,null,"冷房消費電力",{"$f":"($S$44-0.914*$S$44)/6*($D$148-35)+$S$44","v":0},{"$f":"($S$44-0.914*$S$44)/6*($E$148-35)+$S$44","v":0},{"$f":"($S$44-0.914*$S$44)/6*($F$148-35)+$S$44","v":0},{"$f":"($S$44-0.914*$S$44)/6*($G$148-35)+$S$44","v":0},{"$f":"($S$44-0.914*$S$44)/6*($H$148-35)+$S$44","v":0},{"$f":"($S$44-0.914*$S$44)/6*($I$148-35)+$S$44","v":0},{"$f":"($S$44-0.914*$S$44)/6*($J$148-35)+$S$44","v":0},{"$f":"($S$44-0.914*$S$44)/6*($K$148-35)+$S$44","v":0},{"$f":"($S$44-0.914*$S$44)/6*($L$148-35)+$S$44","v":0},{"$f":"($S$44-0.914*$S$44)/6*($M$148-35)+$S$44","v":0},{"$f":"($S$44-0.914*$S$44)/6*($N$148-35)+$S$44","v":0},{"$f":"($S$44-0.914*$S$44)/6*($O$148-35)+$S$44","v":0},{"$f":"($S$44-0.914*$S$44)/6*($P$148-35)+$S$44","v":0},{"$f":"($S$44-0.914*$S$44)/6*($Q$148-35)+$S$44","v":0},{"$f":"($S$44-0.914*$S$44)/6*($R$148-35)+$S$44","v":0},{"$f":"($S$44-0.914*$S$44)/6*($S$148-35)+$S$44","v":0},{"$f":"($S$44-0.914*$S$44)/6*($T$148-35)+$S$44","v":0},{"$f":"($S$44-0.914*$S$44)/6*($U$148-35)+$S$44","v":0},{"$f":"($S$44-0.914*$S$44)/6*($V$148-35)+$S$44","v":0},{"$f":"($S$44-0.914*$S$44)/6*($W$148-35)+$S$44","v":0},{"$f":"($S$44-0.914*$S$44)/6*($X$148-35)+$S$44","v":0},{"$f":"($S$44-0.914*$S$44)/6*($Y$148-35)+$S$44","v":0},{"$f":"($S$44-0.914*$S$44)/6*($Z$148-35)+$S$44","v":0},{"$f":"($S$44-0.914*$S$44)/6*($AA$148-35)+$S$44","v":0},{"$f":"($S$44-0.914*$S$44)/6*($AB$148-35)+$S$44","v":0},{"$f":"($S$44-0.914*$S$44)/6*($AC$148-35)+$S$44","v":0},{"$f":"($S$44-0.914*$S$44)/6*($AD$148-35)+$S$44","v":0},{"$f":"($S$44-0.914*$S$44)/6*($AE$148-35)+$S$44","v":0},{"$f":"($S$44-0.914*$S$44)/6*($AF$148-35)+$S$44","v":0},{"$f":"($S$44-0.914*$S$44)/6*($AG$148-35)+$S$44","v":0},{"$f":"($S$44-0.914*$S$44)/6*($AH$148-35)+$S$44","v":0},{"$f":"($S$44-0.914*$S$44)/6*($AI$148-35)+$S$44","v":0},{"$f":"($S$44-0.914*$S$44)/6*($AJ$148-35)+$S$44","v":0},{"$f":"($S$44-0.914*$S$44)/6*($AK$148-35)+$S$44","v":0},{"$f":"($S$44-0.914*$S$44)/6*($AL$148-35)+$S$44","v":0},{"$f":"($S$44-0.914*$S$44)/6*($AM$148-35)+$S$44","v":0},{"$f":"($S$44-0.914*$S$44)/6*($AN$148-35)+$S$44","v":0},{"$f":"($S$44-0.914*$S$44)/6*($AO$148-35)+$S$44","v":0},{"$f":"($S$44-0.914*$S$44)/6*($AP$148-35)+$S$44","v":0},{"$f":"($S$44-0.914*$S$44)/6*($AQ$148-35)+$S$44","v":0},{"$f":"($S$44-0.914*$S$44)/6*($AR$148-35)+$S$44","v":0},{"$f":"($S$44-0.914*$S$44)/6*($AS$148-35)+$S$44","v":0},"冷房消費電力","Pc"]
[null,null,"冷房COP",{"$f":"D$238/D$239","v":{"$error":"#DIV/0!"}},{"$error":"#DIV/0!"},{"$error":"#DIV/0!"},{"$error":"#DIV/0!"},{"$error":"#DIV/0!"},{"$error":"#DIV/0!"},{"$error":"#DIV/0!"},{"$error":"#DIV/0!"},{"$error":"#DIV/0!"},{"$error":"#DIV/0!"},{"$error":"#DIV/0!"},{"$error":"#DIV/0!"},{"$error":"#DIV/0!"},{"$error":"#DIV/0!"},{"$error":"#DIV/0!"},{"$error":"#DIV/0!"},{"$error":"#DIV/0!"},{"$error":"#DIV/0!"},{"$error":"#DIV/0!"},{"$error":"#DIV/0!"},{"$error":"#DIV/0!"},{"$error":"#DIV/0!"},{"$error":"#DIV/0!"},{"$error":"#DIV/0!"},{"$error":"#DIV/0!"},{"$error":"#DIV/0!"},{"$error":"#DIV/0!"},{"$error":"#DIV/0!"},{"$error":"#DIV/0!"},{"$error":"#DIV/0!"},{"$error":"#DIV/0!"},{"$error":"#DIV/0!"},{"$error":"#DIV/0!"},{"$error":"#DIV/0!"},{"$error":"#DIV/0!"},{"$error":"#DIV/0!"},{"$error":"#DIV/0!"},{"$error":"#DIV/0!"},{"$error":"#DIV/0!"},{"$error":"#DIV/0!"},{"$error":"#DIV/0!"},{"$error":"#DIV/0!"},"冷房COP","σc"]
[null,null,"冷房COP比",{"$f":"D$240/$AS$240","v":{"$error":"#DIV/0!"}},{"$error":"#DIV/0!"},{"$error":"#DIV/0!"},{"$error":"#DIV/0!"},{"$error":"#DIV/0!"},{"$error":"#DIV/0!"},{"$error":"#DIV/0!"},{"$error":"#DIV/0!"},{"$error":"#DIV/0!"},{"$error":"#DIV/0!"},{"$error":"#DIV/0!"},{"$error":"#DIV/0!"},{"$error":"#DIV/0!"},{"$error":"#DIV/0!"},{"$error":"#DIV/0!"},{"$error":"#DIV/0!"},{"$error":"#DIV/0!"},{"$error":"#DIV/0!"},{"$error":"#DIV/0!"},{"$error":"#DIV/0!"},{"$error":"#DIV/0!"},{"$error":"#DIV/0!"},{"$error":"#DIV/0!"},{"$error":"#DIV/0!"},{"$error":"#DIV/0!"},{"$error":"#DIV/0!"},{"$error":"#DIV/0!"},{"$error":"#DIV/0!"},{"$error":"#DIV/0!"},{"$error":"#DIV/0!"},{"$error":"#DIV/0!"},{"$error":"#DIV/0!"},{"$error":"#DIV/0!"},{"$error":"#DIV/0!"},{"$error":"#DIV/0!"},{"$error":"#DIV/0!"},{"$error":"#DIV/0!"},{"$error":"#DIV/0!"},{"$error":"#DIV/0!"},{"$error":"#DIV/0!"},{"$error":"#DIV/0!"},{"$error":"#DIV/0!"},"冷房COP比","βc"]
[null,null,"Σ",{"$f":"D$161*D$237","v":{"$error":"#DIV/0!"}},{"$error":"#DIV/0!"},{"$error":"#DIV/0!"},{"$error":"#DIV/0!"},{"$error":"#DIV/0!"},{"$error":"#DIV/0!"},{"$error":"#DIV/0!"},{"$error":"#DIV/0!"},{"$error":"#DIV/0!"},{"$error":"#DIV/0!"},{"$error":"#DIV/0!"},{"$error":"#DIV/0!"},{"$error":"#DIV/0!"},{"$error":"#DIV/0!"},{"$error":"#DIV/0!"},{"$error":"#DIV/0!"},{"$error":"#DIV/0!"},{"$error":"#DIV/0!"},{"$error":"#DIV/0!"},{"$error":"#DIV/0!"},{"$error":"#DIV/0!"},{"$error":"#DIV/0!"},{"$error":"#DIV/0!"},{"$error":"#DIV/0!"},{"$error":"#DIV/0!"},{"$error":"#DIV/0!"},{"$error":"#DIV/0!"},{"$error":"#DIV/0!"},{"$error":"#DIV/0!"},{"$error":"#DIV/0!"},{"$error":"#DIV/0!"},{"$error":"#DIV/0!"},{"$error":"#DIV/0!"},{"$error":"#DIV/0!"},{"$error":"#DIV/0!"},{"$error":"#DIV/0!"},{"$error":"#DIV/0!"},{"$error":"#DIV/0!"},{"$error":"#DIV/0!"},{"$error":"#DIV/0!"},{"$error":"#DIV/0!"},{"$error":"#DIV/0!"},{"$f":"SUM($D$242:$AS$242)","v":{"$error":"#DIV/0!"}},"Σ"]
[null,"後4","冷房時消費電力比",{"$f":"$D$162/$D247","v":{"$error":"#DIV/0!"}},{"$f":"$E$162/$E247","v":{"$error":"#DIV/0!"}},{"$f":"$F$162/$F247","v":{"$error":"#DIV/0!"}},{"$f":"$G$162/$G247","v":{"$error":"#DIV/0!"}},{"$f":"$H$162/$H247","v":{"$error":"#DIV/0!"}},{"$f":"$I$162/$I247","v":{"$error":"#DIV/0!"}},{"$f":"$J$162/$J247","v":{"$error":"#DIV/0!"}},{"$f":"$K$162/$K247","v":{"$error":"#DIV/0!"}},{"$f":"$L$162/$L247","v":{"$error":"#DIV/0!"}},{"$f":"$M$162/$M247","v":{"$error":"#DIV/0!"}},{"$f":"$N$162/$N247","v":{"$error":"#DIV/0!"}},{"$f":"$O$162/$O247","v":{"$error":"#DIV/0!"}},{"$f":"$P$162/$P247","v":{"$error":"#DIV/0!"}},{"$f":"$Q$162/$Q247","v":{"$error":"#DIV/0!"}},{"$f":"$R$162/$R247","v":{"$error":"#DIV/0!"}},{"$f":"$S$162/$S247","v":{"$error":"#DIV/0!"}},{"$f":"$T$162/$T247","v":{"$error":"#DIV/0!"}},{"$f":"$U$162/$U247","v":{"$error":"#DIV/0!"}},{"$f":"$V$162/$V247","v":{"$error":"#DIV/0!"}},{"$f":"$W$162/$W247","v":{"$error":"#DIV/0!"}},{"$f":"$X$162/$X247","v":{"$error":"#DIV/0!"}},{"$f":"$Y$162/$Y247","v":{"$error":"#DIV/0!"}},{"$f":"$Z$162/$Z247","v":{"$error":"#DIV/0!"}},{"$f":"$AA$162/$AA247","v":{"$error":"#DIV/0!"}},{"$f":"$AB$162/$AB247","v":{"$error":"#DIV/0!"}},{"$f":"$AC$162/$AC247","v":{"$error":"#DIV/0!"}},{"$f":"$AD$162/$AD247","v":{"$error":"#DIV/0!"}},{"$f":"$AE$162/$AE247","v":{"$error":"#DIV/0!"}},{"$f":"$AF$162/$AF247","v":{"$error":"#DIV/0!"}},{"$f":"$AG$162/$AG247","v":{"$error":"#DIV/0!"}},{"$f":"$AH$162/$AH247","v":{"$error":"#DIV/0!"}},{"$f":"$AI$162/$AI247","v":{"$error":"#DIV/0!"}},{"$f":"$AJ$162/$AJ247","v":{"$error":"#DIV/0!"}},{"$f":"$AK$162/$AK247","v":{"$error":"#DIV/0!"}},{"$f":"$AL$162/$AL247","v":{"$error":"#DIV/0!"}},{"$f":"$AM$162/$AM247","v":{"$error":"#DIV/0!"}},{"$f":"$AN$162/$AN247","v":{"$error":"#DIV/0!"}},{"$f":"$AO$162/$AO247","v":{"$error":"#DIV/0!"}},{"$f":"$AP$162/$AP247","v":{"$error":"#DIV/0!"}},{"$f":"$AQ$162/$AQ247","v":{"$error":"#DIV/0!"}},{"$f":"$AR$162/$AR247","v":{"$error":"#DIV/0!"}},{"$f":"$AS$162/$AS247","v":{"$error":"#DIV/0!"}},"冷房時消費電力比","εc"]
[null,null,"冷房能力",{"$f":"($T$43-1.077*$T$43)/6*($D$148-35)+$T$43","v":0},{"$f":"($T$43-1.077*$T$43)/6*($E$148-35)+$T$43","v":0},{"$f":"($T$43-1.077*$T$43)/6*($F$148-35)+$T$43","v":0},{"$f":"($T$43-1.077*$T$43)/6*($G$148-35)+$T$43","v":0},{"$f":"($T$43-1.077*$T$43)/6*($H$148-35)+$T$43","v":0},{"$f":"($T$43-1.077*$T$43)/6*($I$148-35)+$T$43","v":0},{"$f":"($T$43-1.077*$T$43)/6*($J$148-35)+$T$43","v":0},{"$f":"($T$43-1.077*$T$43)/6*($K$148-35)+$T$43","v":0},{"$f":"($T$43-1.077*$T$43)/6*($L$148-35)+$T$43","v":0},{"$f":"($T$43-1.077*$T$43)/6*($M$148-35)+$T$43","v":0},{"$f":"($T$43-1.077*$T$43)/6*($N$148-35)+$T$43","v":0},{"$f":"($T$43-1.077*$T$43)/6*($O$148-35)+$T$43","v":0},{"$f":"($T$43-1.077*$T$43)/6*($P$148-35)+$T$43","v":0},{"$f":"($T$43-1.077*$T$43)/6*($Q$148-35)+$T$43","v":0},{"$f":"($T$43-1.077*$T$43)/6*($R$148-35)+$T$43","v":0},{"$f":"($T$43-1.077*$T$43)/6*($S$148-35)+$T$43","v":0},{"$f":"($T$43-1.077*$T$43)/6*($T$148-35)+$T$43","v":0},{"$f":"($T$43-1.077*$T$43)/6*($U$148-35)+$T$43","v":0},{"$f":"($T$43-1.077*$T$43)/6*($V$148-35)+$T$43","v":0},{"$f":"($T$43-1.077*$T$43)/6*($W$148-35)+$T$43","v":0},{"$f":"($T$43-1.077*$T$43)/6*($X$148-35)+$T$43","v":0},{"$f":"($T$43-1.077*$T$43)/6*($Y$148-35)+$T$43","v":0},{"$f":"($T$43-1.077*$T$43)/6*($Z$148-35)+$T$43","v":0},{"$f":"($T$43-1.077*$T$43)/6*($AA$148-35)+$T$43","v":0},{"$f":"($T$43-1.077*$T$43)/6*($AB$148-35)+$T$43","v":0},{"$f":"($T$43-1.077*$T$43)/6*($AC$148-35)+$T$43","v":0},{"$f":"($T$43-1.077*$T$43)/6*($AD$148-35)+$T$43","v":0},{"$f":"($T$43-1.077*$T$43)/6*($AE$148-35)+$T$43","v":0},{"$f":"($T$43-1.077*$T$43)/6*($AF$148-35)+$T$43","v":0},{"$f":"($T$43-1.077*$T$43)/6*($AG$148-35)+$T$43","v":0},{"$f":"($T$43-1.077*$T$43)/6*($AH$148-35)+$T$43","v":0},{"$f":"($T$43-1.077*$T$43)/6*($AI$148-35)+$T$43","v":0},{"$f":"($T$43-1.077*$T$43)/6*($AJ$148-35)+$T$43","v":0},{"$f":"($T$43-1.077*$T$43)/6*($AK$148-35)+$T$43","v":0},{"$f":"($T$43-1.077*$T$43)/6*($AL$148-35)+$T$43","v":0},{"$f":"($T$43-1.077*$T$43)/6*($AM$148-35)+$T$43","v":0},{"$f":"($T$43-1.077*$T$43)/6*($AN$148-35)+$T$43","v":0},{"$f":"($T$43-1.077*$T$43)/6*($AO$148-35)+$T$43","v":0},{"$f":"($T$43-1.077*$T$43)/6*($AP$148-35)+$T$43","v":0},{"$f":"($T$43-1.077*$T$43)/6*($AQ$148-35)+$T$43","v":0},{"$f":"($T$43-1.077*$T$43)/6*($AR$148-35)+$T$43","v":0},{"$f":"($T$43-1.077*$T$43)/6*($AS$148-35)+$T$43","v":0},"冷房能力","Φc"]
[null,null,"冷房消費電力",{"$f":"($T$44-0.914*$T$44)/6*($D$148-35)+$T$44","v":0},{"$f":"($T$44-0.914*$T$44)/6*($E$148-35)+$T$44","v":0},{"$f":"($T$44-0.914*$T$44)/6*($F$148-35)+$T$44","v":0},{"$f":"($T$44-0.914*$T$44)/6*($G$148-35)+$T$44","v":0},{"$f":"($T$44-0.914*$T$44)/6*($H$148-35)+$T$44","v":0},{"$f":"($T$44-0.914*$T$44)/6*($I$148-35)+$T$44","v":0},{"$f":"($T$44-0.914*$T$44)/6*($J$148-35)+$T$44","v":0},{"$f":"($T$44-0.914*$T$44)/6*($K$148-35)+$T$44","v":0},{"$f":"($T$44-0.914*$T$44)/6*($L$148-35)+$T$44","v":0},{"$f":"($T$44-0.914*$T$44)/6*($M$148-35)+$T$44","v":0},{"$f":"($T$44-0.914*$T$44)/6*($N$148-35)+$T$44","v":0},{"$f":"($T$44-0.914*$T$44)/6*($O$148-35)+$T$44","v":0},{"$f":"($T$44-0.914*$T$44)/6*($P$148-35)+$T$44","v":0},{"$f":"($T$44-0.914*$T$44)/6*($Q$148-35)+$T$44","v":0},{"$f":"($T$44-0.914*$T$44)/6*($R$148-35)+$T$44","v":0},{"$f":"($T$44-0.914*$T$44)/6*($S$148-35)+$T$44","v":0},{"$f":"($T$44-0.914*$T$44)/6*($T$148-35)+$T$44","v":0},{"$f":"($T$44-0.914*$T$44)/6*($U$148-35)+$T$44","v":0},{"$f":"($T$44-0.914*$T$44)/6*($V$148-35)+$T$44","v":0},{"$f":"($T$44-0.914*$T$44)/6*($W$148-35)+$T$44","v":0},{"$f":"($T$44-0.914*$T$44)/6*($X$148-35)+$T$44","v":0},{"$f":"($T$44-0.914*$T$44)/6*($Y$148-35)+$T$44","v":0},{"$f":"($T$44-0.914*$T$44)/6*($Z$148-35)+$T$44","v":0},{"$f":"($T$44-0.914*$T$44)/6*($AA$148-35)+$T$44","v":0},{"$f":"($T$44-0.914*$T$44)/6*($AB$148-35)+$T$44","v":0},{"$f":"($T$44-0.914*$T$44)/6*($AC$148-35)+$T$44","v":0},{"$f":"($T$44-0.914*$T$44)/6*($AD$148-35)+$T$44","v":0},{"$f":"($T$44-0.914*$T$44)/6*($AE$148-35)+$T$44","v":0},{"$f":"($T$44-0.914*$T$44)/6*($AF$148-35)+$T$44","v":0},{"$f":"($T$44-0.914*$T$44)/6*($AG$148-35)+$T$44","v":0},{"$f":"($T$44-0.914*$T$44)/6*($AH$148-35)+$T$44","v":0},{"$f":"($T$44-0.914*$T$44)/6*($AI$148-35)+$T$44","v":0},{"$f":"($T$44-0.914*$T$44)/6*($AJ$148-35)+$T$44","v":0},{"$f":"($T$44-0.914*$T$44)/6*($AK$148-35)+$T$44","v":0},{"$f":"($T$44-0.914*$T$44)/6*($AL$148-35)+$T$44","v":0},{"$f":"($T$44-0.914*$T$44)/6*($AM$148-35)+$T$44","v":0},{"$f":"($T$44-0.914*$T$44)/6*($AN$148-35)+$T$44","v":0},{"$f":"($T$44-0.914*$T$44)/6*($AO$148-35)+$T$44","v":0},{"$f":"($T$44-0.914*$T$44)/6*($AP$148-35)+$T$44","v":0},{"$f":"($T$44-0.914*$T$44)/6*($AQ$148-35)+$T$44","v":0},{"$f":"($T$44-0.914*$T$44)/6*($AR$148-35)+$T$44","v":0},{"$f":"($T$44-0.914*$T$44)/6*($AS$148-35)+$T$44","v":0},"冷房消費電力","Pc"]
[null,null,"冷房COP",{"$f":"D$244/D$245","v":{"$error":"#DIV/0!"}},{"$error":"#DIV/0!"},{"$error":"#DIV/0!"},{"$error":"#DIV/0!"},{"$error":"#DIV/0!"},{"$error":"#DIV/0!"},{"$error":"#DIV/0!"},{"$error":"#DIV/0!"},{"$error":"#DIV/0!"},{"$error":"#DIV/0!"},{"$error":"#DIV/0!"},{"$error":"#DIV/0!"},{"$error":"#DIV/0!"},{"$error":"#DIV/0!"},{"$error":"#DIV/0!"},{"$error":"#DIV/0!"},{"$error":"#DIV/0!"},{"$error":"#DIV/0!"},{"$error":"#DIV/0!"},{"$error":"#DIV/0!"},{"$error":"#DIV/0!"},{"$error":"#DIV/0!"},{"$error":"#DIV/0!"},{"$error":"#DIV/0!"},{"$error":"#DIV/0!"},{"$error":"#DIV/0!"},{"$error":"#DIV/0!"},{"$error":"#DIV/0!"},{"$error":"#DIV/0!"},{"$error":"#DIV/0!"},{"$error":"#DIV/0!"},{"$error":"#DIV/0!"},{"$error":"#DIV/0!"},{"$error":"#DIV/0!"},{"$error":"#DIV/0!"},{"$error":"#DIV/0!"},{"$error":"#DIV/0!"},{"$error":"#DIV/0!"},{"$error":"#DIV/0!"},{"$error":"#DIV/0!"},{"$error":"#DIV/0!"},{"$error":"#DIV/0!"},"冷房COP","σc"]
[null,null,"冷房COP比",{"$f":"D$246/$AS$246","v":{"$error":"#DIV/0!"}},{"$error":"#DIV/0!"},{"$error":"#DIV/0!"},{"$error":"#DIV/0!"},{"$error":"#DIV/0!"},{"$error":"#DIV/0!"},{"$error":"#DIV/0!"},{"$error":"#DIV/0!"},{"$error":"#DIV/0!"},{"$error":"#DIV/0!"},{"$error":"#DIV/0!"},{"$error":"#DIV/0!"},{"$error":"#DIV/0!"},{"$error":"#DIV/0!"},{"$error":"#DIV/0!"},{"$error":"#DIV/0!"},{"$error":"#DIV/0!"},{"$error":"#DIV/0!"},{"$error":"#DIV/0!"},{"$error":"#DIV/0!"},{"$error":"#DIV/0!"},{"$error":"#DIV/0!"},{"$error":"#DIV/0!"},{"$error":"#DIV/0!"},{"$error":"#DIV/0!"},{"$error":"#DIV/0!"},{"$error":"#DIV/0!"},{"$error":"#DIV/0!"},{"$error":"#DIV/0!"},{"$error":"#DIV/0!"},{"$error":"#DIV/0!"},{"$error":"#DIV/0!"},{"$error":"#DIV/0!"},{"$error":"#DIV/0!"},{"$error":"#DIV/0!"},{"$error":"#DIV/0!"},{"$error":"#DIV/0!"},{"$error":"#DIV/0!"},{"$error":"#DIV/0!"},{"$error":"#DIV/0!"},{"$error":"#DIV/0!"},{"$error":"#DIV/0!"},"冷房COP比","βc"]
[null,null,"Σ",{"$f":"D$161*D$243","v":{"$error":"#DIV/0!"}},{"$error":"#DIV/0!"},{"$error":"#DIV/0!"},{"$error":"#DIV/0!"},{"$error":"#DIV/0!"},{"$error":"#DIV/0!"},{"$error":"#DIV/0!"},{"$error":"#DIV/0!"},{"$error":"#DIV/0!"},{"$error":"#DIV/0!"},{"$error":"#DIV/0!"},{"$error":"#DIV/0!"},{"$error":"#DIV/0!"},{"$error":"#DIV/0!"},{"$error":"#DIV/0!"},{"$error":"#DIV/0!"},{"$error":"#DIV/0!"},{"$error":"#DIV/0!"},{"$error":"#DIV/0!"},{"$error":"#DIV/0!"},{"$error":"#DIV/0!"},{"$error":"#DIV/0!"},{"$error":"#DIV/0!"},{"$error":"#DIV/0!"},{"$error":"#DIV/0!"},{"$error":"#DIV/0!"},{"$error":"#DIV/0!"},{"$error":"#DIV/0!"},{"$error":"#DIV/0!"},{"$error":"#DIV/0!"},{"$error":"#DIV/0!"},{"$error":"#DIV/0!"},{"$error":"#DIV/0!"},{"$error":"#DIV/0!"},{"$error":"#DIV/0!"},{"$error":"#DIV/0!"},{"$error":"#DIV/0!"},{"$error":"#DIV/0!"},{"$error":"#DIV/0!"},{"$error":"#DIV/0!"},{"$error":"#DIV/0!"},{"$error":"#DIV/0!"},{"$f":"SUM($D$248:$AS$248)","v":{"$error":"#DIV/0!"}},"Σ"]
[null,"後5","冷房時消費電力比",{"$f":"$D$162/$D253","v":{"$error":"#DIV/0!"}},{"$f":"$E$162/$E253","v":{"$error":"#DIV/0!"}},{"$f":"$F$162/$F253","v":{"$error":"#DIV/0!"}},{"$f":"$G$162/$G253","v":{"$error":"#DIV/0!"}},{"$f":"$H$162/$H253","v":{"$error":"#DIV/0!"}},{"$f":"$I$162/$I253","v":{"$error":"#DIV/0!"}},{"$f":"$J$162/$J253","v":{"$error":"#DIV/0!"}},{"$f":"$K$162/$K253","v":{"$error":"#DIV/0!"}},{"$f":"$L$162/$L253","v":{"$error":"#DIV/0!"}},{"$f":"$M$162/$M253","v":{"$error":"#DIV/0!"}},{"$f":"$N$162/$N253","v":{"$error":"#DIV/0!"}},{"$f":"$O$162/$O253","v":{"$error":"#DIV/0!"}},{"$f":"$P$162/$P253","v":{"$error":"#DIV/0!"}},{"$f":"$Q$162/$Q253","v":{"$error":"#DIV/0!"}},{"$f":"$R$162/$R253","v":{"$error":"#DIV/0!"}},{"$f":"$S$162/$S253","v":{"$error":"#DIV/0!"}},{"$f":"$T$162/$T253","v":{"$error":"#DIV/0!"}},{"$f":"$U$162/$U253","v":{"$error":"#DIV/0!"}},{"$f":"$V$162/$V253","v":{"$error":"#DIV/0!"}},{"$f":"$W$162/$W253","v":{"$error":"#DIV/0!"}},{"$f":"$X$162/$X253","v":{"$error":"#DIV/0!"}},{"$f":"$Y$162/$Y253","v":{"$error":"#DIV/0!"}},{"$f":"$Z$162/$Z253","v":{"$error":"#DIV/0!"}},{"$f":"$AA$162/$AA253","v":{"$error":"#DIV/0!"}},{"$f":"$AB$162/$AB253","v":{"$error":"#DIV/0!"}},{"$f":"$AC$162/$AC253","v":{"$error":"#DIV/0!"}},{"$f":"$AD$162/$AD253","v":{"$error":"#DIV/0!"}},{"$f":"$AE$162/$AE253","v":{"$error":"#DIV/0!"}},{"$f":"$AF$162/$AF253","v":{"$error":"#DIV/0!"}},{"$f":"$AG$162/$AG253","v":{"$error":"#DIV/0!"}},{"$f":"$AH$162/$AH253","v":{"$error":"#DIV/0!"}},{"$f":"$AI$162/$AI253","v":{"$error":"#DIV/0!"}},{"$f":"$AJ$162/$AJ253","v":{"$error":"#DIV/0!"}},{"$f":"$AK$162/$AK253","v":{"$error":"#DIV/0!"}},{"$f":"$AL$162/$AL253","v":{"$error":"#DIV/0!"}},{"$f":"$AM$162/$AM253","v":{"$error":"#DIV/0!"}},{"$f":"$AN$162/$AN253","v":{"$error":"#DIV/0!"}},{"$f":"$AO$162/$AO253","v":{"$error":"#DIV/0!"}},{"$f":"$AP$162/$AP253","v":{"$error":"#DIV/0!"}},{"$f":"$AQ$162/$AQ253","v":{"$error":"#DIV/0!"}},{"$f":"$AR$162/$AR253","v":{"$error":"#DIV/0!"}},{"$f":"$AS$162/$AS253","v":{"$error":"#DIV/0!"}},"冷房時消費電力比","εc"]
[null,null,"冷房能力",{"$f":"($U$43-1.077*$U$43)/6*($D$148-35)+$U$43","v":0},{"$f":"($U$43-1.077*$U$43)/6*($E$148-35)+$U$43","v":0},{"$f":"($U$43-1.077*$U$43)/6*($F$148-35)+$U$43","v":0},{"$f":"($U$43-1.077*$U$43)/6*($G$148-35)+$U$43","v":0},{"$f":"($U$43-1.077*$U$43)/6*($H$148-35)+$U$43","v":0},{"$f":"($U$43-1.077*$U$43)/6*($I$148-35)+$U$43","v":0},{"$f":"($U$43-1.077*$U$43)/6*($J$148-35)+$U$43","v":0},{"$f":"($U$43-1.077*$U$43)/6*($K$148-35)+$U$43","v":0},{"$f":"($U$43-1.077*$U$43)/6*($L$148-35)+$U$43","v":0},{"$f":"($U$43-1.077*$U$43)/6*($M$148-35)+$U$43","v":0},{"$f":"($U$43-1.077*$U$43)/6*($N$148-35)+$U$43","v":0},{"$f":"($U$43-1.077*$U$43)/6*($O$148-35)+$U$43","v":0},{"$f":"($U$43-1.077*$U$43)/6*($P$148-35)+$U$43","v":0},{"$f":"($U$43-1.077*$U$43)/6*($Q$148-35)+$U$43","v":0},{"$f":"($U$43-1.077*$U$43)/6*($R$148-35)+$U$43","v":0},{"$f":"($U$43-1.077*$U$43)/6*($S$148-35)+$U$43","v":0},{"$f":"($U$43-1.077*$U$43)/6*($T$148-35)+$U$43","v":0},{"$f":"($U$43-1.077*$U$43)/6*($U$148-35)+$U$43","v":0},{"$f":"($U$43-1.077*$U$43)/6*($V$148-35)+$U$43","v":0},{"$f":"($U$43-1.077*$U$43)/6*($W$148-35)+$U$43","v":0},{"$f":"($U$43-1.077*$U$43)/6*($X$148-35)+$U$43","v":0},{"$f":"($U$43-1.077*$U$43)/6*($Y$148-35)+$U$43","v":0},{"$f":"($U$43-1.077*$U$43)/6*($Z$148-35)+$U$43","v":0},{"$f":"($U$43-1.077*$U$43)/6*($AA$148-35)+$U$43","v":0},{"$f":"($U$43-1.077*$U$43)/6*($AB$148-35)+$U$43","v":0},{"$f":"($U$43-1.077*$U$43)/6*($AC$148-35)+$U$43","v":0},{"$f":"($U$43-1.077*$U$43)/6*($AD$148-35)+$U$43","v":0},{"$f":"($U$43-1.077*$U$43)/6*($AE$148-35)+$U$43","v":0},{"$f":"($U$43-1.077*$U$43)/6*($AF$148-35)+$U$43","v":0},{"$f":"($U$43-1.077*$U$43)/6*($AG$148-35)+$U$43","v":0},{"$f":"($U$43-1.077*$U$43)/6*($AH$148-35)+$U$43","v":0},{"$f":"($U$43-1.077*$U$43)/6*($AI$148-35)+$U$43","v":0},{"$f":"($U$43-1.077*$U$43)/6*($AJ$148-35)+$U$43","v":0},{"$f":"($U$43-1.077*$U$43)/6*($AK$148-35)+$U$43","v":0},{"$f":"($U$43-1.077*$U$43)/6*($AL$148-35)+$U$43","v":0},{"$f":"($U$43-1.077*$U$43)/6*($AM$148-35)+$U$43","v":0},{"$f":"($U$43-1.077*$U$43)/6*($AN$148-35)+$U$43","v":0},{"$f":"($U$43-1.077*$U$43)/6*($AO$148-35)+$U$43","v":0},{"$f":"($U$43-1.077*$U$43)/6*($AP$148-35)+$U$43","v":0},{"$f":"($U$43-1.077*$U$43)/6*($AQ$148-35)+$U$43","v":0},{"$f":"($U$43-1.077*$U$43)/6*($AR$148-35)+$U$43","v":0},{"$f":"($U$43-1.077*$U$43)/6*($AS$148-35)+$U$43","v":0},"冷房能力","Φc"]
[null,null,"冷房消費電力",{"$f":"($U$44-0.914*$U$44)/6*($D$148-35)+$U$44","v":0},{"$f":"($U$44-0.914*$U$44)/6*($E$148-35)+$U$44","v":0},{"$f":"($U$44-0.914*$U$44)/6*($F$148-35)+$U$44","v":0},{"$f":"($U$44-0.914*$U$44)/6*($G$148-35)+$U$44","v":0},{"$f":"($U$44-0.914*$U$44)/6*($H$148-35)+$U$44","v":0},{"$f":"($U$44-0.914*$U$44)/6*($I$148-35)+$U$44","v":0},{"$f":"($U$44-0.914*$U$44)/6*($J$148-35)+$U$44","v":0},{"$f":"($U$44-0.914*$U$44)/6*($K$148-35)+$U$44","v":0},{"$f":"($U$44-0.914*$U$44)/6*($L$148-35)+$U$44","v":0},{"$f":"($U$44-0.914*$U$44)/6*($M$148-35)+$U$44","v":0},{"$f":"($U$44-0.914*$U$44)/6*($N$148-35)+$U$44","v":0},{"$f":"($U$44-0.914*$U$44)/6*($O$148-35)+$U$44","v":0},{"$f":"($U$44-0.914*$U$44)/6*($P$148-35)+$U$44","v":0},{"$f":"($U$44-0.914*$U$44)/6*($Q$148-35)+$U$44","v":0},{"$f":"($U$44-0.914*$U$44)/6*($R$148-35)+$U$44","v":0},{"$f":"($U$44-0.914*$U$44)/6*($S$148-35)+$U$44","v":0},{"$f":"($U$44-0.914*$U$44)/6*($T$148-35)+$U$44","v":0},{"$f":"($U$44-0.914*$U$44)/6*($U$148-35)+$U$44","v":0},{"$f":"($U$44-0.914*$U$44)/6*($V$148-35)+$U$44","v":0},{"$f":"($U$44-0.914*$U$44)/6*($W$148-35)+$U$44","v":0},{"$f":"($U$44-0.914*$U$44)/6*($X$148-35)+$U$44","v":0},{"$f":"($U$44-0.914*$U$44)/6*($Y$148-35)+$U$44","v":0},{"$f":"($U$44-0.914*$U$44)/6*($Z$148-35)+$U$44","v":0},{"$f":"($U$44-0.914*$U$44)/6*($AA$148-35)+$U$44","v":0},{"$f":"($U$44-0.914*$U$44)/6*($AB$148-35)+$U$44","v":0},{"$f":"($U$44-0.914*$U$44)/6*($AC$148-35)+$U$44","v":0},{"$f":"($U$44-0.914*$U$44)/6*($AD$148-35)+$U$44","v":0},{"$f":"($U$44-0.914*$U$44)/6*($AE$148-35)+$U$44","v":0},{"$f":"($U$44-0.914*$U$44)/6*($AF$148-35)+$U$44","v":0},{"$f":"($U$44-0.914*$U$44)/6*($AG$148-35)+$U$44","v":0},{"$f":"($U$44-0.914*$U$44)/6*($AH$148-35)+$U$44","v":0},{"$f":"($U$44-0.914*$U$44)/6*($AI$148-35)+$U$44","v":0},{"$f":"($U$44-0.914*$U$44)/6*($AJ$148-35)+$U$44","v":0},{"$f":"($U$44-0.914*$U$44)/6*($AK$148-35)+$U$44","v":0},{"$f":"($U$44-0.914*$U$44)/6*($AL$148-35)+$U$44","v":0},{"$f":"($U$44-0.914*$U$44)/6*($AM$148-35)+$U$44","v":0},{"$f":"($U$44-0.914*$U$44)/6*($AN$148-35)+$U$44","v":0},{"$f":"($U$44-0.914*$U$44)/6*($AO$148-35)+$U$44","v":0},{"$f":"($U$44-0.914*$U$44)/6*($AP$148-35)+$U$44","v":0},{"$f":"($U$44-0.914*$U$44)/6*($AQ$148-35)+$U$44","v":0},{"$f":"($U$44-0.914*$U$44)/6*($AR$148-35)+$U$44","v":0},{"$f":"($U$44-0.914*$U$44)/6*($AS$148-35)+$U$44","v":0},"冷房消費電力","Pc"]
[null,null,"冷房COP",{"$f":"D$250/D$251","v":{"$error":"#DIV/0!"}},{"$error":"#DIV/0!"},{"$error":"#DIV/0!"},{"$error":"#DIV/0!"},{"$error":"#DIV/0!"},{"$error":"#DIV/0!"},{"$error":"#DIV/0!"},{"$error":"#DIV/0!"},{"$error":"#DIV/0!"},{"$error":"#DIV/0!"},{"$error":"#DIV/0!"},{"$error":"#DIV/0!"},{"$error":"#DIV/0!"},{"$error":"#DIV/0!"},{"$error":"#DIV/0!"},{"$error":"#DIV/0!"},{"$error":"#DIV/0!"},{"$error":"#DIV/0!"},{"$error":"#DIV/0!"},{"$error":"#DIV/0!"},{"$error":"#DIV/0!"},{"$error":"#DIV/0!"},{"$error":"#DIV/0!"},{"$error":"#DIV/0!"},{"$error":"#DIV/0!"},{"$error":"#DIV/0!"},{"$error":"#DIV/0!"},{"$error":"#DIV/0!"},{"$error":"#DIV/0!"},{"$error":"#DIV/0!"},{"$error":"#DIV/0!"},{"$error":"#DIV/0!"},{"$error":"#DIV/0!"},{"$error":"#DIV/0!"},{"$error":"#DIV/0!"},{"$error":"#DIV/0!"},{"$error":"#DIV/0!"},{"$error":"#DIV/0!"},{"$error":"#DIV/0!"},{"$error":"#DIV/0!"},{"$error":"#DIV/0!"},{"$error":"#DIV/0!"},"冷房COP","σc"]
[null,null,"冷房COP比",{"$f":"D$252/$AS$252","v":{"$error":"#DIV/0!"}},{"$error":"#DIV/0!"},{"$error":"#DIV/0!"},{"$error":"#DIV/0!"},{"$error":"#DIV/0!"},{"$error":"#DIV/0!"},{"$error":"#DIV/0!"},{"$error":"#DIV/0!"},{"$error":"#DIV/0!"},{"$error":"#DIV/0!"},{"$error":"#DIV/0!"},{"$error":"#DIV/0!"},{"$error":"#DIV/0!"},{"$error":"#DIV/0!"},{"$error":"#DIV/0!"},{"$error":"#DIV/0!"},{"$error":"#DIV/0!"},{"$error":"#DIV/0!"},{"$error":"#DIV/0!"},{"$error":"#DIV/0!"},{"$error":"#DIV/0!"},{"$error":"#DIV/0!"},{"$error":"#DIV/0!"},{"$error":"#DIV/0!"},{"$error":"#DIV/0!"},{"$error":"#DIV/0!"},{"$error":"#DIV/0!"},{"$error":"#DIV/0!"},{"$error":"#DIV/0!"},{"$error":"#DIV/0!"},{"$error":"#DIV/0!"},{"$error":"#DIV/0!"},{"$error":"#DIV/0!"},{"$error":"#DIV/0!"},{"$error":"#DIV/0!"},{"$error":"#DIV/0!"},{"$error":"#DIV/0!"},{"$error":"#DIV/0!"},{"$error":"#DIV/0!"},{"$error":"#DIV/0!"},{"$error":"#DIV/0!"},{"$error":"#DIV/0!"},"冷房COP比","βc"]
[null,null,"Σ",{"$f":"D$161*D$249","v":{"$error":"#DIV/0!"}},{"$error":"#DIV/0!"},{"$error":"#DIV/0!"},{"$error":"#DIV/0!"},{"$error":"#DIV/0!"},{"$error":"#DIV/0!"},{"$error":"#DIV/0!"},{"$error":"#DIV/0!"},{"$error":"#DIV/0!"},{"$error":"#DIV/0!"},{"$error":"#DIV/0!"},{"$error":"#DIV/0!"},{"$error":"#DIV/0!"},{"$error":"#DIV/0!"},{"$error":"#DIV/0!"},{"$error":"#DIV/0!"},{"$error":"#DIV/0!"},{"$error":"#DIV/0!"},{"$error":"#DIV/0!"},{"$error":"#DIV/0!"},{"$error":"#DIV/0!"},{"$error":"#DIV/0!"},{"$error":"#DIV/0!"},{"$error":"#DIV/0!"},{"$error":"#DIV/0!"},{"$error":"#DIV/0!"},{"$error":"#DIV/0!"},{"$error":"#DIV/0!"},{"$error":"#DIV/0!"},{"$error":"#DIV/0!"},{"$error":"#DIV/0!"},{"$error":"#DIV/0!"},{"$error":"#DIV/0!"},{"$error":"#DIV/0!"},{"$error":"#DIV/0!"},{"$error":"#DIV/0!"},{"$error":"#DIV/0!"},{"$error":"#DIV/0!"},{"$error":"#DIV/0!"},{"$error":"#DIV/0!"},{"$error":"#DIV/0!"},{"$error":"#DIV/0!"},{"$f":"SUM($D$254:$AS$254)","v":{"$error":"#DIV/0!"}},"Σ"]
[null,"後6","冷房時消費電力比",{"$f":"$D$162/$D259","v":{"$error":"#DIV/0!"}},{"$f":"$E$162/$E259","v":{"$error":"#DIV/0!"}},{"$f":"$F$162/$F259","v":{"$error":"#DIV/0!"}},{"$f":"$G$162/$G259","v":{"$error":"#DIV/0!"}},{"$f":"$H$162/$H259","v":{"$error":"#DIV/0!"}},{"$f":"$I$162/$I259","v":{"$error":"#DIV/0!"}},{"$f":"$J$162/$J259","v":{"$error":"#DIV/0!"}},{"$f":"$K$162/$K259","v":{"$error":"#DIV/0!"}},{"$f":"$L$162/$L259","v":{"$error":"#DIV/0!"}},{"$f":"$M$162/$M259","v":{"$error":"#DIV/0!"}},{"$f":"$N$162/$N259","v":{"$error":"#DIV/0!"}},{"$f":"$O$162/$O259","v":{"$error":"#DIV/0!"}},{"$f":"$P$162/$P259","v":{"$error":"#DIV/0!"}},{"$f":"$Q$162/$Q259","v":{"$error":"#DIV/0!"}},{"$f":"$R$162/$R259","v":{"$error":"#DIV/0!"}},{"$f":"$S$162/$S259","v":{"$error":"#DIV/0!"}},{"$f":"$T$162/$T259","v":{"$error":"#DIV/0!"}},{"$f":"$U$162/$U259","v":{"$error":"#DIV/0!"}},{"$f":"$V$162/$V259","v":{"$error":"#DIV/0!"}},{"$f":"$W$162/$W259","v":{"$error":"#DIV/0!"}},{"$f":"$X$162/$X259","v":{"$error":"#DIV/0!"}},{"$f":"$Y$162/$Y259","v":{"$error":"#DIV/0!"}},{"$f":"$Z$162/$Z259","v":{"$error":"#DIV/0!"}},{"$f":"$AA$162/$AA259","v":{"$error":"#DIV/0!"}},{"$f":"$AB$162/$AB259","v":{"$error":"#DIV/0!"}},{"$f":"$AC$162/$AC259","v":{"$error":"#DIV/0!"}},{"$f":"$AD$162/$AD259","v":{"$error":"#DIV/0!"}},{"$f":"$AE$162/$AE259","v":{"$error":"#DIV/0!"}},{"$f":"$AF$162/$AF259","v":{"$error":"#DIV/0!"}},{"$f":"$AG$162/$AG259","v":{"$error":"#DIV/0!"}},{"$f":"$AH$162/$AH259","v":{"$error":"#DIV/0!"}},{"$f":"$AI$162/$AI259","v":{"$error":"#DIV/0!"}},{"$f":"$AJ$162/$AJ259","v":{"$error":"#DIV/0!"}},{"$f":"$AK$162/$AK259","v":{"$error":"#DIV/0!"}},{"$f":"$AL$162/$AL259","v":{"$error":"#DIV/0!"}},{"$f":"$AM$162/$AM259","v":{"$error":"#DIV/0!"}},{"$f":"$AN$162/$AN259","v":{"$error":"#DIV/0!"}},{"$f":"$AO$162/$AO259","v":{"$error":"#DIV/0!"}},{"$f":"$AP$162/$AP259","v":{"$error":"#DIV/0!"}},{"$f":"$AQ$162/$AQ259","v":{"$error":"#DIV/0!"}},{"$f":"$AR$162/$AR259","v":{"$error":"#DIV/0!"}},{"$f":"$AS$162/$AS259","v":{"$error":"#DIV/0!"}},"冷房時消費電力比","εc"]
[null,null,"冷房能力",{"$f":"($V$43-1.077*$V$43)/6*($D$148-35)+$V$43","v":0},{"$f":"($V$43-1.077*$V$43)/6*($E$148-35)+$V$43","v":0},{"$f":"($V$43-1.077*$V$43)/6*($F$148-35)+$V$43","v":0},{"$f":"($V$43-1.077*$V$43)/6*($G$148-35)+$V$43","v":0},{"$f":"($V$43-1.077*$V$43)/6*($H$148-35)+$V$43","v":0},{"$f":"($V$43-1.077*$V$43)/6*($I$148-35)+$V$43","v":0},{"$f":"($V$43-1.077*$V$43)/6*($J$148-35)+$V$43","v":0},{"$f":"($V$43-1.077*$V$43)/6*($K$148-35)+$V$43","v":0},{"$f":"($V$43-1.077*$V$43)/6*($L$148-35)+$V$43","v":0},{"$f":"($V$43-1.077*$V$43)/6*($M$148-35)+$V$43","v":0},{"$f":"($V$43-1.077*$V$43)/6*($N$148-35)+$V$43","v":0},{"$f":"($V$43-1.077*$V$43)/6*($O$148-35)+$V$43","v":0},{"$f":"($V$43-1.077*$V$43)/6*($P$148-35)+$V$43","v":0},{"$f":"($V$43-1.077*$V$43)/6*($Q$148-35)+$V$43","v":0},{"$f":"($V$43-1.077*$V$43)/6*($R$148-35)+$V$43","v":0},{"$f":"($V$43-1.077*$V$43)/6*($S$148-35)+$V$43","v":0},{"$f":"($V$43-1.077*$V$43)/6*($T$148-35)+$V$43","v":0},{"$f":"($V$43-1.077*$V$43)/6*($U$148-35)+$V$43","v":0},{"$f":"($V$43-1.077*$V$43)/6*($V$148-35)+$V$43","v":0},{"$f":"($V$43-1.077*$V$43)/6*($W$148-35)+$V$43","v":0},{"$f":"($V$43-1.077*$V$43)/6*($X$148-35)+$V$43","v":0},{"$f":"($V$43-1.077*$V$43)/6*($Y$148-35)+$V$43","v":0},{"$f":"($V$43-1.077*$V$43)/6*($Z$148-35)+$V$43","v":0},{"$f":"($V$43-1.077*$V$43)/6*($AA$148-35)+$V$43","v":0},{"$f":"($V$43-1.077*$V$43)/6*($AB$148-35)+$V$43","v":0},{"$f":"($V$43-1.077*$V$43)/6*($AC$148-35)+$V$43","v":0},{"$f":"($V$43-1.077*$V$43)/6*($AD$148-35)+$V$43","v":0},{"$f":"($V$43-1.077*$V$43)/6*($AE$148-35)+$V$43","v":0},{"$f":"($V$43-1.077*$V$43)/6*($AF$148-35)+$V$43","v":0},{"$f":"($V$43-1.077*$V$43)/6*($AG$148-35)+$V$43","v":0},{"$f":"($V$43-1.077*$V$43)/6*($AH$148-35)+$V$43","v":0},{"$f":"($V$43-1.077*$V$43)/6*($AI$148-35)+$V$43","v":0},{"$f":"($V$43-1.077*$V$43)/6*($AJ$148-35)+$V$43","v":0},{"$f":"($V$43-1.077*$V$43)/6*($AK$148-35)+$V$43","v":0},{"$f":"($V$43-1.077*$V$43)/6*($AL$148-35)+$V$43","v":0},{"$f":"($V$43-1.077*$V$43)/6*($AM$148-35)+$V$43","v":0},{"$f":"($V$43-1.077*$V$43)/6*($AN$148-35)+$V$43","v":0},{"$f":"($V$43-1.077*$V$43)/6*($AO$148-35)+$V$43","v":0},{"$f":"($V$43-1.077*$V$43)/6*($AP$148-35)+$V$43","v":0},{"$f":"($V$43-1.077*$V$43)/6*($AQ$148-35)+$V$43","v":0},{"$f":"($V$43-1.077*$V$43)/6*($AR$148-35)+$V$43","v":0},{"$f":"($V$43-1.077*$V$43)/6*($AS$148-35)+$V$43","v":0},"冷房能力","Φc"]
[null,null,"冷房消費電力",{"$f":"($V$44-0.914*$V$44)/6*($D$148-35)+$V$44","v":0},{"$f":"($V$44-0.914*$V$44)/6*($E$148-35)+$V$44","v":0},{"$f":"($V$44-0.914*$V$44)/6*($F$148-35)+$V$44","v":0},{"$f":"($V$44-0.914*$V$44)/6*($G$148-35)+$V$44","v":0},{"$f":"($V$44-0.914*$V$44)/6*($H$148-35)+$V$44","v":0},{"$f":"($V$44-0.914*$V$44)/6*($I$148-35)+$V$44","v":0},{"$f":"($V$44-0.914*$V$44)/6*($J$148-35)+$V$44","v":0},{"$f":"($V$44-0.914*$V$44)/6*($K$148-35)+$V$44","v":0},{"$f":"($V$44-0.914*$V$44)/6*($L$148-35)+$V$44","v":0},{"$f":"($V$44-0.914*$V$44)/6*($M$148-35)+$V$44","v":0},{"$f":"($V$44-0.914*$V$44)/6*($N$148-35)+$V$44","v":0},{"$f":"($V$44-0.914*$V$44)/6*($O$148-35)+$V$44","v":0},{"$f":"($V$44-0.914*$V$44)/6*($P$148-35)+$V$44","v":0},{"$f":"($V$44-0.914*$V$44)/6*($Q$148-35)+$V$44","v":0},{"$f":"($V$44-0.914*$V$44)/6*($R$148-35)+$V$44","v":0},{"$f":"($V$44-0.914*$V$44)/6*($S$148-35)+$V$44","v":0},{"$f":"($V$44-0.914*$V$44)/6*($T$148-35)+$V$44","v":0},{"$f":"($V$44-0.914*$V$44)/6*($U$148-35)+$V$44","v":0},{"$f":"($V$44-0.914*$V$44)/6*($V$148-35)+$V$44","v":0},{"$f":"($V$44-0.914*$V$44)/6*($W$148-35)+$V$44","v":0},{"$f":"($V$44-0.914*$V$44)/6*($X$148-35)+$V$44","v":0},{"$f":"($V$44-0.914*$V$44)/6*($Y$148-35)+$V$44","v":0},{"$f":"($V$44-0.914*$V$44)/6*($Z$148-35)+$V$44","v":0},{"$f":"($V$44-0.914*$V$44)/6*($AA$148-35)+$V$44","v":0},{"$f":"($V$44-0.914*$V$44)/6*($AB$148-35)+$V$44","v":0},{"$f":"($V$44-0.914*$V$44)/6*($AC$148-35)+$V$44","v":0},{"$f":"($V$44-0.914*$V$44)/6*($AD$148-35)+$V$44","v":0},{"$f":"($V$44-0.914*$V$44)/6*($AE$148-35)+$V$44","v":0},{"$f":"($V$44-0.914*$V$44)/6*($AF$148-35)+$V$44","v":0},{"$f":"($V$44-0.914*$V$44)/6*($AG$148-35)+$V$44","v":0},{"$f":"($V$44-0.914*$V$44)/6*($AH$148-35)+$V$44","v":0},{"$f":"($V$44-0.914*$V$44)/6*($AI$148-35)+$V$44","v":0},{"$f":"($V$44-0.914*$V$44)/6*($AJ$148-35)+$V$44","v":0},{"$f":"($V$44-0.914*$V$44)/6*($AK$148-35)+$V$44","v":0},{"$f":"($V$44-0.914*$V$44)/6*($AL$148-35)+$V$44","v":0},{"$f":"($V$44-0.914*$V$44)/6*($AM$148-35)+$V$44","v":0},{"$f":"($V$44-0.914*$V$44)/6*($AN$148-35)+$V$44","v":0},{"$f":"($V$44-0.914*$V$44)/6*($AO$148-35)+$V$44","v":0},{"$f":"($V$44-0.914*$V$44)/6*($AP$148-35)+$V$44","v":0},{"$f":"($V$44-0.914*$V$44)/6*($AQ$148-35)+$V$44","v":0},{"$f":"($V$44-0.914*$V$44)/6*($AR$148-35)+$V$44","v":0},{"$f":"($V$44-0.914*$V$44)/6*($AS$148-35)+$V$44","v":0},"冷房消費電力","Pc"]
[null,null,"冷房COP",{"$f":"D$256/D$257","v":{"$error":"#DIV/0!"}},{"$error":"#DIV/0!"},{"$error":"#DIV/0!"},{"$error":"#DIV/0!"},{"$error":"#DIV/0!"},{"$error":"#DIV/0!"},{"$error":"#DIV/0!"},{"$error":"#DIV/0!"},{"$error":"#DIV/0!"},{"$error":"#DIV/0!"},{"$error":"#DIV/0!"},{"$error":"#DIV/0!"},{"$error":"#DIV/0!"},{"$error":"#DIV/0!"},{"$error":"#DIV/0!"},{"$error":"#DIV/0!"},{"$error":"#DIV/0!"},{"$error":"#DIV/0!"},{"$error":"#DIV/0!"},{"$error":"#DIV/0!"},{"$error":"#DIV/0!"},{"$error":"#DIV/0!"},{"$error":"#DIV/0!"},{"$error":"#DIV/0!"},{"$error":"#DIV/0!"},{"$error":"#DIV/0!"},{"$error":"#DIV/0!"},{"$error":"#DIV/0!"},{"$error":"#DIV/0!"},{"$error":"#DIV/0!"},{"$error":"#DIV/0!"},{"$error":"#DIV/0!"},{"$error":"#DIV/0!"},{"$error":"#DIV/0!"},{"$error":"#DIV/0!"},{"$error":"#DIV/0!"},{"$error":"#DIV/0!"},{"$error":"#DIV/0!"},{"$error":"#DIV/0!"},{"$error":"#DIV/0!"},{"$error":"#DIV/0!"},{"$error":"#DIV/0!"},"冷房COP","σc"]
[null,null,"冷房COP比",{"$f":"D$258/$AS$258","v":{"$error":"#DIV/0!"}},{"$error":"#DIV/0!"},{"$error":"#DIV/0!"},{"$error":"#DIV/0!"},{"$error":"#DIV/0!"},{"$error":"#DIV/0!"},{"$error":"#DIV/0!"},{"$error":"#DIV/0!"},{"$error":"#DIV/0!"},{"$error":"#DIV/0!"},{"$error":"#DIV/0!"},{"$error":"#DIV/0!"},{"$error":"#DIV/0!"},{"$error":"#DIV/0!"},{"$error":"#DIV/0!"},{"$error":"#DIV/0!"},{"$error":"#DIV/0!"},{"$error":"#DIV/0!"},{"$error":"#DIV/0!"},{"$error":"#DIV/0!"},{"$error":"#DIV/0!"},{"$error":"#DIV/0!"},{"$error":"#DIV/0!"},{"$error":"#DIV/0!"},{"$error":"#DIV/0!"},{"$error":"#DIV/0!"},{"$error":"#DIV/0!"},{"$error":"#DIV/0!"},{"$error":"#DIV/0!"},{"$error":"#DIV/0!"},{"$error":"#DIV/0!"},{"$error":"#DIV/0!"},{"$error":"#DIV/0!"},{"$error":"#DIV/0!"},{"$error":"#DIV/0!"},{"$error":"#DIV/0!"},{"$error":"#DIV/0!"},{"$error":"#DIV/0!"},{"$error":"#DIV/0!"},{"$error":"#DIV/0!"},{"$error":"#DIV/0!"},{"$error":"#DIV/0!"},"冷房COP比","βc"]
[null,null,"Σ",{"$f":"D$161*D$255","v":{"$error":"#DIV/0!"}},{"$error":"#DIV/0!"},{"$error":"#DIV/0!"},{"$error":"#DIV/0!"},{"$error":"#DIV/0!"},{"$error":"#DIV/0!"},{"$error":"#DIV/0!"},{"$error":"#DIV/0!"},{"$error":"#DIV/0!"},{"$error":"#DIV/0!"},{"$error":"#DIV/0!"},{"$error":"#DIV/0!"},{"$error":"#DIV/0!"},{"$error":"#DIV/0!"},{"$error":"#DIV/0!"},{"$error":"#DIV/0!"},{"$error":"#DIV/0!"},{"$error":"#DIV/0!"},{"$error":"#DIV/0!"},{"$error":"#DIV/0!"},{"$error":"#DIV/0!"},{"$error":"#DIV/0!"},{"$error":"#DIV/0!"},{"$error":"#DIV/0!"},{"$error":"#DIV/0!"},{"$error":"#DIV/0!"},{"$error":"#DIV/0!"},{"$error":"#DIV/0!"},{"$error":"#DIV/0!"},{"$error":"#DIV/0!"},{"$error":"#DIV/0!"},{"$error":"#DIV/0!"},{"$error":"#DIV/0!"},{"$error":"#DIV/0!"},{"$error":"#DIV/0!"},{"$error":"#DIV/0!"},{"$error":"#DIV/0!"},{"$error":"#DIV/0!"},{"$error":"#DIV/0!"},{"$error":"#DIV/0!"},{"$error":"#DIV/0!"},{"$error":"#DIV/0!"},{"$f":"SUM($D$260:$AS$260)","v":{"$error":"#DIV/0!"}},"Σ"]
[null,"後7","冷房時消費電力比",{"$f":"$D$162/$D265","v":{"$error":"#DIV/0!"}},{"$f":"$E$162/$E265","v":{"$error":"#DIV/0!"}},{"$f":"$F$162/$F265","v":{"$error":"#DIV/0!"}},{"$f":"$G$162/$G265","v":{"$error":"#DIV/0!"}},{"$f":"$H$162/$H265","v":{"$error":"#DIV/0!"}},{"$f":"$I$162/$I265","v":{"$error":"#DIV/0!"}},{"$f":"$J$162/$J265","v":{"$error":"#DIV/0!"}},{"$f":"$K$162/$K265","v":{"$error":"#DIV/0!"}},{"$f":"$L$162/$L265","v":{"$error":"#DIV/0!"}},{"$f":"$M$162/$M265","v":{"$error":"#DIV/0!"}},{"$f":"$N$162/$N265","v":{"$error":"#DIV/0!"}},{"$f":"$O$162/$O265","v":{"$error":"#DIV/0!"}},{"$f":"$P$162/$P265","v":{"$error":"#DIV/0!"}},{"$f":"$Q$162/$Q265","v":{"$error":"#DIV/0!"}},{"$f":"$R$162/$R265","v":{"$error":"#DIV/0!"}},{"$f":"$S$162/$S265","v":{"$error":"#DIV/0!"}},{"$f":"$T$162/$T265","v":{"$error":"#DIV/0!"}},{"$f":"$U$162/$U265","v":{"$error":"#DIV/0!"}},{"$f":"$V$162/$V265","v":{"$error":"#DIV/0!"}},{"$f":"$W$162/$W265","v":{"$error":"#DIV/0!"}},{"$f":"$X$162/$X265","v":{"$error":"#DIV/0!"}},{"$f":"$Y$162/$Y265","v":{"$error":"#DIV/0!"}},{"$f":"$Z$162/$Z265","v":{"$error":"#DIV/0!"}},{"$f":"$AA$162/$AA265","v":{"$error":"#DIV/0!"}},{"$f":"$AB$162/$AB265","v":{"$error":"#DIV/0!"}},{"$f":"$AC$162/$AC265","v":{"$error":"#DIV/0!"}},{"$f":"$AD$162/$AD265","v":{"$error":"#DIV/0!"}},{"$f":"$AE$162/$AE265","v":{"$error":"#DIV/0!"}},{"$f":"$AF$162/$AF265","v":{"$error":"#DIV/0!"}},{"$f":"$AG$162/$AG265","v":{"$error":"#DIV/0!"}},{"$f":"$AH$162/$AH265","v":{"$error":"#DIV/0!"}},{"$f":"$AI$162/$AI265","v":{"$error":"#DIV/0!"}},{"$f":"$AJ$162/$AJ265","v":{"$error":"#DIV/0!"}},{"$f":"$AK$162/$AK265","v":{"$error":"#DIV/0!"}},{"$f":"$AL$162/$AL265","v":{"$error":"#DIV/0!"}},{"$f":"$AM$162/$AM265","v":{"$error":"#DIV/0!"}},{"$f":"$AN$162/$AN265","v":{"$error":"#DIV/0!"}},{"$f":"$AO$162/$AO265","v":{"$error":"#DIV/0!"}},{"$f":"$AP$162/$AP265","v":{"$error":"#DIV/0!"}},{"$f":"$AQ$162/$AQ265","v":{"$error":"#DIV/0!"}},{"$f":"$AR$162/$AR265","v":{"$error":"#DIV/0!"}},{"$f":"$AS$162/$AS265","v":{"$error":"#DIV/0!"}},"冷房時消費電力比","εc"]
[null,null,"冷房能力",{"$f":"($W$43-1.077*$W$43)/6*($D$148-35)+$W$43","v":0},{"$f":"($W$43-1.077*$W$43)/6*($E$148-35)+$W$43","v":0},{"$f":"($W$43-1.077*$W$43)/6*($F$148-35)+$W$43","v":0},{"$f":"($W$43-1.077*$W$43)/6*($G$148-35)+$W$43","v":0},{"$f":"($W$43-1.077*$W$43)/6*($H$148-35)+$W$43","v":0},{"$f":"($W$43-1.077*$W$43)/6*($I$148-35)+$W$43","v":0},{"$f":"($W$43-1.077*$W$43)/6*($J$148-35)+$W$43","v":0},{"$f":"($W$43-1.077*$W$43)/6*($K$148-35)+$W$43","v":0},{"$f":"($W$43-1.077*$W$43)/6*($L$148-35)+$W$43","v":0},{"$f":"($W$43-1.077*$W$43)/6*($M$148-35)+$W$43","v":0},{"$f":"($W$43-1.077*$W$43)/6*($N$148-35)+$W$43","v":0},{"$f":"($W$43-1.077*$W$43)/6*($O$148-35)+$W$43","v":0},{"$f":"($W$43-1.077*$W$43)/6*($P$148-35)+$W$43","v":0},{"$f":"($W$43-1.077*$W$43)/6*($Q$148-35)+$W$43","v":0},{"$f":"($W$43-1.077*$W$43)/6*($R$148-35)+$W$43","v":0},{"$f":"($W$43-1.077*$W$43)/6*($S$148-35)+$W$43","v":0},{"$f":"($W$43-1.077*$W$43)/6*($T$148-35)+$W$43","v":0},{"$f":"($W$43-1.077*$W$43)/6*($U$148-35)+$W$43","v":0},{"$f":"($W$43-1.077*$W$43)/6*($V$148-35)+$W$43","v":0},{"$f":"($W$43-1.077*$W$43)/6*($W$148-35)+$W$43","v":0},{"$f":"($W$43-1.077*$W$43)/6*($X$148-35)+$W$43","v":0},{"$f":"($W$43-1.077*$W$43)/6*($Y$148-35)+$W$43","v":0},{"$f":"($W$43-1.077*$W$43)/6*($Z$148-35)+$W$43","v":0},{"$f":"($W$43-1.077*$W$43)/6*($AA$148-35)+$W$43","v":0},{"$f":"($W$43-1.077*$W$43)/6*($AB$148-35)+$W$43","v":0},{"$f":"($W$43-1.077*$W$43)/6*($AC$148-35)+$W$43","v":0},{"$f":"($W$43-1.077*$W$43)/6*($AD$148-35)+$W$43","v":0},{"$f":"($W$43-1.077*$W$43)/6*($AE$148-35)+$W$43","v":0},{"$f":"($W$43-1.077*$W$43)/6*($AF$148-35)+$W$43","v":0},{"$f":"($W$43-1.077*$W$43)/6*($AG$148-35)+$W$43","v":0},{"$f":"($W$43-1.077*$W$43)/6*($AH$148-35)+$W$43","v":0},{"$f":"($W$43-1.077*$W$43)/6*($AI$148-35)+$W$43","v":0},{"$f":"($W$43-1.077*$W$43)/6*($AJ$148-35)+$W$43","v":0},{"$f":"($W$43-1.077*$W$43)/6*($AK$148-35)+$W$43","v":0},{"$f":"($W$43-1.077*$W$43)/6*($AL$148-35)+$W$43","v":0},{"$f":"($W$43-1.077*$W$43)/6*($AM$148-35)+$W$43","v":0},{"$f":"($W$43-1.077*$W$43)/6*($AN$148-35)+$W$43","v":0},{"$f":"($W$43-1.077*$W$43)/6*($AO$148-35)+$W$43","v":0},{"$f":"($W$43-1.077*$W$43)/6*($AP$148-35)+$W$43","v":0},{"$f":"($W$43-1.077*$W$43)/6*($AQ$148-35)+$W$43","v":0},{"$f":"($W$43-1.077*$W$43)/6*($AR$148-35)+$W$43","v":0},{"$f":"($W$43-1.077*$W$43)/6*($AS$148-35)+$W$43","v":0},"冷房能力","Φc"]
[null,null,"冷房消費電力",{"$f":"($W$44-0.914*$W$44)/6*($D$148-35)+$W$44","v":0},{"$f":"($W$44-0.914*$W$44)/6*($E$148-35)+$W$44","v":0},{"$f":"($W$44-0.914*$W$44)/6*($F$148-35)+$W$44","v":0},{"$f":"($W$44-0.914*$W$44)/6*($G$148-35)+$W$44","v":0},{"$f":"($W$44-0.914*$W$44)/6*($H$148-35)+$W$44","v":0},{"$f":"($W$44-0.914*$W$44)/6*($I$148-35)+$W$44","v":0},{"$f":"($W$44-0.914*$W$44)/6*($J$148-35)+$W$44","v":0},{"$f":"($W$44-0.914*$W$44)/6*($K$148-35)+$W$44","v":0},{"$f":"($W$44-0.914*$W$44)/6*($L$148-35)+$W$44","v":0},{"$f":"($W$44-0.914*$W$44)/6*($M$148-35)+$W$44","v":0},{"$f":"($W$44-0.914*$W$44)/6*($N$148-35)+$W$44","v":0},{"$f":"($W$44-0.914*$W$44)/6*($O$148-35)+$W$44","v":0},{"$f":"($W$44-0.914*$W$44)/6*($P$148-35)+$W$44","v":0},{"$f":"($W$44-0.914*$W$44)/6*($Q$148-35)+$W$44","v":0},{"$f":"($W$44-0.914*$W$44)/6*($R$148-35)+$W$44","v":0},{"$f":"($W$44-0.914*$W$44)/6*($S$148-35)+$W$44","v":0},{"$f":"($W$44-0.914*$W$44)/6*($T$148-35)+$W$44","v":0},{"$f":"($W$44-0.914*$W$44)/6*($U$148-35)+$W$44","v":0},{"$f":"($W$44-0.914*$W$44)/6*($V$148-35)+$W$44","v":0},{"$f":"($W$44-0.914*$W$44)/6*($W$148-35)+$W$44","v":0},{"$f":"($W$44-0.914*$W$44)/6*($X$148-35)+$W$44","v":0},{"$f":"($W$44-0.914*$W$44)/6*($Y$148-35)+$W$44","v":0},{"$f":"($W$44-0.914*$W$44)/6*($Z$148-35)+$W$44","v":0},{"$f":"($W$44-0.914*$W$44)/6*($AA$148-35)+$W$44","v":0},{"$f":"($W$44-0.914*$W$44)/6*($AB$148-35)+$W$44","v":0},{"$f":"($W$44-0.914*$W$44)/6*($AC$148-35)+$W$44","v":0},{"$f":"($W$44-0.914*$W$44)/6*($AD$148-35)+$W$44","v":0},{"$f":"($W$44-0.914*$W$44)/6*($AE$148-35)+$W$44","v":0},{"$f":"($W$44-0.914*$W$44)/6*($AF$148-35)+$W$44","v":0},{"$f":"($W$44-0.914*$W$44)/6*($AG$148-35)+$W$44","v":0},{"$f":"($W$44-0.914*$W$44)/6*($AH$148-35)+$W$44","v":0},{"$f":"($W$44-0.914*$W$44)/6*($AI$148-35)+$W$44","v":0},{"$f":"($W$44-0.914*$W$44)/6*($AJ$148-35)+$W$44","v":0},{"$f":"($W$44-0.914*$W$44)/6*($AK$148-35)+$W$44","v":0},{"$f":"($W$44-0.914*$W$44)/6*($AL$148-35)+$W$44","v":0},{"$f":"($W$44-0.914*$W$44)/6*($AM$148-35)+$W$44","v":0},{"$f":"($W$44-0.914*$W$44)/6*($AN$148-35)+$W$44","v":0},{"$f":"($W$44-0.914*$W$44)/6*($AO$148-35)+$W$44","v":0},{"$f":"($W$44-0.914*$W$44)/6*($AP$148-35)+$W$44","v":0},{"$f":"($W$44-0.914*$W$44)/6*($AQ$148-35)+$W$44","v":0},{"$f":"($W$44-0.914*$W$44)/6*($AR$148-35)+$W$44","v":0},{"$f":"($W$44-0.914*$W$44)/6*($AS$148-35)+$W$44","v":0},"冷房消費電力","Pc"]
[null,null,"冷房COP",{"$f":"D$262/D$263","v":{"$error":"#DIV/0!"}},{"$error":"#DIV/0!"},{"$error":"#DIV/0!"},{"$error":"#DIV/0!"},{"$error":"#DIV/0!"},{"$error":"#DIV/0!"},{"$error":"#DIV/0!"},{"$error":"#DIV/0!"},{"$error":"#DIV/0!"},{"$error":"#DIV/0!"},{"$error":"#DIV/0!"},{"$error":"#DIV/0!"},{"$error":"#DIV/0!"},{"$error":"#DIV/0!"},{"$error":"#DIV/0!"},{"$error":"#DIV/0!"},{"$error":"#DIV/0!"},{"$error":"#DIV/0!"},{"$error":"#DIV/0!"},{"$error":"#DIV/0!"},{"$error":"#DIV/0!"},{"$error":"#DIV/0!"},{"$error":"#DIV/0!"},{"$error":"#DIV/0!"},{"$error":"#DIV/0!"},{"$error":"#DIV/0!"},{"$error":"#DIV/0!"},{"$error":"#DIV/0!"},{"$error":"#DIV/0!"},{"$error":"#DIV/0!"},{"$error":"#DIV/0!"},{"$error":"#DIV/0!"},{"$error":"#DIV/0!"},{"$error":"#DIV/0!"},{"$error":"#DIV/0!"},{"$error":"#DIV/0!"},{"$error":"#DIV/0!"},{"$error":"#DIV/0!"},{"$error":"#DIV/0!"},{"$error":"#DIV/0!"},{"$error":"#DIV/0!"},{"$error":"#DIV/0!"},"冷房COP","σc"]
[null,null,"冷房COP比",{"$f":"D$264/$AS$264","v":{"$error":"#DIV/0!"}},{"$error":"#DIV/0!"},{"$error":"#DIV/0!"},{"$error":"#DIV/0!"},{"$error":"#DIV/0!"},{"$error":"#DIV/0!"},{"$error":"#DIV/0!"},{"$error":"#DIV/0!"},{"$error":"#DIV/0!"},{"$error":"#DIV/0!"},{"$error":"#DIV/0!"},{"$error":"#DIV/0!"},{"$error":"#DIV/0!"},{"$error":"#DIV/0!"},{"$error":"#DIV/0!"},{"$error":"#DIV/0!"},{"$error":"#DIV/0!"},{"$error":"#DIV/0!"},{"$error":"#DIV/0!"},{"$error":"#DIV/0!"},{"$error":"#DIV/0!"},{"$error":"#DIV/0!"},{"$error":"#DIV/0!"},{"$error":"#DIV/0!"},{"$error":"#DIV/0!"},{"$error":"#DIV/0!"},{"$error":"#DIV/0!"},{"$error":"#DIV/0!"},{"$error":"#DIV/0!"},{"$error":"#DIV/0!"},{"$error":"#DIV/0!"},{"$error":"#DIV/0!"},{"$error":"#DIV/0!"},{"$error":"#DIV/0!"},{"$error":"#DIV/0!"},{"$error":"#DIV/0!"},{"$error":"#DIV/0!"},{"$error":"#DIV/0!"},{"$error":"#DIV/0!"},{"$error":"#DIV/0!"},{"$error":"#DIV/0!"},{"$error":"#DIV/0!"},"冷房COP比","βc"]
[null,null,"Σ",{"$f":"D$161*D$261","v":{"$error":"#DIV/0!"}},{"$error":"#DIV/0!"},{"$error":"#DIV/0!"},{"$error":"#DIV/0!"},{"$error":"#DIV/0!"},{"$error":"#DIV/0!"},{"$error":"#DIV/0!"},{"$error":"#DIV/0!"},{"$error":"#DIV/0!"},{"$error":"#DIV/0!"},{"$error":"#DIV/0!"},{"$error":"#DIV/0!"},{"$error":"#DIV/0!"},{"$error":"#DIV/0!"},{"$error":"#DIV/0!"},{"$error":"#DIV/0!"},{"$error":"#DIV/0!"},{"$error":"#DIV/0!"},{"$error":"#DIV/0!"},{"$error":"#DIV/0!"},{"$error":"#DIV/0!"},{"$error":"#DIV/0!"},{"$error":"#DIV/0!"},{"$error":"#DIV/0!"},{"$error":"#DIV/0!"},{"$error":"#DIV/0!"},{"$error":"#DIV/0!"},{"$error":"#DIV/0!"},{"$error":"#DIV/0!"},{"$error":"#DIV/0!"},{"$error":"#DIV/0!"},{"$error":"#DIV/0!"},{"$error":"#DIV/0!"},{"$error":"#DIV/0!"},{"$error":"#DIV/0!"},{"$error":"#DIV/0!"},{"$error":"#DIV/0!"},{"$error":"#DIV/0!"},{"$error":"#DIV/0!"},{"$error":"#DIV/0!"},{"$error":"#DIV/0!"},{"$error":"#DIV/0!"},{"$f":"SUM($D$266:$AS$266)","v":{"$error":"#DIV/0!"}},"Σ"]
[null,"後8","冷房時消費電力比",{"$f":"$D$162/$D271","v":{"$error":"#DIV/0!"}},{"$f":"$E$162/$E271","v":{"$error":"#DIV/0!"}},{"$f":"$F$162/$F271","v":{"$error":"#DIV/0!"}},{"$f":"$G$162/$G271","v":{"$error":"#DIV/0!"}},{"$f":"$H$162/$H271","v":{"$error":"#DIV/0!"}},{"$f":"$I$162/$I271","v":{"$error":"#DIV/0!"}},{"$f":"$J$162/$J271","v":{"$error":"#DIV/0!"}},{"$f":"$K$162/$K271","v":{"$error":"#DIV/0!"}},{"$f":"$L$162/$L271","v":{"$error":"#DIV/0!"}},{"$f":"$M$162/$M271","v":{"$error":"#DIV/0!"}},{"$f":"$N$162/$N271","v":{"$error":"#DIV/0!"}},{"$f":"$O$162/$O271","v":{"$error":"#DIV/0!"}},{"$f":"$P$162/$P271","v":{"$error":"#DIV/0!"}},{"$f":"$Q$162/$Q271","v":{"$error":"#DIV/0!"}},{"$f":"$R$162/$R271","v":{"$error":"#DIV/0!"}},{"$f":"$S$162/$S271","v":{"$error":"#DIV/0!"}},{"$f":"$T$162/$T271","v":{"$error":"#DIV/0!"}},{"$f":"$U$162/$U271","v":{"$error":"#DIV/0!"}},{"$f":"$V$162/$V271","v":{"$error":"#DIV/0!"}},{"$f":"$W$162/$W271","v":{"$error":"#DIV/0!"}},{"$f":"$X$162/$X271","v":{"$error":"#DIV/0!"}},{"$f":"$Y$162/$Y271","v":{"$error":"#DIV/0!"}},{"$f":"$Z$162/$Z271","v":{"$error":"#DIV/0!"}},{"$f":"$AA$162/$AA271","v":{"$error":"#DIV/0!"}},{"$f":"$AB$162/$AB271","v":{"$error":"#DIV/0!"}},{"$f":"$AC$162/$AC271","v":{"$error":"#DIV/0!"}},{"$f":"$AD$162/$AD271","v":{"$error":"#DIV/0!"}},{"$f":"$AE$162/$AE271","v":{"$error":"#DIV/0!"}},{"$f":"$AF$162/$AF271","v":{"$error":"#DIV/0!"}},{"$f":"$AG$162/$AG271","v":{"$error":"#DIV/0!"}},{"$f":"$AH$162/$AH271","v":{"$error":"#DIV/0!"}},{"$f":"$AI$162/$AI271","v":{"$error":"#DIV/0!"}},{"$f":"$AJ$162/$AJ271","v":{"$error":"#DIV/0!"}},{"$f":"$AK$162/$AK271","v":{"$error":"#DIV/0!"}},{"$f":"$AL$162/$AL271","v":{"$error":"#DIV/0!"}},{"$f":"$AM$162/$AM271","v":{"$error":"#DIV/0!"}},{"$f":"$AN$162/$AN271","v":{"$error":"#DIV/0!"}},{"$f":"$AO$162/$AO271","v":{"$error":"#DIV/0!"}},{"$f":"$AP$162/$AP271","v":{"$error":"#DIV/0!"}},{"$f":"$AQ$162/$AQ271","v":{"$error":"#DIV/0!"}},{"$f":"$AR$162/$AR271","v":{"$error":"#DIV/0!"}},{"$f":"$AS$162/$AS271","v":{"$error":"#DIV/0!"}},"冷房時消費電力比","εc"]
[null,null,"冷房能力",{"$f":"($X$43-1.077*$X$43)/6*($D$148-35)+$X$43","v":0},{"$f":"($X$43-1.077*$X$43)/6*($E$148-35)+$X$43","v":0},{"$f":"($X$43-1.077*$X$43)/6*($F$148-35)+$X$43","v":0},{"$f":"($X$43-1.077*$X$43)/6*($G$148-35)+$X$43","v":0},{"$f":"($X$43-1.077*$X$43)/6*($H$148-35)+$X$43","v":0},{"$f":"($X$43-1.077*$X$43)/6*($I$148-35)+$X$43","v":0},{"$f":"($X$43-1.077*$X$43)/6*($J$148-35)+$X$43","v":0},{"$f":"($X$43-1.077*$X$43)/6*($K$148-35)+$X$43","v":0},{"$f":"($X$43-1.077*$X$43)/6*($L$148-35)+$X$43","v":0},{"$f":"($X$43-1.077*$X$43)/6*($M$148-35)+$X$43","v":0},{"$f":"($X$43-1.077*$X$43)/6*($N$148-35)+$X$43","v":0},{"$f":"($X$43-1.077*$X$43)/6*($O$148-35)+$X$43","v":0},{"$f":"($X$43-1.077*$X$43)/6*($P$148-35)+$X$43","v":0},{"$f":"($X$43-1.077*$X$43)/6*($Q$148-35)+$X$43","v":0},{"$f":"($X$43-1.077*$X$43)/6*($R$148-35)+$X$43","v":0},{"$f":"($X$43-1.077*$X$43)/6*($S$148-35)+$X$43","v":0},{"$f":"($X$43-1.077*$X$43)/6*($T$148-35)+$X$43","v":0},{"$f":"($X$43-1.077*$X$43)/6*($U$148-35)+$X$43","v":0},{"$f":"($X$43-1.077*$X$43)/6*($V$148-35)+$X$43","v":0},{"$f":"($X$43-1.077*$X$43)/6*($W$148-35)+$X$43","v":0},{"$f":"($X$43-1.077*$X$43)/6*($X$148-35)+$X$43","v":0},{"$f":"($X$43-1.077*$X$43)/6*($Y$148-35)+$X$43","v":0},{"$f":"($X$43-1.077*$X$43)/6*($Z$148-35)+$X$43","v":0},{"$f":"($X$43-1.077*$X$43)/6*($AA$148-35)+$X$43","v":0},{"$f":"($X$43-1.077*$X$43)/6*($AB$148-35)+$X$43","v":0},{"$f":"($X$43-1.077*$X$43)/6*($AC$148-35)+$X$43","v":0},{"$f":"($X$43-1.077*$X$43)/6*($AD$148-35)+$X$43","v":0},{"$f":"($X$43-1.077*$X$43)/6*($AE$148-35)+$X$43","v":0},{"$f":"($X$43-1.077*$X$43)/6*($AF$148-35)+$X$43","v":0},{"$f":"($X$43-1.077*$X$43)/6*($AG$148-35)+$X$43","v":0},{"$f":"($X$43-1.077*$X$43)/6*($AH$148-35)+$X$43","v":0},{"$f":"($X$43-1.077*$X$43)/6*($AI$148-35)+$X$43","v":0},{"$f":"($X$43-1.077*$X$43)/6*($AJ$148-35)+$X$43","v":0},{"$f":"($X$43-1.077*$X$43)/6*($AK$148-35)+$X$43","v":0},{"$f":"($X$43-1.077*$X$43)/6*($AL$148-35)+$X$43","v":0},{"$f":"($X$43-1.077*$X$43)/6*($AM$148-35)+$X$43","v":0},{"$f":"($X$43-1.077*$X$43)/6*($AN$148-35)+$X$43","v":0},{"$f":"($X$43-1.077*$X$43)/6*($AO$148-35)+$X$43","v":0},{"$f":"($X$43-1.077*$X$43)/6*($AP$148-35)+$X$43","v":0},{"$f":"($X$43-1.077*$X$43)/6*($AQ$148-35)+$X$43","v":0},{"$f":"($X$43-1.077*$X$43)/6*($AR$148-35)+$X$43","v":0},{"$f":"($X$43-1.077*$X$43)/6*($AS$148-35)+$X$43","v":0},"冷房能力","Φc"]
[null,null,"冷房消費電力",{"$f":"($X$44-0.914*$X$44)/6*($D$148-35)+$X$44","v":0},{"$f":"($X$44-0.914*$X$44)/6*($E$148-35)+$X$44","v":0},{"$f":"($X$44-0.914*$X$44)/6*($F$148-35)+$X$44","v":0},{"$f":"($X$44-0.914*$X$44)/6*($G$148-35)+$X$44","v":0},{"$f":"($X$44-0.914*$X$44)/6*($H$148-35)+$X$44","v":0},{"$f":"($X$44-0.914*$X$44)/6*($I$148-35)+$X$44","v":0},{"$f":"($X$44-0.914*$X$44)/6*($J$148-35)+$X$44","v":0},{"$f":"($X$44-0.914*$X$44)/6*($K$148-35)+$X$44","v":0},{"$f":"($X$44-0.914*$X$44)/6*($L$148-35)+$X$44","v":0},{"$f":"($X$44-0.914*$X$44)/6*($M$148-35)+$X$44","v":0},{"$f":"($X$44-0.914*$X$44)/6*($N$148-35)+$X$44","v":0},{"$f":"($X$44-0.914*$X$44)/6*($O$148-35)+$X$44","v":0},{"$f":"($X$44-0.914*$X$44)/6*($P$148-35)+$X$44","v":0},{"$f":"($X$44-0.914*$X$44)/6*($Q$148-35)+$X$44","v":0},{"$f":"($X$44-0.914*$X$44)/6*($R$148-35)+$X$44","v":0},{"$f":"($X$44-0.914*$X$44)/6*($S$148-35)+$X$44","v":0},{"$f":"($X$44-0.914*$X$44)/6*($T$148-35)+$X$44","v":0},{"$f":"($X$44-0.914*$X$44)/6*($U$148-35)+$X$44","v":0},{"$f":"($X$44-0.914*$X$44)/6*($V$148-35)+$X$44","v":0},{"$f":"($X$44-0.914*$X$44)/6*($W$148-35)+$X$44","v":0},{"$f":"($X$44-0.914*$X$44)/6*($X$148-35)+$X$44","v":0},{"$f":"($X$44-0.914*$X$44)/6*($Y$148-35)+$X$44","v":0},{"$f":"($X$44-0.914*$X$44)/6*($Z$148-35)+$X$44","v":0},{"$f":"($X$44-0.914*$X$44)/6*($AA$148-35)+$X$44","v":0},{"$f":"($X$44-0.914*$X$44)/6*($AB$148-35)+$X$44","v":0},{"$f":"($X$44-0.914*$X$44)/6*($AC$148-35)+$X$44","v":0},{"$f":"($X$44-0.914*$X$44)/6*($AD$148-35)+$X$44","v":0},{"$f":"($X$44-0.914*$X$44)/6*($AE$148-35)+$X$44","v":0},{"$f":"($X$44-0.914*$X$44)/6*($AF$148-35)+$X$44","v":0},{"$f":"($X$44-0.914*$X$44)/6*($AG$148-35)+$X$44","v":0},{"$f":"($X$44-0.914*$X$44)/6*($AH$148-35)+$X$44","v":0},{"$f":"($X$44-0.914*$X$44)/6*($AI$148-35)+$X$44","v":0},{"$f":"($X$44-0.914*$X$44)/6*($AJ$148-35)+$X$44","v":0},{"$f":"($X$44-0.914*$X$44)/6*($AK$148-35)+$X$44","v":0},{"$f":"($X$44-0.914*$X$44)/6*($AL$148-35)+$X$44","v":0},{"$f":"($X$44-0.914*$X$44)/6*($AM$148-35)+$X$44","v":0},{"$f":"($X$44-0.914*$X$44)/6*($AN$148-35)+$X$44","v":0},{"$f":"($X$44-0.914*$X$44)/6*($AO$148-35)+$X$44","v":0},{"$f":"($X$44-0.914*$X$44)/6*($AP$148-35)+$X$44","v":0},{"$f":"($X$44-0.914*$X$44)/6*($AQ$148-35)+$X$44","v":0},{"$f":"($X$44-0.914*$X$44)/6*($AR$148-35)+$X$44","v":0},{"$f":"($X$44-0.914*$X$44)/6*($AS$148-35)+$X$44","v":0},"冷房消費電力","Pc"]
[null,null,"冷房COP",{"$f":"D$268/D$269","v":{"$error":"#DIV/0!"}},{"$error":"#DIV/0!"},{"$error":"#DIV/0!"},{"$error":"#DIV/0!"},{"$error":"#DIV/0!"},{"$error":"#DIV/0!"},{"$error":"#DIV/0!"},{"$error":"#DIV/0!"},{"$error":"#DIV/0!"},{"$error":"#DIV/0!"},{"$error":"#DIV/0!"},{"$error":"#DIV/0!"},{"$error":"#DIV/0!"},{"$error":"#DIV/0!"},{"$error":"#DIV/0!"},{"$error":"#DIV/0!"},{"$error":"#DIV/0!"},{"$error":"#DIV/0!"},{"$error":"#DIV/0!"},{"$error":"#DIV/0!"},{"$error":"#DIV/0!"},{"$error":"#DIV/0!"},{"$error":"#DIV/0!"},{"$error":"#DIV/0!"},{"$error":"#DIV/0!"},{"$error":"#DIV/0!"},{"$error":"#DIV/0!"},{"$error":"#DIV/0!"},{"$error":"#DIV/0!"},{"$error":"#DIV/0!"},{"$error":"#DIV/0!"},{"$error":"#DIV/0!"},{"$error":"#DIV/0!"},{"$error":"#DIV/0!"},{"$error":"#DIV/0!"},{"$error":"#DIV/0!"},{"$error":"#DIV/0!"},{"$error":"#DIV/0!"},{"$error":"#DIV/0!"},{"$error":"#DIV/0!"},{"$error":"#DIV/0!"},{"$error":"#DIV/0!"},"冷房COP","σc"]
[null,null,"冷房COP比",{"$f":"D$270/$AS$270","v":{"$error":"#DIV/0!"}},{"$error":"#DIV/0!"},{"$error":"#DIV/0!"},{"$error":"#DIV/0!"},{"$error":"#DIV/0!"},{"$error":"#DIV/0!"},{"$error":"#DIV/0!"},{"$error":"#DIV/0!"},{"$error":"#DIV/0!"},{"$error":"#DIV/0!"},{"$error":"#DIV/0!"},{"$error":"#DIV/0!"},{"$error":"#DIV/0!"},{"$error":"#DIV/0!"},{"$error":"#DIV/0!"},{"$error":"#DIV/0!"},{"$error":"#DIV/0!"},{"$error":"#DIV/0!"},{"$error":"#DIV/0!"},{"$error":"#DIV/0!"},{"$error":"#DIV/0!"},{"$error":"#DIV/0!"},{"$error":"#DIV/0!"},{"$error":"#DIV/0!"},{"$error":"#DIV/0!"},{"$error":"#DIV/0!"},{"$error":"#DIV/0!"},{"$error":"#DIV/0!"},{"$error":"#DIV/0!"},{"$error":"#DIV/0!"},{"$error":"#DIV/0!"},{"$error":"#DIV/0!"},{"$error":"#DIV/0!"},{"$error":"#DIV/0!"},{"$error":"#DIV/0!"},{"$error":"#DIV/0!"},{"$error":"#DIV/0!"},{"$error":"#DIV/0!"},{"$error":"#DIV/0!"},{"$error":"#DIV/0!"},{"$error":"#DIV/0!"},{"$error":"#DIV/0!"},"冷房COP比","βc"]
[null,null,"Σ",{"$f":"D$161*D$267","v":{"$error":"#DIV/0!"}},{"$error":"#DIV/0!"},{"$error":"#DIV/0!"},{"$error":"#DIV/0!"},{"$error":"#DIV/0!"},{"$error":"#DIV/0!"},{"$error":"#DIV/0!"},{"$error":"#DIV/0!"},{"$error":"#DIV/0!"},{"$error":"#DIV/0!"},{"$error":"#DIV/0!"},{"$error":"#DIV/0!"},{"$error":"#DIV/0!"},{"$error":"#DIV/0!"},{"$error":"#DIV/0!"},{"$error":"#DIV/0!"},{"$error":"#DIV/0!"},{"$error":"#DIV/0!"},{"$error":"#DIV/0!"},{"$error":"#DIV/0!"},{"$error":"#DIV/0!"},{"$error":"#DIV/0!"},{"$error":"#DIV/0!"},{"$error":"#DIV/0!"},{"$error":"#DIV/0!"},{"$error":"#DIV/0!"},{"$error":"#DIV/0!"},{"$error":"#DIV/0!"},{"$error":"#DIV/0!"},{"$error":"#DIV/0!"},{"$error":"#DIV/0!"},{"$error":"#DIV/0!"},{"$error":"#DIV/0!"},{"$error":"#DIV/0!"},{"$error":"#DIV/0!"},{"$error":"#DIV/0!"},{"$error":"#DIV/0!"},{"$error":"#DIV/0!"},{"$error":"#DIV/0!"},{"$error":"#DIV/0!"},{"$error":"#DIV/0!"},{"$error":"#DIV/0!"},{"$f":"SUM($D$272:$AS$272)","v":{"$error":"#DIV/0!"}},"Σ"]
[null,"後9","冷房時消費電力比",{"$f":"$D$162/$D277","v":{"$error":"#DIV/0!"}},{"$f":"$E$162/$E277","v":{"$error":"#DIV/0!"}},{"$f":"$F$162/$F277","v":{"$error":"#DIV/0!"}},{"$f":"$G$162/$G277","v":{"$error":"#DIV/0!"}},{"$f":"$H$162/$H277","v":{"$error":"#DIV/0!"}},{"$f":"$I$162/$I277","v":{"$error":"#DIV/0!"}},{"$f":"$J$162/$J277","v":{"$error":"#DIV/0!"}},{"$f":"$K$162/$K277","v":{"$error":"#DIV/0!"}},{"$f":"$L$162/$L277","v":{"$error":"#DIV/0!"}},{"$f":"$M$162/$M277","v":{"$error":"#DIV/0!"}},{"$f":"$N$162/$N277","v":{"$error":"#DIV/0!"}},{"$f":"$O$162/$O277","v":{"$error":"#DIV/0!"}},{"$f":"$P$162/$P277","v":{"$error":"#DIV/0!"}},{"$f":"$Q$162/$Q277","v":{"$error":"#DIV/0!"}},{"$f":"$R$162/$R277","v":{"$error":"#DIV/0!"}},{"$f":"$S$162/$S277","v":{"$error":"#DIV/0!"}},{"$f":"$T$162/$T277","v":{"$error":"#DIV/0!"}},{"$f":"$U$162/$U277","v":{"$error":"#DIV/0!"}},{"$f":"$V$162/$V277","v":{"$error":"#DIV/0!"}},{"$f":"$W$162/$W277","v":{"$error":"#DIV/0!"}},{"$f":"$X$162/$X277","v":{"$error":"#DIV/0!"}},{"$f":"$Y$162/$Y277","v":{"$error":"#DIV/0!"}},{"$f":"$Z$162/$Z277","v":{"$error":"#DIV/0!"}},{"$f":"$AA$162/$AA277","v":{"$error":"#DIV/0!"}},{"$f":"$AB$162/$AB277","v":{"$error":"#DIV/0!"}},{"$f":"$AC$162/$AC277","v":{"$error":"#DIV/0!"}},{"$f":"$AD$162/$AD277","v":{"$error":"#DIV/0!"}},{"$f":"$AE$162/$AE277","v":{"$error":"#DIV/0!"}},{"$f":"$AF$162/$AF277","v":{"$error":"#DIV/0!"}},{"$f":"$AG$162/$AG277","v":{"$error":"#DIV/0!"}},{"$f":"$AH$162/$AH277","v":{"$error":"#DIV/0!"}},{"$f":"$AI$162/$AI277","v":{"$error":"#DIV/0!"}},{"$f":"$AJ$162/$AJ277","v":{"$error":"#DIV/0!"}},{"$f":"$AK$162/$AK277","v":{"$error":"#DIV/0!"}},{"$f":"$AL$162/$AL277","v":{"$error":"#DIV/0!"}},{"$f":"$AM$162/$AM277","v":{"$error":"#DIV/0!"}},{"$f":"$AN$162/$AN277","v":{"$error":"#DIV/0!"}},{"$f":"$AO$162/$AO277","v":{"$error":"#DIV/0!"}},{"$f":"$AP$162/$AP277","v":{"$error":"#DIV/0!"}},{"$f":"$AQ$162/$AQ277","v":{"$error":"#DIV/0!"}},{"$f":"$AR$162/$AR277","v":{"$error":"#DIV/0!"}},{"$f":"$AS$162/$AS277","v":{"$error":"#DIV/0!"}},"冷房時消費電力比","εc"]
[null,null,"冷房能力",{"$f":"($Y$43-1.077*$Y$43)/6*($D$148-35)+$Y$43","v":0},{"$f":"($Y$43-1.077*$Y$43)/6*($E$148-35)+$Y$43","v":0},{"$f":"($Y$43-1.077*$Y$43)/6*($F$148-35)+$Y$43","v":0},{"$f":"($Y$43-1.077*$Y$43)/6*($G$148-35)+$Y$43","v":0},{"$f":"($Y$43-1.077*$Y$43)/6*($H$148-35)+$Y$43","v":0},{"$f":"($Y$43-1.077*$Y$43)/6*($I$148-35)+$Y$43","v":0},{"$f":"($Y$43-1.077*$Y$43)/6*($J$148-35)+$Y$43","v":0},{"$f":"($Y$43-1.077*$Y$43)/6*($K$148-35)+$Y$43","v":0},{"$f":"($Y$43-1.077*$Y$43)/6*($L$148-35)+$Y$43","v":0},{"$f":"($Y$43-1.077*$Y$43)/6*($M$148-35)+$Y$43","v":0},{"$f":"($Y$43-1.077*$Y$43)/6*($N$148-35)+$Y$43","v":0},{"$f":"($Y$43-1.077*$Y$43)/6*($O$148-35)+$Y$43","v":0},{"$f":"($Y$43-1.077*$Y$43)/6*($P$148-35)+$Y$43","v":0},{"$f":"($Y$43-1.077*$Y$43)/6*($Q$148-35)+$Y$43","v":0},{"$f":"($Y$43-1.077*$Y$43)/6*($R$148-35)+$Y$43","v":0},{"$f":"($Y$43-1.077*$Y$43)/6*($S$148-35)+$Y$43","v":0},{"$f":"($Y$43-1.077*$Y$43)/6*($T$148-35)+$Y$43","v":0},{"$f":"($Y$43-1.077*$Y$43)/6*($U$148-35)+$Y$43","v":0},{"$f":"($Y$43-1.077*$Y$43)/6*($V$148-35)+$Y$43","v":0},{"$f":"($Y$43-1.077*$Y$43)/6*($W$148-35)+$Y$43","v":0},{"$f":"($Y$43-1.077*$Y$43)/6*($X$148-35)+$Y$43","v":0},{"$f":"($Y$43-1.077*$Y$43)/6*($Y$148-35)+$Y$43","v":0},{"$f":"($Y$43-1.077*$Y$43)/6*($Z$148-35)+$Y$43","v":0},{"$f":"($Y$43-1.077*$Y$43)/6*($AA$148-35)+$Y$43","v":0},{"$f":"($Y$43-1.077*$Y$43)/6*($AB$148-35)+$Y$43","v":0},{"$f":"($Y$43-1.077*$Y$43)/6*($AC$148-35)+$Y$43","v":0},{"$f":"($Y$43-1.077*$Y$43)/6*($AD$148-35)+$Y$43","v":0},{"$f":"($Y$43-1.077*$Y$43)/6*($AE$148-35)+$Y$43","v":0},{"$f":"($Y$43-1.077*$Y$43)/6*($AF$148-35)+$Y$43","v":0},{"$f":"($Y$43-1.077*$Y$43)/6*($AG$148-35)+$Y$43","v":0},{"$f":"($Y$43-1.077*$Y$43)/6*($AH$148-35)+$Y$43","v":0},{"$f":"($Y$43-1.077*$Y$43)/6*($AI$148-35)+$Y$43","v":0},{"$f":"($Y$43-1.077*$Y$43)/6*($AJ$148-35)+$Y$43","v":0},{"$f":"($Y$43-1.077*$Y$43)/6*($AK$148-35)+$Y$43","v":0},{"$f":"($Y$43-1.077*$Y$43)/6*($AL$148-35)+$Y$43","v":0},{"$f":"($Y$43-1.077*$Y$43)/6*($AM$148-35)+$Y$43","v":0},{"$f":"($Y$43-1.077*$Y$43)/6*($AN$148-35)+$Y$43","v":0},{"$f":"($Y$43-1.077*$Y$43)/6*($AO$148-35)+$Y$43","v":0},{"$f":"($Y$43-1.077*$Y$43)/6*($AP$148-35)+$Y$43","v":0},{"$f":"($Y$43-1.077*$Y$43)/6*($AQ$148-35)+$Y$43","v":0},{"$f":"($Y$43-1.077*$Y$43)/6*($AR$148-35)+$Y$43","v":0},{"$f":"($Y$43-1.077*$Y$43)/6*($AS$148-35)+$Y$43","v":0},"冷房能力","Φc"]
[null,null,"冷房消費電力",{"$f":"($Y$44-0.914*$Y$44)/6*($D$148-35)+$Y$44","v":0},{"$f":"($Y$44-0.914*$Y$44)/6*($E$148-35)+$Y$44","v":0},{"$f":"($Y$44-0.914*$Y$44)/6*($F$148-35)+$Y$44","v":0},{"$f":"($Y$44-0.914*$Y$44)/6*($G$148-35)+$Y$44","v":0},{"$f":"($Y$44-0.914*$Y$44)/6*($H$148-35)+$Y$44","v":0},{"$f":"($Y$44-0.914*$Y$44)/6*($I$148-35)+$Y$44","v":0},{"$f":"($Y$44-0.914*$Y$44)/6*($J$148-35)+$Y$44","v":0},{"$f":"($Y$44-0.914*$Y$44)/6*($K$148-35)+$Y$44","v":0},{"$f":"($Y$44-0.914*$Y$44)/6*($L$148-35)+$Y$44","v":0},{"$f":"($Y$44-0.914*$Y$44)/6*($M$148-35)+$Y$44","v":0},{"$f":"($Y$44-0.914*$Y$44)/6*($N$148-35)+$Y$44","v":0},{"$f":"($Y$44-0.914*$Y$44)/6*($O$148-35)+$Y$44","v":0},{"$f":"($Y$44-0.914*$Y$44)/6*($P$148-35)+$Y$44","v":0},{"$f":"($Y$44-0.914*$Y$44)/6*($Q$148-35)+$Y$44","v":0},{"$f":"($Y$44-0.914*$Y$44)/6*($R$148-35)+$Y$44","v":0},{"$f":"($Y$44-0.914*$Y$44)/6*($S$148-35)+$Y$44","v":0},{"$f":"($Y$44-0.914*$Y$44)/6*($T$148-35)+$Y$44","v":0},{"$f":"($Y$44-0.914*$Y$44)/6*($U$148-35)+$Y$44","v":0},{"$f":"($Y$44-0.914*$Y$44)/6*($V$148-35)+$Y$44","v":0},{"$f":"($Y$44-0.914*$Y$44)/6*($W$148-35)+$Y$44","v":0},{"$f":"($Y$44-0.914*$Y$44)/6*($X$148-35)+$Y$44","v":0},{"$f":"($Y$44-0.914*$Y$44)/6*($Y$148-35)+$Y$44","v":0},{"$f":"($Y$44-0.914*$Y$44)/6*($Z$148-35)+$Y$44","v":0},{"$f":"($Y$44-0.914*$Y$44)/6*($AA$148-35)+$Y$44","v":0},{"$f":"($Y$44-0.914*$Y$44)/6*($AB$148-35)+$Y$44","v":0},{"$f":"($Y$44-0.914*$Y$44)/6*($AC$148-35)+$Y$44","v":0},{"$f":"($Y$44-0.914*$Y$44)/6*($AD$148-35)+$Y$44","v":0},{"$f":"($Y$44-0.914*$Y$44)/6*($AE$148-35)+$Y$44","v":0},{"$f":"($Y$44-0.914*$Y$44)/6*($AF$148-35)+$Y$44","v":0},{"$f":"($Y$44-0.914*$Y$44)/6*($AG$148-35)+$Y$44","v":0},{"$f":"($Y$44-0.914*$Y$44)/6*($AH$148-35)+$Y$44","v":0},{"$f":"($Y$44-0.914*$Y$44)/6*($AI$148-35)+$Y$44","v":0},{"$f":"($Y$44-0.914*$Y$44)/6*($AJ$148-35)+$Y$44","v":0},{"$f":"($Y$44-0.914*$Y$44)/6*($AK$148-35)+$Y$44","v":0},{"$f":"($Y$44-0.914*$Y$44)/6*($AL$148-35)+$Y$44","v":0},{"$f":"($Y$44-0.914*$Y$44)/6*($AM$148-35)+$Y$44","v":0},{"$f":"($Y$44-0.914*$Y$44)/6*($AN$148-35)+$Y$44","v":0},{"$f":"($Y$44-0.914*$Y$44)/6*($AO$148-35)+$Y$44","v":0},{"$f":"($Y$44-0.914*$Y$44)/6*($AP$148-35)+$Y$44","v":0},{"$f":"($Y$44-0.914*$Y$44)/6*($AQ$148-35)+$Y$44","v":0},{"$f":"($Y$44-0.914*$Y$44)/6*($AR$148-35)+$Y$44","v":0},{"$f":"($Y$44-0.914*$Y$44)/6*($AS$148-35)+$Y$44","v":0},"冷房消費電力","Pc"]
[null,null,"冷房COP",{"$f":"D$274/D$275","v":{"$error":"#DIV/0!"}},{"$error":"#DIV/0!"},{"$error":"#DIV/0!"},{"$error":"#DIV/0!"},{"$error":"#DIV/0!"},{"$error":"#DIV/0!"},{"$error":"#DIV/0!"},{"$error":"#DIV/0!"},{"$error":"#DIV/0!"},{"$error":"#DIV/0!"},{"$error":"#DIV/0!"},{"$error":"#DIV/0!"},{"$error":"#DIV/0!"},{"$error":"#DIV/0!"},{"$error":"#DIV/0!"},{"$error":"#DIV/0!"},{"$error":"#DIV/0!"},{"$error":"#DIV/0!"},{"$error":"#DIV/0!"},{"$error":"#DIV/0!"},{"$error":"#DIV/0!"},{"$error":"#DIV/0!"},{"$error":"#DIV/0!"},{"$error":"#DIV/0!"},{"$error":"#DIV/0!"},{"$error":"#DIV/0!"},{"$error":"#DIV/0!"},{"$error":"#DIV/0!"},{"$error":"#DIV/0!"},{"$error":"#DIV/0!"},{"$error":"#DIV/0!"},{"$error":"#DIV/0!"},{"$error":"#DIV/0!"},{"$error":"#DIV/0!"},{"$error":"#DIV/0!"},{"$error":"#DIV/0!"},{"$error":"#DIV/0!"},{"$error":"#DIV/0!"},{"$error":"#DIV/0!"},{"$error":"#DIV/0!"},{"$error":"#DIV/0!"},{"$error":"#DIV/0!"},"冷房COP","σc"]
[null,null,"冷房COP比",{"$f":"D$276/$AS$276","v":{"$error":"#DIV/0!"}},{"$error":"#DIV/0!"},{"$error":"#DIV/0!"},{"$error":"#DIV/0!"},{"$error":"#DIV/0!"},{"$error":"#DIV/0!"},{"$error":"#DIV/0!"},{"$error":"#DIV/0!"},{"$error":"#DIV/0!"},{"$error":"#DIV/0!"},{"$error":"#DIV/0!"},{"$error":"#DIV/0!"},{"$error":"#DIV/0!"},{"$error":"#DIV/0!"},{"$error":"#DIV/0!"},{"$error":"#DIV/0!"},{"$error":"#DIV/0!"},{"$error":"#DIV/0!"},{"$error":"#DIV/0!"},{"$error":"#DIV/0!"},{"$error":"#DIV/0!"},{"$error":"#DIV/0!"},{"$error":"#DIV/0!"},{"$error":"#DIV/0!"},{"$error":"#DIV/0!"},{"$error":"#DIV/0!"},{"$error":"#DIV/0!"},{"$error":"#DIV/0!"},{"$error":"#DIV/0!"},{"$error":"#DIV/0!"},{"$error":"#DIV/0!"},{"$error":"#DIV/0!"},{"$error":"#DIV/0!"},{"$error":"#DIV/0!"},{"$error":"#DIV/0!"},{"$error":"#DIV/0!"},{"$error":"#DIV/0!"},{"$error":"#DIV/0!"},{"$error":"#DIV/0!"},{"$error":"#DIV/0!"},{"$error":"#DIV/0!"},{"$error":"#DIV/0!"},"冷房COP比","βc"]
[null,null,"Σ",{"$f":"D$161*D$273","v":{"$error":"#DIV/0!"}},{"$error":"#DIV/0!"},{"$error":"#DIV/0!"},{"$error":"#DIV/0!"},{"$error":"#DIV/0!"},{"$error":"#DIV/0!"},{"$error":"#DIV/0!"},{"$error":"#DIV/0!"},{"$error":"#DIV/0!"},{"$error":"#DIV/0!"},{"$error":"#DIV/0!"},{"$error":"#DIV/0!"},{"$error":"#DIV/0!"},{"$error":"#DIV/0!"},{"$error":"#DIV/0!"},{"$error":"#DIV/0!"},{"$error":"#DIV/0!"},{"$error":"#DIV/0!"},{"$error":"#DIV/0!"},{"$error":"#DIV/0!"},{"$error":"#DIV/0!"},{"$error":"#DIV/0!"},{"$error":"#DIV/0!"},{"$error":"#DIV/0!"},{"$error":"#DIV/0!"},{"$error":"#DIV/0!"},{"$error":"#DIV/0!"},{"$error":"#DIV/0!"},{"$error":"#DIV/0!"},{"$error":"#DIV/0!"},{"$error":"#DIV/0!"},{"$error":"#DIV/0!"},{"$error":"#DIV/0!"},{"$error":"#DIV/0!"},{"$error":"#DIV/0!"},{"$error":"#DIV/0!"},{"$error":"#DIV/0!"},{"$error":"#DIV/0!"},{"$error":"#DIV/0!"},{"$error":"#DIV/0!"},{"$error":"#DIV/0!"},{"$error":"#DIV/0!"},{"$f":"SUM($D$278:$AS$278)","v":{"$error":"#DIV/0!"}},"Σ"]
[null,"後10","冷房時消費電力比",{"$f":"$D$162/$D283","v":{"$error":"#DIV/0!"}},{"$f":"$E$162/$E283","v":{"$error":"#DIV/0!"}},{"$f":"$F$162/$F283","v":{"$error":"#DIV/0!"}},{"$f":"$G$162/$G283","v":{"$error":"#DIV/0!"}},{"$f":"$H$162/$H283","v":{"$error":"#DIV/0!"}},{"$f":"$I$162/$I283","v":{"$error":"#DIV/0!"}},{"$f":"$J$162/$J283","v":{"$error":"#DIV/0!"}},{"$f":"$K$162/$K283","v":{"$error":"#DIV/0!"}},{"$f":"$L$162/$L283","v":{"$error":"#DIV/0!"}},{"$f":"$M$162/$M283","v":{"$error":"#DIV/0!"}},{"$f":"$N$162/$N283","v":{"$error":"#DIV/0!"}},{"$f":"$O$162/$O283","v":{"$error":"#DIV/0!"}},{"$f":"$P$162/$P283","v":{"$error":"#DIV/0!"}},{"$f":"$Q$162/$Q283","v":{"$error":"#DIV/0!"}},{"$f":"$R$162/$R283","v":{"$error":"#DIV/0!"}},{"$f":"$S$162/$S283","v":{"$error":"#DIV/0!"}},{"$f":"$T$162/$T283","v":{"$error":"#DIV/0!"}},{"$f":"$U$162/$U283","v":{"$error":"#DIV/0!"}},{"$f":"$V$162/$V283","v":{"$error":"#DIV/0!"}},{"$f":"$W$162/$W283","v":{"$error":"#DIV/0!"}},{"$f":"$X$162/$X283","v":{"$error":"#DIV/0!"}},{"$f":"$Y$162/$Y283","v":{"$error":"#DIV/0!"}},{"$f":"$Z$162/$Z283","v":{"$error":"#DIV/0!"}},{"$f":"$AA$162/$AA283","v":{"$error":"#DIV/0!"}},{"$f":"$AB$162/$AB283","v":{"$error":"#DIV/0!"}},{"$f":"$AC$162/$AC283","v":{"$error":"#DIV/0!"}},{"$f":"$AD$162/$AD283","v":{"$error":"#DIV/0!"}},{"$f":"$AE$162/$AE283","v":{"$error":"#DIV/0!"}},{"$f":"$AF$162/$AF283","v":{"$error":"#DIV/0!"}},{"$f":"$AG$162/$AG283","v":{"$error":"#DIV/0!"}},{"$f":"$AH$162/$AH283","v":{"$error":"#DIV/0!"}},{"$f":"$AI$162/$AI283","v":{"$error":"#DIV/0!"}},{"$f":"$AJ$162/$AJ283","v":{"$error":"#DIV/0!"}},{"$f":"$AK$162/$AK283","v":{"$error":"#DIV/0!"}},{"$f":"$AL$162/$AL283","v":{"$error":"#DIV/0!"}},{"$f":"$AM$162/$AM283","v":{"$error":"#DIV/0!"}},{"$f":"$AN$162/$AN283","v":{"$error":"#DIV/0!"}},{"$f":"$AO$162/$AO283","v":{"$error":"#DIV/0!"}},{"$f":"$AP$162/$AP283","v":{"$error":"#DIV/0!"}},{"$f":"$AQ$162/$AQ283","v":{"$error":"#DIV/0!"}},{"$f":"$AR$162/$AR283","v":{"$error":"#DIV/0!"}},{"$f":"$AS$162/$AS283","v":{"$error":"#DIV/0!"}},"冷房時消費電力比","εc"]
[null,null,"冷房能力",{"$f":"($Z$43-1.077*$Z$43)/6*($D$148-35)+$Z$43","v":0},{"$f":"($Z$43-1.077*$Z$43)/6*($E$148-35)+$Z$43","v":0},{"$f":"($Z$43-1.077*$Z$43)/6*($F$148-35)+$Z$43","v":0},{"$f":"($Z$43-1.077*$Z$43)/6*($G$148-35)+$Z$43","v":0},{"$f":"($Z$43-1.077*$Z$43)/6*($H$148-35)+$Z$43","v":0},{"$f":"($Z$43-1.077*$Z$43)/6*($I$148-35)+$Z$43","v":0},{"$f":"($Z$43-1.077*$Z$43)/6*($J$148-35)+$Z$43","v":0},{"$f":"($Z$43-1.077*$Z$43)/6*($K$148-35)+$Z$43","v":0},{"$f":"($Z$43-1.077*$Z$43)/6*($L$148-35)+$Z$43","v":0},{"$f":"($Z$43-1.077*$Z$43)/6*($M$148-35)+$Z$43","v":0},{"$f":"($Z$43-1.077*$Z$43)/6*($N$148-35)+$Z$43","v":0},{"$f":"($Z$43-1.077*$Z$43)/6*($O$148-35)+$Z$43","v":0},{"$f":"($Z$43-1.077*$Z$43)/6*($P$148-35)+$Z$43","v":0},{"$f":"($Z$43-1.077*$Z$43)/6*($Q$148-35)+$Z$43","v":0},{"$f":"($Z$43-1.077*$Z$43)/6*($R$148-35)+$Z$43","v":0},{"$f":"($Z$43-1.077*$Z$43)/6*($S$148-35)+$Z$43","v":0},{"$f":"($Z$43-1.077*$Z$43)/6*($T$148-35)+$Z$43","v":0},{"$f":"($Z$43-1.077*$Z$43)/6*($U$148-35)+$Z$43","v":0},{"$f":"($Z$43-1.077*$Z$43)/6*($V$148-35)+$Z$43","v":0},{"$f":"($Z$43-1.077*$Z$43)/6*($W$148-35)+$Z$43","v":0},{"$f":"($Z$43-1.077*$Z$43)/6*($X$148-35)+$Z$43","v":0},{"$f":"($Z$43-1.077*$Z$43)/6*($Y$148-35)+$Z$43","v":0},{"$f":"($Z$43-1.077*$Z$43)/6*($Z$148-35)+$Z$43","v":0},{"$f":"($Z$43-1.077*$Z$43)/6*($AA$148-35)+$Z$43","v":0},{"$f":"($Z$43-1.077*$Z$43)/6*($AB$148-35)+$Z$43","v":0},{"$f":"($Z$43-1.077*$Z$43)/6*($AC$148-35)+$Z$43","v":0},{"$f":"($Z$43-1.077*$Z$43)/6*($AD$148-35)+$Z$43","v":0},{"$f":"($Z$43-1.077*$Z$43)/6*($AE$148-35)+$Z$43","v":0},{"$f":"($Z$43-1.077*$Z$43)/6*($AF$148-35)+$Z$43","v":0},{"$f":"($Z$43-1.077*$Z$43)/6*($AG$148-35)+$Z$43","v":0},{"$f":"($Z$43-1.077*$Z$43)/6*($AH$148-35)+$Z$43","v":0},{"$f":"($Z$43-1.077*$Z$43)/6*($AI$148-35)+$Z$43","v":0},{"$f":"($Z$43-1.077*$Z$43)/6*($AJ$148-35)+$Z$43","v":0},{"$f":"($Z$43-1.077*$Z$43)/6*($AK$148-35)+$Z$43","v":0},{"$f":"($Z$43-1.077*$Z$43)/6*($AL$148-35)+$Z$43","v":0},{"$f":"($Z$43-1.077*$Z$43)/6*($AM$148-35)+$Z$43","v":0},{"$f":"($Z$43-1.077*$Z$43)/6*($AN$148-35)+$Z$43","v":0},{"$f":"($Z$43-1.077*$Z$43)/6*($AO$148-35)+$Z$43","v":0},{"$f":"($Z$43-1.077*$Z$43)/6*($AP$148-35)+$Z$43","v":0},{"$f":"($Z$43-1.077*$Z$43)/6*($AQ$148-35)+$Z$43","v":0},{"$f":"($Z$43-1.077*$Z$43)/6*($AR$148-35)+$Z$43","v":0},{"$f":"($Z$43-1.077*$Z$43)/6*($AS$148-35)+$Z$43","v":0},"冷房能力","Φc"]
[null,null,"冷房消費電力",{"$f":"($Z$44-0.914*$Z$44)/6*($D$148-35)+$Z$44","v":0},{"$f":"($Z$44-0.914*$Z$44)/6*($E$148-35)+$Z$44","v":0},{"$f":"($Z$44-0.914*$Z$44)/6*($F$148-35)+$Z$44","v":0},{"$f":"($Z$44-0.914*$Z$44)/6*($G$148-35)+$Z$44","v":0},{"$f":"($Z$44-0.914*$Z$44)/6*($H$148-35)+$Z$44","v":0},{"$f":"($Z$44-0.914*$Z$44)/6*($I$148-35)+$Z$44","v":0},{"$f":"($Z$44-0.914*$Z$44)/6*($J$148-35)+$Z$44","v":0},{"$f":"($Z$44-0.914*$Z$44)/6*($K$148-35)+$Z$44","v":0},{"$f":"($Z$44-0.914*$Z$44)/6*($L$148-35)+$Z$44","v":0},{"$f":"($Z$44-0.914*$Z$44)/6*($M$148-35)+$Z$44","v":0},{"$f":"($Z$44-0.914*$Z$44)/6*($N$148-35)+$Z$44","v":0},{"$f":"($Z$44-0.914*$Z$44)/6*($O$148-35)+$Z$44","v":0},{"$f":"($Z$44-0.914*$Z$44)/6*($P$148-35)+$Z$44","v":0},{"$f":"($Z$44-0.914*$Z$44)/6*($Q$148-35)+$Z$44","v":0},{"$f":"($Z$44-0.914*$Z$44)/6*($R$148-35)+$Z$44","v":0},{"$f":"($Z$44-0.914*$Z$44)/6*($S$148-35)+$Z$44","v":0},{"$f":"($Z$44-0.914*$Z$44)/6*($T$148-35)+$Z$44","v":0},{"$f":"($Z$44-0.914*$Z$44)/6*($U$148-35)+$Z$44","v":0},{"$f":"($Z$44-0.914*$Z$44)/6*($V$148-35)+$Z$44","v":0},{"$f":"($Z$44-0.914*$Z$44)/6*($W$148-35)+$Z$44","v":0},{"$f":"($Z$44-0.914*$Z$44)/6*($X$148-35)+$Z$44","v":0},{"$f":"($Z$44-0.914*$Z$44)/6*($Y$148-35)+$Z$44","v":0},{"$f":"($Z$44-0.914*$Z$44)/6*($Z$148-35)+$Z$44","v":0},{"$f":"($Z$44-0.914*$Z$44)/6*($AA$148-35)+$Z$44","v":0},{"$f":"($Z$44-0.914*$Z$44)/6*($AB$148-35)+$Z$44","v":0},{"$f":"($Z$44-0.914*$Z$44)/6*($AC$148-35)+$Z$44","v":0},{"$f":"($Z$44-0.914*$Z$44)/6*($AD$148-35)+$Z$44","v":0},{"$f":"($Z$44-0.914*$Z$44)/6*($AE$148-35)+$Z$44","v":0},{"$f":"($Z$44-0.914*$Z$44)/6*($AF$148-35)+$Z$44","v":0},{"$f":"($Z$44-0.914*$Z$44)/6*($AG$148-35)+$Z$44","v":0},{"$f":"($Z$44-0.914*$Z$44)/6*($AH$148-35)+$Z$44","v":0},{"$f":"($Z$44-0.914*$Z$44)/6*($AI$148-35)+$Z$44","v":0},{"$f":"($Z$44-0.914*$Z$44)/6*($AJ$148-35)+$Z$44","v":0},{"$f":"($Z$44-0.914*$Z$44)/6*($AK$148-35)+$Z$44","v":0},{"$f":"($Z$44-0.914*$Z$44)/6*($AL$148-35)+$Z$44","v":0},{"$f":"($Z$44-0.914*$Z$44)/6*($AM$148-35)+$Z$44","v":0},{"$f":"($Z$44-0.914*$Z$44)/6*($AN$148-35)+$Z$44","v":0},{"$f":"($Z$44-0.914*$Z$44)/6*($AO$148-35)+$Z$44","v":0},{"$f":"($Z$44-0.914*$Z$44)/6*($AP$148-35)+$Z$44","v":0},{"$f":"($Z$44-0.914*$Z$44)/6*($AQ$148-35)+$Z$44","v":0},{"$f":"($Z$44-0.914*$Z$44)/6*($AR$148-35)+$Z$44","v":0},{"$f":"($Z$44-0.914*$Z$44)/6*($AS$148-35)+$Z$44","v":0},"冷房消費電力","Pc"]
[null,null,"冷房COP",{"$f":"D$280/D$281","v":{"$error":"#DIV/0!"}},{"$error":"#DIV/0!"},{"$error":"#DIV/0!"},{"$error":"#DIV/0!"},{"$error":"#DIV/0!"},{"$error":"#DIV/0!"},{"$error":"#DIV/0!"},{"$error":"#DIV/0!"},{"$error":"#DIV/0!"},{"$error":"#DIV/0!"},{"$error":"#DIV/0!"},{"$error":"#DIV/0!"},{"$error":"#DIV/0!"},{"$error":"#DIV/0!"},{"$error":"#DIV/0!"},{"$error":"#DIV/0!"},{"$error":"#DIV/0!"},{"$error":"#DIV/0!"},{"$error":"#DIV/0!"},{"$error":"#DIV/0!"},{"$error":"#DIV/0!"},{"$error":"#DIV/0!"},{"$error":"#DIV/0!"},{"$error":"#DIV/0!"},{"$error":"#DIV/0!"},{"$error":"#DIV/0!"},{"$error":"#DIV/0!"},{"$error":"#DIV/0!"},{"$error":"#DIV/0!"},{"$error":"#DIV/0!"},{"$error":"#DIV/0!"},{"$error":"#DIV/0!"},{"$error":"#DIV/0!"},{"$error":"#DIV/0!"},{"$error":"#DIV/0!"},{"$error":"#DIV/0!"},{"$error":"#DIV/0!"},{"$error":"#DIV/0!"},{"$error":"#DIV/0!"},{"$error":"#DIV/0!"},{"$error":"#DIV/0!"},{"$error":"#DIV/0!"},"冷房COP","σc"]
[null,null,"冷房COP比",{"$f":"D$282/$AS$282","v":{"$error":"#DIV/0!"}},{"$error":"#DIV/0!"},{"$error":"#DIV/0!"},{"$error":"#DIV/0!"},{"$error":"#DIV/0!"},{"$error":"#DIV/0!"},{"$error":"#DIV/0!"},{"$error":"#DIV/0!"},{"$error":"#DIV/0!"},{"$error":"#DIV/0!"},{"$error":"#DIV/0!"},{"$error":"#DIV/0!"},{"$error":"#DIV/0!"},{"$error":"#DIV/0!"},{"$error":"#DIV/0!"},{"$error":"#DIV/0!"},{"$error":"#DIV/0!"},{"$error":"#DIV/0!"},{"$error":"#DIV/0!"},{"$error":"#DIV/0!"},{"$error":"#DIV/0!"},{"$error":"#DIV/0!"},{"$error":"#DIV/0!"},{"$error":"#DIV/0!"},{"$error":"#DIV/0!"},{"$error":"#DIV/0!"},{"$error":"#DIV/0!"},{"$error":"#DIV/0!"},{"$error":"#DIV/0!"},{"$error":"#DIV/0!"},{"$error":"#DIV/0!"},{"$error":"#DIV/0!"},{"$error":"#DIV/0!"},{"$error":"#DIV/0!"},{"$error":"#DIV/0!"},{"$error":"#DIV/0!"},{"$error":"#DIV/0!"},{"$error":"#DIV/0!"},{"$error":"#DIV/0!"},{"$error":"#DIV/0!"},{"$error":"#DIV/0!"},{"$error":"#DIV/0!"},"冷房COP比","βc"]
[null,null,"Σ",{"$f":"D$161*D$279","v":{"$error":"#DIV/0!"}},{"$error":"#DIV/0!"},{"$error":"#DIV/0!"},{"$error":"#DIV/0!"},{"$error":"#DIV/0!"},{"$error":"#DIV/0!"},{"$error":"#DIV/0!"},{"$error":"#DIV/0!"},{"$error":"#DIV/0!"},{"$error":"#DIV/0!"},{"$error":"#DIV/0!"},{"$error":"#DIV/0!"},{"$error":"#DIV/0!"},{"$error":"#DIV/0!"},{"$error":"#DIV/0!"},{"$error":"#DIV/0!"},{"$error":"#DIV/0!"},{"$error":"#DIV/0!"},{"$error":"#DIV/0!"},{"$error":"#DIV/0!"},{"$error":"#DIV/0!"},{"$error":"#DIV/0!"},{"$error":"#DIV/0!"},{"$error":"#DIV/0!"},{"$error":"#DIV/0!"},{"$error":"#DIV/0!"},{"$error":"#DIV/0!"},{"$error":"#DIV/0!"},{"$error":"#DIV/0!"},{"$error":"#DIV/0!"},{"$error":"#DIV/0!"},{"$error":"#DIV/0!"},{"$error":"#DIV/0!"},{"$error":"#DIV/0!"},{"$error":"#DIV/0!"},{"$error":"#DIV/0!"},{"$error":"#DIV/0!"},{"$error":"#DIV/0!"},{"$error":"#DIV/0!"},{"$error":"#DIV/0!"},{"$error":"#DIV/0!"},{"$error":"#DIV/0!"},{"$f":"SUM($D$284:$AS$284)","v":{"$error":"#DIV/0!"}},"Σ"]
[]
[null,null,"暖房期間中　温度(T)が発生する時間[hour]"]
[null,null,null," 温度(T)",null,null,null,null,null,null,null,null,null,null,null,null,null,null,null,null,null,null,null,null,null,null,null,null,null,null,null,null,null,null,null,null,null,null,null,null,null,null,null,null,null,null,"月単位"]
[null,null,"月",-6,-5,-4,-3,-2,-1,0,1,2,3,4,5,6,7,8,9,10,11,12,13,14,15,16,17,18,19,20,21,22,23,24,25,26,27,28,29,30,31,32,33,34,35,"月","前1","前2","前3","前4","前5","前6","前7","前8","前9","前10",null,"後1","後2","後3","後4","後5","後6","後7","後8","後9","後10"]
[null,null,4,{"$f":"COUNTIF($D$133:$AA$133,$D$288)*$AB$12","v":0},{"$f":"COUNTIF($D$133:$AA$133,$E$288)*$AB$12","v":0},{"$f":"COUNTIF($D$133:$AA$133,$F$288)*$AB$12","v":0},{"$f":"COUNTIF($D$133:$AA$133,$G$288)*$AB$12","v":0},{"$f":"COUNTIF($D$133:$AA$133,$H$288)*$AB$12","v":0},{"$f":"COUNTIF($D$133:$AA$133,$I$288)*$AB$12","v":0},{"$f":"COUNTIF($D$133:$AA$133,$J$288)*$AB$12","v":0},{"$f":"COUNTIF($D$133:$AA$133,$K$288)*$AB$12","v":0},{"$f":"COUNTIF($D$133:$AA$133,$L$288)*$AB$12","v":0},{"$f":"COUNTIF($D$133:$AA$133,$M$288)*$AB$12","v":0},{"$f":"COUNTIF($D$133:$AA$133,$N$288)*$AB$12","v":0},{"$f":"COUNTIF($D$133:$AA$133,$O$288)*$AB$12","v":0},{"$f":"COUNTIF($D$133:$AA$133,$P$288)*$AB$12","v":0},{"$f":"COUNTIF($D$133:$AA$133,$Q$288)*$AB$12","v":0},{"$f":"COUNTIF($D$133:$AA$133,$R$288)*$AB$12","v":0},{"$f":"COUNTIF($D$133:$AA$133,$S$288)*$AB$12","v":0},{"$f":"COUNTIF($D$133:$AA$133,$T$288)*$AB$12","v":0},{"$f":"COUNTIF($D$133:$AA$133,$U$288)*$AB$12","v":0},{"$f":"COUNTIF($D$133:$AA$133,$V$288)*$AB$12","v":0},{"$f":"COUNTIF($D$133:$AA$133,$W$288)*$AB$12","v":0},{"$f":"COUNTIF($D$133:$AA$133,$X$288)*$AB$12","v":0},{"$f":"COUNTIF($D$133:$AA$133,$Y$288)*$AB$12","v":0},{"$f":"COUNTIF($D$133:$AA$133,$Z$288)*$AB$12","v":0},{"$f":"COUNTIF($D$133:$AA$133,$AA$288)*$AB$12","v":0},{"$f":"COUNTIF($D$133:$AA$133,$AB$288)*$AB$12","v":0},{"$f":"COUNTIF($D$133:$AA$133,$AC$288)*$AB$12","v":0},{"$f":"COUNTIF($D$133:$AA$133,$AD$288)*$AB$12","v":0},{"$f":"COUNTIF($D$133:$AA$133,$AE$288)*$AB$12","v":0},{"$f":"COUNTIF($D$133:$AA$133,$AF$288)*$AB$12","v":0},{"$f":"COUNTIF($D$133:$AA$133,$AG$288)*$AB$12","v":0},{"$f":"COUNTIF($D$133:$AA$133,$AH$288)*$AB$12","v":0},{"$f":"COUNTIF($D$133:$AA$133,$AI$288)*$AB$12","v":0},{"$f":"COUNTIF($D$133:$AA$133,$AJ$288)*$AB$12","v":0},{"$f":"COUNTIF($D$133:$AA$133,$AK$288)*$AB$12","v":0},{"$f":"COUNTIF($D$133:$AA$133,$AL$288)*$AB$12","v":0},{"$f":"COUNTIF($D$133:$AA$133,$AM$288)*$AB$12","v":0},{"$f":"COUNTIF($D$133:$AA$133,$AN$288)*$AB$12","v":0},{"$f":"COUNTIF($D$133:$AA$133,$AO$288)*$AB$12","v":0},{"$f":"COUNTIF($D$133:$AA$133,$AP$288)*$AB$12","v":0},{"$f":"COUNTIF($D$133:$AA$133,$AQ$288)*$AB$12","v":0},{"$f":"COUNTIF($D$133:$AA$133,$AR$288)*$AB$12","v":0},{"$f":"COUNTIF($D$133:$AA$133,$AS$288)*$AB$12","v":0},4,{"$f":"IFERROR(SUMPRODUCT($D289:$AS289,$D$304:$AS$304,$D$426:$AS$426,$D$430:$AS$430),\"\")","v":0},{"$f":"IFERROR(SUMPRODUCT($D289:$AS289,$D$310:$AS$310,$D$426:$AS$426,$D$431:$AS$431),\"\")","v":""},{"$f":"IFERROR(SUMPRODUCT($D289:$AS289,$D$316:$AS$316,$D$426:$AS$426,$D$432:$AS$432),\"\")","v":""},{"$f":"IFERROR(SUMPRODUCT($D289:$AS289,$D$322:$AS$322,$D$426:$AS$426,$D$433:$AS$433),\"\")","v":""},{"$f":"IFERROR(SUMPRODUCT($D289:$AS289,$D$328:$AS$328,$D$426:$AS$426,$D$434:$AS$434),\"\")","v":""},{"$f":"IFERROR(SUMPRODUCT($D289:$AS289,$D$334:$AS$334,$D$426:$AS$426,$D$435:$AS$435),\"\")","v":""},{"$f":"IFERROR(SUMPRODUCT($D289:$AS289,$D$340:$AS$340,$D$426:$AS$426,$D$436:$AS$436),\"\")","v":""},{"$f":"IFERROR(SUMPRODUCT($D289:$AS289,$D$346:$AS$346,$D$426:$AS$426,$D$437:$AS$437),\"\")","v":""},{"$f":"IFERROR(SUMPRODUCT($D289:$AS289,$D$352:$AS$352,$D$426:$AS$426,$D$438:$AS$438),\"\")","v":""},{"$f":"IFERROR(SUMPRODUCT($D289:$AS289,$D$358:$AS$358,$D$426:$AS$426,$D$439:$AS$439),\"\")","v":""},null,{"$f":"IFERROR(SUMPRODUCT($D289:$AS289,$D$365:$AS$365,$D$426:$AS$426,$D$440:$AS$440),\"\")","v":""},{"$f":"IFERROR(SUMPRODUCT($D289:$AS289,$D$371:$AS$371,$D$426:$AS$426,$D$441:$AS$441),\"\")","v":""},{"$f":"IFERROR(SUMPRODUCT($D289:$AS289,$D$377:$AS$377,$D$426:$AS$426,$D$442:$AS$442),\"\")","v":""},{"$f":"IFERROR(SUMPRODUCT($D289:$AS289,$D$383:$AS$383,$D$426:$AS$426,$D$443:$AS$443),\"\")","v":""},{"$f":"IFERROR(SUMPRODUCT($D289:$AS289,$D$389:$AS$389,$D$426:$AS$426,$D$444:$AS$444),\"\")","v":""},{"$f":"IFERROR(SUMPRODUCT($D289:$AS289,$D$395:$AS$395,$D$426:$AS$426,$D$445:$AS$445),\"\")","v":""},{"$f":"IFERROR(SUMPRODUCT($D289:$AS289,$D$401:$AS$401,$D$426:$AS$426,$D$446:$AS$446),\"\")","v":""},{"$f":"IFERROR(SUMPRODUCT($D289:$AS289,$D$407:$AS$407,$D$426:$AS$426,$D$447:$AS$447),\"\")","v":""},{"$f":"IFERROR(SUMPRODUCT($D289:$AS289,$D$413:$AS$413,$D$426:$AS$426,$D$448:$AS$448),\"\")","v":""},{"$f":"IFERROR(SUMPRODUCT($D289:$AS289,$D$419:$AS$419,$D$426:$AS$426,$D$449:$AS$449),\"\")","v":""}]
[null,null,5,{"$f":"COUNTIF($D$134:$AA$134,$D$288)*$AB$13","v":0},{"$f":"COUNTIF($D$134:$AA$134,$E$288)*$AB$13","v":0},{"$f":"COUNTIF($D$134:$AA$134,$F$288)*$AB$13","v":0},{"$f":"COUNTIF($D$134:$AA$134,$G$288)*$AB$13","v":0},{"$f":"COUNTIF($D$134:$AA$134,$H$288)*$AB$13","v":0},{"$f":"COUNTIF($D$134:$AA$134,$I$288)*$AB$13","v":0},{"$f":"COUNTIF($D$134:$AA$134,$J$288)*$AB$13","v":0},{"$f":"COUNTIF($D$134:$AA$134,$K$288)*$AB$13","v":0},{"$f":"COUNTIF($D$134:$AA$134,$L$288)*$AB$13","v":0},{"$f":"COUNTIF($D$134:$AA$134,$M$288)*$AB$13","v":0},{"$f":"COUNTIF($D$134:$AA$134,$N$288)*$AB$13","v":0},{"$f":"COUNTIF($D$134:$AA$134,$O$288)*$AB$13","v":0},{"$f":"COUNTIF($D$134:$AA$134,$P$288)*$AB$13","v":0},{"$f":"COUNTIF($D$134:$AA$134,$Q$288)*$AB$13","v":0},{"$f":"COUNTIF($D$134:$AA$134,$R$288)*$AB$13","v":0},{"$f":"COUNTIF($D$134:$AA$134,$S$288)*$AB$13","v":0},{"$f":"COUNTIF($D$134:$AA$134,$T$288)*$AB$13","v":0},{"$f":"COUNTIF($D$134:$AA$134,$U$288)*$AB$13","v":0},{"$f":"COUNTIF($D$134:$AA$134,$V$288)*$AB$13","v":0},{"$f":"COUNTIF($D$134:$AA$134,$W$288)*$AB$13","v":0},{"$f":"COUNTIF($D$134:$AA$134,$X$288)*$AB$13","v":0},{"$f":"COUNTIF($D$134:$AA$134,$Y$288)*$AB$13","v":0},{"$f":"COUNTIF($D$134:$AA$134,$Z$288)*$AB$13","v":0},{"$f":"COUNTIF($D$134:$AA$134,$AA$288)*$AB$13","v":0},{"$f":"COUNTIF($D$134:$AA$134,$AB$288)*$AB$13","v":0},{"$f":"COUNTIF($D$134:$AA$134,$AC$288)*$AB$13","v":0},{"$f":"COUNTIF($D$134:$AA$134,$AD$288)*$AB$13","v":0},{"$f":"COUNTIF($D$134:$AA$134,$AE$288)*$AB$13","v":0},{"$f":"COUNTIF($D$134:$AA$134,$AF$288)*$AB$13","v":0},{"$f":"COUNTIF($D$134:$AA$134,$AG$288)*$AB$13","v":0},{"$f":"COUNTIF($D$134:$AA$134,$AH$288)*$AB$13","v":0},{"$f":"COUNTIF($D$134:$AA$134,$AI$288)*$AB$13","v":0},{"$f":"COUNTIF($D$134:$AA$134,$AJ$288)*$AB$13","v":0},{"$f":"COUNTIF($D$134:$AA$134,$AK$288)*$AB$13","v":0},{"$f":"COUNTIF($D$134:$AA$134,$AL$288)*$AB$13","v":0},{"$f":"COUNTIF($D$134:$AA$134,$AM$288)*$AB$13","v":0},{"$f":"COUNTIF($D$134:$AA$134,$AN$288)*$AB$13","v":0},{"$f":"COUNTIF($D$134:$AA$134,$AO$288)*$AB$13","v":0},{"$f":"COUNTIF($D$134:$AA$134,$AP$288)*$AB$13","v":0},{"$f":"COUNTIF($D$134:$AA$134,$AQ$288)*$AB$13","v":0},{"$f":"COUNTIF($D$134:$AA$134,$AR$288)*$AB$13","v":0},{"$f":"COUNTIF($D$134:$AA$134,$AS$288)*$AB$13","v":0},5,{"$f":"IFERROR(SUMPRODUCT($D290:$AS290,$D$304:$AS$304,$D$426:$AS$426,$D$430:$AS$430),\"\")","v":0},{"$f":"IFERROR(SUMPRODUCT($D290:$AS290,$D$310:$AS$310,$D$426:$AS$426,$D$431:$AS$431),\"\")","v":""},{"$f":"IFERROR(SUMPRODUCT($D290:$AS290,$D$316:$AS$316,$D$426:$AS$426,$D$432:$AS$432),\"\")","v":""},{"$f":"IFERROR(SUMPRODUCT($D290:$AS290,$D$322:$AS$322,$D$426:$AS$426,$D$433:$AS$433),\"\")","v":""},{"$f":"IFERROR(SUMPRODUCT($D290:$AS290,$D$328:$AS$328,$D$426:$AS$426,$D$434:$AS$434),\"\")","v":""},{"$f":"IFERROR(SUMPRODUCT($D290:$AS290,$D$334:$AS$334,$D$426:$AS$426,$D$435:$AS$435),\"\")","v":""},{"$f":"IFERROR(SUMPRODUCT($D290:$AS290,$D$340:$AS$340,$D$426:$AS$426,$D$436:$AS$436),\"\")","v":""},{"$f":"IFERROR(SUMPRODUCT($D290:$AS290,$D$346:$AS$346,$D$426:$AS$426,$D$437:$AS$437),\"\")","v":""},{"$f":"IFERROR(SUMPRODUCT($D290:$AS290,$D$352:$AS$352,$D$426:$AS$426,$D$438:$AS$438),\"\")","v":""},{"$f":"IFERROR(SUMPRODUCT($D290:$AS290,$D$358:$AS$358,$D$426:$AS$426,$D$439:$AS$439),\"\")","v":""},null,{"$f":"IFERROR(SUMPRODUCT($D290:$AS290,$D$365:$AS$365,$D$426:$AS$426,$D$440:$AS$440),\"\")","v":""},{"$f":"IFERROR(SUMPRODUCT($D290:$AS290,$D$371:$AS$371,$D$426:$AS$426,$D$441:$AS$441),\"\")","v":""},{"$f":"IFERROR(SUMPRODUCT($D290:$AS290,$D$377:$AS$377,$D$426:$AS$426,$D$442:$AS$442),\"\")","v":""},{"$f":"IFERROR(SUMPRODUCT($D290:$AS290,$D$383:$AS$383,$D$426:$AS$426,$D$443:$AS$443),\"\")","v":""},{"$f":"IFERROR(SUMPRODUCT($D290:$AS290,$D$389:$AS$389,$D$426:$AS$426,$D$444:$AS$444),\"\")","v":""},{"$f":"IFERROR(SUMPRODUCT($D290:$AS290,$D$395:$AS$395,$D$426:$AS$426,$D$445:$AS$445),\"\")","v":""},{"$f":"IFERROR(SUMPRODUCT($D290:$AS290,$D$401:$AS$401,$D$426:$AS$426,$D$446:$AS$446),\"\")","v":""},{"$f":"IFERROR(SUMPRODUCT($D290:$AS290,$D$407:$AS$407,$D$426:$AS$426,$D$447:$AS$447),\"\")","v":""},{"$f":"IFERROR(SUMPRODUCT($D290:$AS290,$D$413:$AS$413,$D$426:$AS$426,$D$448:$AS$448),\"\")","v":""},{"$f":"IFERROR(SUMPRODUCT($D290:$AS290,$D$419:$AS$419,$D$426:$AS$426,$D$449:$AS$449),\"\")","v":""}]
[null,null,6,{"$f":"COUNTIF($D$135:$AA$135,$D$288)*$AB$14","v":0},{"$f":"COUNTIF($D$135:$AA$135,$E$288)*$AB$14","v":0},{"$f":"COUNTIF($D$135:$AA$135,$F$288)*$AB$14","v":0},{"$f":"COUNTIF($D$135:$AA$135,$G$288)*$AB$14","v":0},{"$f":"COUNTIF($D$135:$AA$135,$H$288)*$AB$14","v":0},{"$f":"COUNTIF($D$135:$AA$135,$I$288)*$AB$14","v":0},{"$f":"COUNTIF($D$135:$AA$135,$J$288)*$AB$14","v":0},{"$f":"COUNTIF($D$135:$AA$135,$K$288)*$AB$14","v":0},{"$f":"COUNTIF($D$135:$AA$135,$L$288)*$AB$14","v":0},{"$f":"COUNTIF($D$135:$AA$135,$M$288)*$AB$14","v":0},{"$f":"COUNTIF($D$135:$AA$135,$N$288)*$AB$14","v":0},{"$f":"COUNTIF($D$135:$AA$135,$O$288)*$AB$14","v":0},{"$f":"COUNTIF($D$135:$AA$135,$P$288)*$AB$14","v":0},{"$f":"COUNTIF($D$135:$AA$135,$Q$288)*$AB$14","v":0},{"$f":"COUNTIF($D$135:$AA$135,$R$288)*$AB$14","v":0},{"$f":"COUNTIF($D$135:$AA$135,$S$288)*$AB$14","v":0},{"$f":"COUNTIF($D$135:$AA$135,$T$288)*$AB$14","v":0},{"$f":"COUNTIF($D$135:$AA$135,$U$288)*$AB$14","v":0},{"$f":"COUNTIF($D$135:$AA$135,$V$288)*$AB$14","v":0},{"$f":"COUNTIF($D$135:$AA$135,$W$288)*$AB$14","v":0},{"$f":"COUNTIF($D$135:$AA$135,$X$288)*$AB$14","v":0},{"$f":"COUNTIF($D$135:$AA$135,$Y$288)*$AB$14","v":0},{"$f":"COUNTIF($D$135:$AA$135,$Z$288)*$AB$14","v":0},{"$f":"COUNTIF($D$135:$AA$135,$AA$288)*$AB$14","v":0},{"$f":"COUNTIF($D$135:$AA$135,$AB$288)*$AB$14","v":0},{"$f":"COUNTIF($D$135:$AA$135,$AC$288)*$AB$14","v":0},{"$f":"COUNTIF($D$135:$AA$135,$AD$288)*$AB$14","v":0},{"$f":"COUNTIF($D$135:$AA$135,$AE$288)*$AB$14","v":0},{"$f":"COUNTIF($D$135:$AA$135,$AF$288)*$AB$14","v":0},{"$f":"COUNTIF($D$135:$AA$135,$AG$288)*$AB$14","v":0},{"$f":"COUNTIF($D$135:$AA$135,$AH$288)*$AB$14","v":0},{"$f":"COUNTIF($D$135:$AA$135,$AI$288)*$AB$14","v":0},{"$f":"COUNTIF($D$135:$AA$135,$AJ$288)*$AB$14","v":0},{"$f":"COUNTIF($D$135:$AA$135,$AK$288)*$AB$14","v":0},{"$f":"COUNTIF($D$135:$AA$135,$AL$288)*$AB$14","v":0},{"$f":"COUNTIF($D$135:$AA$135,$AM$288)*$AB$14","v":0},{"$f":"COUNTIF($D$135:$AA$135,$AN$288)*$AB$14","v":0},{"$f":"COUNTIF($D$135:$AA$135,$AO$288)*$AB$14","v":0},{"$f":"COUNTIF($D$135:$AA$135,$AP$288)*$AB$14","v":0},{"$f":"COUNTIF($D$135:$AA$135,$AQ$288)*$AB$14","v":0},{"$f":"COUNTIF($D$135:$AA$135,$AR$288)*$AB$14","v":0},{"$f":"COUNTIF($D$135:$AA$135,$AS$288)*$AB$14","v":0},6,0,"","","","","","","","","",null,"","","","","","","","","",""]
[null,null,7,{"$f":"COUNTIF($D$136:$AA$136,$D$288)*$AB$15","v":0},{"$f":"COUNTIF($D$136:$AA$136,$E$288)*$AB$15","v":0},{"$f":"COUNTIF($D$136:$AA$136,$F$288)*$AB$15","v":0},{"$f":"COUNTIF($D$136:$AA$136,$G$288)*$AB$15","v":0},{"$f":"COUNTIF($D$136:$AA$136,$H$288)*$AB$15","v":0},{"$f":"COUNTIF($D$136:$AA$136,$I$288)*$AB$15","v":0},{"$f":"COUNTIF($D$136:$AA$136,$J$288)*$AB$15","v":0},{"$f":"COUNTIF($D$136:$AA$136,$K$288)*$AB$15","v":0},{"$f":"COUNTIF($D$136:$AA$136,$L$288)*$AB$15","v":0},{"$f":"COUNTIF($D$136:$AA$136,$M$288)*$AB$15","v":0},{"$f":"COUNTIF($D$136:$AA$136,$N$288)*$AB$15","v":0},{"$f":"COUNTIF($D$136:$AA$136,$O$288)*$AB$15","v":0},{"$f":"COUNTIF($D$136:$AA$136,$P$288)*$AB$15","v":0},{"$f":"COUNTIF($D$136:$AA$136,$Q$288)*$AB$15","v":0},{"$f":"COUNTIF($D$136:$AA$136,$R$288)*$AB$15","v":0},{"$f":"COUNTIF($D$136:$AA$136,$S$288)*$AB$15","v":0},{"$f":"COUNTIF($D$136:$AA$136,$T$288)*$AB$15","v":0},{"$f":"COUNTIF($D$136:$AA$136,$U$288)*$AB$15","v":0},{"$f":"COUNTIF($D$136:$AA$136,$V$288)*$AB$15","v":0},{"$f":"COUNTIF($D$136:$AA$136,$W$288)*$AB$15","v":0},{"$f":"COUNTIF($D$136:$AA$136,$X$288)*$AB$15","v":0},{"$f":"COUNTIF($D$136:$AA$136,$Y$288)*$AB$15","v":0},{"$f":"COUNTIF($D$136:$AA$136,$Z$288)*$AB$15","v":0},{"$f":"COUNTIF($D$136:$AA$136,$AA$288)*$AB$15","v":0},{"$f":"COUNTIF($D$136:$AA$136,$AB$288)*$AB$15","v":0},{"$f":"COUNTIF($D$136:$AA$136,$AC$288)*$AB$15","v":0},{"$f":"COUNTIF($D$136:$AA$136,$AD$288)*$AB$15","v":0},{"$f":"COUNTIF($D$136:$AA$136,$AE$288)*$AB$15","v":0},{"$f":"COUNTIF($D$136:$AA$136,$AF$288)*$AB$15","v":0},{"$f":"COUNTIF($D$136:$AA$136,$AG$288)*$AB$15","v":0},{"$f":"COUNTIF($D$136:$AA$136,$AH$288)*$AB$15","v":0},{"$f":"COUNTIF($D$136:$AA$136,$AI$288)*$AB$15","v":0},{"$f":"COUNTIF($D$136:$AA$136,$AJ$288)*$AB$15","v":0},{"$f":"COUNTIF($D$136:$AA$136,$AK$288)*$AB$15","v":0},{"$f":"COUNTIF($D$136:$AA$136,$AL$288)*$AB$15","v":0},{"$f":"COUNTIF($D$136:$AA$136,$AM$288)*$AB$15","v":0},{"$f":"COUNTIF($D$136:$AA$136,$AN$288)*$AB$15","v":0},{"$f":"COUNTIF($D$136:$AA$136,$AO$288)*$AB$15","v":0},{"$f":"COUNTIF($D$136:$AA$136,$AP$288)*$AB$15","v":0},{"$f":"COUNTIF($D$136:$AA$136,$AQ$288)*$AB$15","v":0},{"$f":"COUNTIF($D$136:$AA$136,$AR$288)*$AB$15","v":0},{"$f":"COUNTIF($D$136:$AA$136,$AS$288)*$AB$15","v":0},7,0,"","","","","","","","","",null,"","","","","","","","","",""]
[null,null,8,{"$f":"COUNTIF($D$137:$AA$137,$D$288)*$AB$16","v":0},{"$f":"COUNTIF($D$137:$AA$137,$E$288)*$AB$16","v":0},{"$f":"COUNTIF($D$137:$AA$137,$F$288)*$AB$16","v":0},{"$f":"COUNTIF($D$137:$AA$137,$G$288)*$AB$16","v":0},{"$f":"COUNTIF($D$137:$AA$137,$H$288)*$AB$16","v":0},{"$f":"COUNTIF($D$137:$AA$137,$I$288)*$AB$16","v":0},{"$f":"COUNTIF($D$137:$AA$137,$J$288)*$AB$16","v":0},{"$f":"COUNTIF($D$137:$AA$137,$K$288)*$AB$16","v":0},{"$f":"COUNTIF($D$137:$AA$137,$L$288)*$AB$16","v":0},{"$f":"COUNTIF($D$137:$AA$137,$M$288)*$AB$16","v":0},{"$f":"COUNTIF($D$137:$AA$137,$N$288)*$AB$16","v":0},{"$f":"COUNTIF($D$137:$AA$137,$O$288)*$AB$16","v":0},{"$f":"COUNTIF($D$137:$AA$137,$P$288)*$AB$16","v":0},{"$f":"COUNTIF($D$137:$AA$137,$Q$288)*$AB$16","v":0},{"$f":"COUNTIF($D$137:$AA$137,$R$288)*$AB$16","v":0},{"$f":"COUNTIF($D$137:$AA$137,$S$288)*$AB$16","v":0},{"$f":"COUNTIF($D$137:$AA$137,$T$288)*$AB$16","v":0},{"$f":"COUNTIF($D$137:$AA$137,$U$288)*$AB$16","v":0},{"$f":"COUNTIF($D$137:$AA$137,$V$288)*$AB$16","v":0},{"$f":"COUNTIF($D$137:$AA$137,$W$288)*$AB$16","v":0},{"$f":"COUNTIF($D$137:$AA$137,$X$288)*$AB$16","v":0},{"$f":"COUNTIF($D$137:$AA$137,$Y$288)*$AB$16","v":0},{"$f":"COUNTIF($D$137:$AA$137,$Z$288)*$AB$16","v":0},{"$f":"COUNTIF($D$137:$AA$137,$AA$288)*$AB$16","v":0},{"$f":"COUNTIF($D$137:$AA$137,$AB$288)*$AB$16","v":0},{"$f":"COUNTIF($D$137:$AA$137,$AC$288)*$AB$16","v":0},{"$f":"COUNTIF($D$137:$AA$137,$AD$288)*$AB$16","v":0},{"$f":"COUNTIF($D$137:$AA$137,$AE$288)*$AB$16","v":0},{"$f":"COUNTIF($D$137:$AA$137,$AF$288)*$AB$16","v":0},{"$f":"COUNTIF($D$137:$AA$137,$AG$288)*$AB$16","v":0},{"$f":"COUNTIF($D$137:$AA$137,$AH$288)*$AB$16","v":0},{"$f":"COUNTIF($D$137:$AA$137,$AI$288)*$AB$16","v":0},{"$f":"COUNTIF($D$137:$AA$137,$AJ$288)*$AB$16","v":0},{"$f":"COUNTIF($D$137:$AA$137,$AK$288)*$AB$16","v":0},{"$f":"COUNTIF($D$137:$AA$137,$AL$288)*$AB$16","v":0},{"$f":"COUNTIF($D$137:$AA$137,$AM$288)*$AB$16","v":0},{"$f":"COUNTIF($D$137:$AA$137,$AN$288)*$AB$16","v":0},{"$f":"COUNTIF($D$137:$AA$137,$AO$288)*$AB$16","v":0},{"$f":"COUNTIF($D$137:$AA$137,$AP$288)*$AB$16","v":0},{"$f":"COUNTIF($D$137:$AA$137,$AQ$288)*$AB$16","v":0},{"$f":"COUNTIF($D$137:$AA$137,$AR$288)*$AB$16","v":0},{"$f":"COUNTIF($D$137:$AA$137,$AS$288)*$AB$16","v":0},8,0,"","","","","","","","","",null,"","","","","","","","","",""]
[null,null,9,{"$f":"COUNTIF($D$138:$AA$138,$D$288)*$AB$17","v":0},{"$f":"COUNTIF($D$138:$AA$138,$E$288)*$AB$17","v":0},{"$f":"COUNTIF($D$138:$AA$138,$F$288)*$AB$17","v":0},{"$f":"COUNTIF($D$138:$AA$138,$G$288)*$AB$17","v":0},{"$f":"COUNTIF($D$138:$AA$138,$H$288)*$AB$17","v":0},{"$f":"COUNTIF($D$138:$AA$138,$I$288)*$AB$17","v":0},{"$f":"COUNTIF($D$138:$AA$138,$J$288)*$AB$17","v":0},{"$f":"COUNTIF($D$138:$AA$138,$K$288)*$AB$17","v":0},{"$f":"COUNTIF($D$138:$AA$138,$L$288)*$AB$17","v":0},{"$f":"COUNTIF($D$138:$AA$138,$M$288)*$AB$17","v":0},{"$f":"COUNTIF($D$138:$AA$138,$N$288)*$AB$17","v":0},{"$f":"COUNTIF($D$138:$AA$138,$O$288)*$AB$17","v":0},{"$f":"COUNTIF($D$138:$AA$138,$P$288)*$AB$17","v":0},{"$f":"COUNTIF($D$138:$AA$138,$Q$288)*$AB$17","v":0},{"$f":"COUNTIF($D$138:$AA$138,$R$288)*$AB$17","v":0},{"$f":"COUNTIF($D$138:$AA$138,$S$288)*$AB$17","v":0},{"$f":"COUNTIF($D$138:$AA$138,$T$288)*$AB$17","v":0},{"$f":"COUNTIF($D$138:$AA$138,$U$288)*$AB$17","v":0},{"$f":"COUNTIF($D$138:$AA$138,$V$288)*$AB$17","v":0},{"$f":"COUNTIF($D$138:$AA$138,$W$288)*$AB$17","v":0},{"$f":"COUNTIF($D$138:$AA$138,$X$288)*$AB$17","v":0},{"$f":"COUNTIF($D$138:$AA$138,$Y$288)*$AB$17","v":0},{"$f":"COUNTIF($D$138:$AA$138,$Z$288)*$AB$17","v":0},{"$f":"COUNTIF($D$138:$AA$138,$AA$288)*$AB$17","v":0},{"$f":"COUNTIF($D$138:$AA$138,$AB$288)*$AB$17","v":0},{"$f":"COUNTIF($D$138:$AA$138,$AC$288)*$AB$17","v":0},{"$f":"COUNTIF($D$138:$AA$138,$AD$288)*$AB$17","v":0},{"$f":"COUNTIF($D$138:$AA$138,$AE$288)*$AB$17","v":0},{"$f":"COUNTIF($D$138:$AA$138,$AF$288)*$AB$17","v":0},{"$f":"COUNTIF($D$138:$AA$138,$AG$288)*$AB$17","v":0},{"$f":"COUNTIF($D$138:$AA$138,$AH$288)*$AB$17","v":0},{"$f":"COUNTIF($D$138:$AA$138,$AI$288)*$AB$17","v":0},{"$f":"COUNTIF($D$138:$AA$138,$AJ$288)*$AB$17","v":0},{"$f":"COUNTIF($D$138:$AA$138,$AK$288)*$AB$17","v":0},{"$f":"COUNTIF($D$138:$AA$138,$AL$288)*$AB$17","v":0},{"$f":"COUNTIF($D$138:$AA$138,$AM$288)*$AB$17","v":0},{"$f":"COUNTIF($D$138:$AA$138,$AN$288)*$AB$17","v":0},{"$f":"COUNTIF($D$138:$AA$138,$AO$288)*$AB$17","v":0},{"$f":"COUNTIF($D$138:$AA$138,$AP$288)*$AB$17","v":0},{"$f":"COUNTIF($D$138:$AA$138,$AQ$288)*$AB$17","v":0},{"$f":"COUNTIF($D$138:$AA$138,$AR$288)*$AB$17","v":0},{"$f":"COUNTIF($D$138:$AA$138,$AS$288)*$AB$17","v":0},9,0,"","","","","","","","","",null,"","","","","","","","","",""]
[null,null,10,{"$f":"COUNTIF($D$139:$AA$139,$D$288)*$AB$18","v":0},{"$f":"COUNTIF($D$139:$AA$139,$E$288)*$AB$18","v":0},{"$f":"COUNTIF($D$139:$AA$139,$F$288)*$AB$18","v":0},{"$f":"COUNTIF($D$139:$AA$139,$G$288)*$AB$18","v":0},{"$f":"COUNTIF($D$139:$AA$139,$H$288)*$AB$18","v":0},{"$f":"COUNTIF($D$139:$AA$139,$I$288)*$AB$18","v":0},{"$f":"COUNTIF($D$139:$AA$139,$J$288)*$AB$18","v":0},{"$f":"COUNTIF($D$139:$AA$139,$K$288)*$AB$18","v":0},{"$f":"COUNTIF($D$139:$AA$139,$L$288)*$AB$18","v":0},{"$f":"COUNTIF($D$139:$AA$139,$M$288)*$AB$18","v":0},{"$f":"COUNTIF($D$139:$AA$139,$N$288)*$AB$18","v":0},{"$f":"COUNTIF($D$139:$AA$139,$O$288)*$AB$18","v":0},{"$f":"COUNTIF($D$139:$AA$139,$P$288)*$AB$18","v":0},{"$f":"COUNTIF($D$139:$AA$139,$Q$288)*$AB$18","v":0},{"$f":"COUNTIF($D$139:$AA$139,$R$288)*$AB$18","v":0},{"$f":"COUNTIF($D$139:$AA$139,$S$288)*$AB$18","v":0},{"$f":"COUNTIF($D$139:$AA$139,$T$288)*$AB$18","v":0},{"$f":"COUNTIF($D$139:$AA$139,$U$288)*$AB$18","v":0},{"$f":"COUNTIF($D$139:$AA$139,$V$288)*$AB$18","v":0},{"$f":"COUNTIF($D$139:$AA$139,$W$288)*$AB$18","v":0},{"$f":"COUNTIF($D$139:$AA$139,$X$288)*$AB$18","v":0},{"$f":"COUNTIF($D$139:$AA$139,$Y$288)*$AB$18","v":0},{"$f":"COUNTIF($D$139:$AA$139,$Z$288)*$AB$18","v":0},{"$f":"COUNTIF($D$139:$AA$139,$AA$288)*$AB$18","v":0},{"$f":"COUNTIF($D$139:$AA$139,$AB$288)*$AB$18","v":0},{"$f":"COUNTIF($D$139:$AA$139,$AC$288)*$AB$18","v":0},{"$f":"COUNTIF($D$139:$AA$139,$AD$288)*$AB$18","v":0},{"$f":"COUNTIF($D$139:$AA$139,$AE$288)*$AB$18","v":0},{"$f":"COUNTIF($D$139:$AA$139,$AF$288)*$AB$18","v":0},{"$f":"COUNTIF($D$139:$AA$139,$AG$288)*$AB$18","v":0},{"$f":"COUNTIF($D$139:$AA$139,$AH$288)*$AB$18","v":0},{"$f":"COUNTIF($D$139:$AA$139,$AI$288)*$AB$18","v":0},{"$f":"COUNTIF($D$139:$AA$139,$AJ$288)*$AB$18","v":0},{"$f":"COUNTIF($D$139:$AA$139,$AK$288)*$AB$18","v":0},{"$f":"COUNTIF($D$139:$AA$139,$AL$288)*$AB$18","v":0},{"$f":"COUNTIF($D$139:$AA$139,$AM$288)*$AB$18","v":0},{"$f":"COUNTIF($D$139:$AA$139,$AN$288)*$AB$18","v":0},{"$f":"COUNTIF($D$139:$AA$139,$AO$288)*$AB$18","v":0},{"$f":"COUNTIF($D$139:$AA$139,$AP$288)*$AB$18","v":0},{"$f":"COUNTIF($D$139:$AA$139,$AQ$288)*$AB$18","v":0},{"$f":"COUNTIF($D$139:$AA$139,$AR$288)*$AB$18","v":0},{"$f":"COUNTIF($D$139:$AA$139,$AS$288)*$AB$18","v":0},10,0,"","","","","","","","","",null,"","","","","","","","","",""]
[null,null,11,{"$f":"COUNTIF($D$140:$AA$140,$D$288)*$AB$19","v":0},{"$f":"COUNTIF($D$140:$AA$140,$E$288)*$AB$19","v":0},{"$f":"COUNTIF($D$140:$AA$140,$F$288)*$AB$19","v":0},{"$f":"COUNTIF($D$140:$AA$140,$G$288)*$AB$19","v":0},{"$f":"COUNTIF($D$140:$AA$140,$H$288)*$AB$19","v":0},{"$f":"COUNTIF($D$140:$AA$140,$I$288)*$AB$19","v":0},{"$f":"COUNTIF($D$140:$AA$140,$J$288)*$AB$19","v":0},{"$f":"COUNTIF($D$140:$AA$140,$K$288)*$AB$19","v":0},{"$f":"COUNTIF($D$140:$AA$140,$L$288)*$AB$19","v":0},{"$f":"COUNTIF($D$140:$AA$140,$M$288)*$AB$19","v":0},{"$f":"COUNTIF($D$140:$AA$140,$N$288)*$AB$19","v":0},{"$f":"COUNTIF($D$140:$AA$140,$O$288)*$AB$19","v":0},{"$f":"COUNTIF($D$140:$AA$140,$P$288)*$AB$19","v":0},{"$f":"COUNTIF($D$140:$AA$140,$Q$288)*$AB$19","v":0},{"$f":"COUNTIF($D$140:$AA$140,$R$288)*$AB$19","v":0},{"$f":"COUNTIF($D$140:$AA$140,$S$288)*$AB$19","v":0},{"$f":"COUNTIF($D$140:$AA$140,$T$288)*$AB$19","v":0},{"$f":"COUNTIF($D$140:$AA$140,$U$288)*$AB$19","v":0},{"$f":"COUNTIF($D$140:$AA$140,$V$288)*$AB$19","v":0},{"$f":"COUNTIF($D$140:$AA$140,$W$288)*$AB$19","v":0},{"$f":"COUNTIF($D$140:$AA$140,$X$288)*$AB$19","v":0},{"$f":"COUNTIF($D$140:$AA$140,$Y$288)*$AB$19","v":0},{"$f":"COUNTIF($D$140:$AA$140,$Z$288)*$AB$19","v":0},{"$f":"COUNTIF($D$140:$AA$140,$AA$288)*$AB$19","v":0},{"$f":"COUNTIF($D$140:$AA$140,$AB$288)*$AB$19","v":0},{"$f":"COUNTIF($D$140:$AA$140,$AC$288)*$AB$19","v":0},{"$f":"COUNTIF($D$140:$AA$140,$AD$288)*$AB$19","v":0},{"$f":"COUNTIF($D$140:$AA$140,$AE$288)*$AB$19","v":0},{"$f":"COUNTIF($D$140:$AA$140,$AF$288)*$AB$19","v":0},{"$f":"COUNTIF($D$140:$AA$140,$AG$288)*$AB$19","v":0},{"$f":"COUNTIF($D$140:$AA$140,$AH$288)*$AB$19","v":0},{"$f":"COUNTIF($D$140:$AA$140,$AI$288)*$AB$19","v":0},{"$f":"COUNTIF($D$140:$AA$140,$AJ$288)*$AB$19","v":0},{"$f":"COUNTIF($D$140:$AA$140,$AK$288)*$AB$19","v":0},{"$f":"COUNTIF($D$140:$AA$140,$AL$288)*$AB$19","v":0},{"$f":"COUNTIF($D$140:$AA$140,$AM$288)*$AB$19","v":0},{"$f":"COUNTIF($D$140:$AA$140,$AN$288)*$AB$19","v":0},{"$f":"COUNTIF($D$140:$AA$140,$AO$288)*$AB$19","v":0},{"$f":"COUNTIF($D$140:$AA$140,$AP$288)*$AB$19","v":0},{"$f":"COUNTIF($D$140:$AA$140,$AQ$288)*$AB$19","v":0},{"$f":"COUNTIF($D$140:$AA$140,$AR$288)*$AB$19","v":0},{"$f":"COUNTIF($D$140:$AA$140,$AS$288)*$AB$19","v":0},11,0,"","","","","","","","","",null,"","","","","","","","","",""]
[null,null,12,{"$f":"COUNTIF($D$141:$AA$141,$D$288)*$AB$20","v":0},{"$f":"COUNTIF($D$141:$AA$141,$E$288)*$AB$20","v":0},{"$f":"COUNTIF($D$141:$AA$141,$F$288)*$AB$20","v":0},{"$f":"COUNTIF($D$141:$AA$141,$G$288)*$AB$20","v":0},{"$f":"COUNTIF($D$141:$AA$141,$H$288)*$AB$20","v":0},{"$f":"COUNTIF($D$141:$AA$141,$I$288)*$AB$20","v":0},{"$f":"COUNTIF($D$141:$AA$141,$J$288)*$AB$20","v":0},{"$f":"COUNTIF($D$141:$AA$141,$K$288)*$AB$20","v":0},{"$f":"COUNTIF($D$141:$AA$141,$L$288)*$AB$20","v":0},{"$f":"COUNTIF($D$141:$AA$141,$M$288)*$AB$20","v":0},{"$f":"COUNTIF($D$141:$AA$141,$N$288)*$AB$20","v":0},{"$f":"COUNTIF($D$141:$AA$141,$O$288)*$AB$20","v":0},{"$f":"COUNTIF($D$141:$AA$141,$P$288)*$AB$20","v":0},{"$f":"COUNTIF($D$141:$AA$141,$Q$288)*$AB$20","v":0},{"$f":"COUNTIF($D$141:$AA$141,$R$288)*$AB$20","v":0},{"$f":"COUNTIF($D$141:$AA$141,$S$288)*$AB$20","v":0},{"$f":"COUNTIF($D$141:$AA$141,$T$288)*$AB$20","v":0},{"$f":"COUNTIF($D$141:$AA$141,$U$288)*$AB$20","v":0},{"$f":"COUNTIF($D$141:$AA$141,$V$288)*$AB$20","v":0},{"$f":"COUNTIF($D$141:$AA$141,$W$288)*$AB$20","v":0},{"$f":"COUNTIF($D$141:$AA$141,$X$288)*$AB$20","v":0},{"$f":"COUNTIF($D$141:$AA$141,$Y$288)*$AB$20","v":0},{"$f":"COUNTIF($D$141:$AA$141,$Z$288)*$AB$20","v":0},{"$f":"COUNTIF($D$141:$AA$141,$AA$288)*$AB$20","v":0},{"$f":"COUNTIF($D$141:$AA$141,$AB$288)*$AB$20","v":0},{"$f":"COUNTIF($D$141:$AA$141,$AC$288)*$AB$20","v":0},{"$f":"COUNTIF($D$141:$AA$141,$AD$288)*$AB$20","v":0},{"$f":"COUNTIF($D$141:$AA$141,$AE$288)*$AB$20","v":0},{"$f":"COUNTIF($D$141:$AA$141,$AF$288)*$AB$20","v":0},{"$f":"COUNTIF($D$141:$AA$141,$AG$288)*$AB$20","v":0},{"$f":"COUNTIF($D$141:$AA$141,$AH$288)*$AB$20","v":0},{"$f":"COUNTIF($D$141:$AA$141,$AI$288)*$AB$20","v":0},{"$f":"COUNTIF($D$141:$AA$141,$AJ$288)*$AB$20","v":0},{"$f":"COUNTIF($D$141:$AA$141,$AK$288)*$AB$20","v":0},{"$f":"COUNTIF($D$141:$AA$141,$AL$288)*$AB$20","v":0},{"$f":"COUNTIF($D$141:$AA$141,$AM$288)*$AB$20","v":0},{"$f":"COUNTIF($D$141:$AA$141,$AN$288)*$AB$20","v":0},{"$f":"COUNTIF($D$141:$AA$141,$AO$288)*$AB$20","v":0},{"$f":"COUNTIF($D$141:$AA$141,$AP$288)*$AB$20","v":0},{"$f":"COUNTIF($D$141:$AA$141,$AQ$288)*$AB$20","v":0},{"$f":"COUNTIF($D$141:$AA$141,$AR$288)*$AB$20","v":0},{"$f":"COUNTIF($D$141:$AA$141,$AS$288)*$AB$20","v":0},12,0,"","","","","","","","","",null,"","","","","","","","","",""]
[null,null,1,{"$f":"COUNTIF($D$142:$AA$142,$D$288)*$AB$21","v":0},{"$f":"COUNTIF($D$142:$AA$142,$E$288)*$AB$21","v":0},{"$f":"COUNTIF($D$142:$AA$142,$F$288)*$AB$21","v":0},{"$f":"COUNTIF($D$142:$AA$142,$G$288)*$AB$21","v":0},{"$f":"COUNTIF($D$142:$AA$142,$H$288)*$AB$21","v":0},{"$f":"COUNTIF($D$142:$AA$142,$I$288)*$AB$21","v":0},{"$f":"COUNTIF($D$142:$AA$142,$J$288)*$AB$21","v":0},{"$f":"COUNTIF($D$142:$AA$142,$K$288)*$AB$21","v":0},{"$f":"COUNTIF($D$142:$AA$142,$L$288)*$AB$21","v":0},{"$f":"COUNTIF($D$142:$AA$142,$M$288)*$AB$21","v":0},{"$f":"COUNTIF($D$142:$AA$142,$N$288)*$AB$21","v":0},{"$f":"COUNTIF($D$142:$AA$142,$O$288)*$AB$21","v":0},{"$f":"COUNTIF($D$142:$AA$142,$P$288)*$AB$21","v":0},{"$f":"COUNTIF($D$142:$AA$142,$Q$288)*$AB$21","v":0},{"$f":"COUNTIF($D$142:$AA$142,$R$288)*$AB$21","v":0},{"$f":"COUNTIF($D$142:$AA$142,$S$288)*$AB$21","v":0},{"$f":"COUNTIF($D$142:$AA$142,$T$288)*$AB$21","v":0},{"$f":"COUNTIF($D$142:$AA$142,$U$288)*$AB$21","v":0},{"$f":"COUNTIF($D$142:$AA$142,$V$288)*$AB$21","v":0},{"$f":"COUNTIF($D$142:$AA$142,$W$288)*$AB$21","v":0},{"$f":"COUNTIF($D$142:$AA$142,$X$288)*$AB$21","v":0},{"$f":"COUNTIF($D$142:$AA$142,$Y$288)*$AB$21","v":0},{"$f":"COUNTIF($D$142:$AA$142,$Z$288)*$AB$21","v":0},{"$f":"COUNTIF($D$142:$AA$142,$AA$288)*$AB$21","v":0},{"$f":"COUNTIF($D$142:$AA$142,$AB$288)*$AB$21","v":0},{"$f":"COUNTIF($D$142:$AA$142,$AC$288)*$AB$21","v":0},{"$f":"COUNTIF($D$142:$AA$142,$AD$288)*$AB$21","v":0},{"$f":"COUNTIF($D$142:$AA$142,$AE$288)*$AB$21","v":0},{"$f":"COUNTIF($D$142:$AA$142,$AF$288)*$AB$21","v":0},{"$f":"COUNTIF($D$142:$AA$142,$AG$288)*$AB$21","v":0},{"$f":"COUNTIF($D$142:$AA$142,$AH$288)*$AB$21","v":0},{"$f":"COUNTIF($D$142:$AA$142,$AI$288)*$AB$21","v":0},{"$f":"COUNTIF($D$142:$AA$142,$AJ$288)*$AB$21","v":0},{"$f":"COUNTIF($D$142:$AA$142,$AK$288)*$AB$21","v":0},{"$f":"COUNTIF($D$142:$AA$142,$AL$288)*$AB$21","v":0},{"$f":"COUNTIF($D$142:$AA$142,$AM$288)*$AB$21","v":0},{"$f":"COUNTIF($D$142:$AA$142,$AN$288)*$AB$21","v":0},{"$f":"COUNTIF($D$142:$AA$142,$AO$288)*$AB$21","v":0},{"$f":"COUNTIF($D$142:$AA$142,$AP$288)*$AB$21","v":0},{"$f":"COUNTIF($D$142:$AA$142,$AQ$288)*$AB$21","v":0},{"$f":"COUNTIF($D$142:$AA$142,$AR$288)*$AB$21","v":0},{"$f":"COUNTIF($D$142:$AA$142,$AS$288)*$AB$21","v":0},1,0,"","","","","","","","","",null,"","","","","","","","","",""]
[null,null,2,{"$f":"COUNTIF($D$143:$AA$143,$D$288)*$AB$22","v":0},{"$f":"COUNTIF($D$143:$AA$143,$E$288)*$AB$22","v":0},{"$f":"COUNTIF($D$143:$AA$143,$F$288)*$AB$22","v":0},{"$f":"COUNTIF($D$143:$AA$143,$G$288)*$AB$22","v":0},{"$f":"COUNTIF($D$143:$AA$143,$H$288)*$AB$22","v":0},{"$f":"COUNTIF($D$143:$AA$143,$I$288)*$AB$22","v":0},{"$f":"COUNTIF($D$143:$AA$143,$J$288)*$AB$22","v":0},{"$f":"COUNTIF($D$143:$AA$143,$K$288)*$AB$22","v":0},{"$f":"COUNTIF($D$143:$AA$143,$L$288)*$AB$22","v":0},{"$f":"COUNTIF($D$143:$AA$143,$M$288)*$AB$22","v":0},{"$f":"COUNTIF($D$143:$AA$143,$N$288)*$AB$22","v":0},{"$f":"COUNTIF($D$143:$AA$143,$O$288)*$AB$22","v":0},{"$f":"COUNTIF($D$143:$AA$143,$P$288)*$AB$22","v":0},{"$f":"COUNTIF($D$143:$AA$143,$Q$288)*$AB$22","v":0},{"$f":"COUNTIF($D$143:$AA$143,$R$288)*$AB$22","v":0},{"$f":"COUNTIF($D$143:$AA$143,$S$288)*$AB$22","v":0},{"$f":"COUNTIF($D$143:$AA$143,$T$288)*$AB$22","v":0},{"$f":"COUNTIF($D$143:$AA$143,$U$288)*$AB$22","v":0},{"$f":"COUNTIF($D$143:$AA$143,$V$288)*$AB$22","v":0},{"$f":"COUNTIF($D$143:$AA$143,$W$288)*$AB$22","v":0},{"$f":"COUNTIF($D$143:$AA$143,$X$288)*$AB$22","v":0},{"$f":"COUNTIF($D$143:$AA$143,$Y$288)*$AB$22","v":0},{"$f":"COUNTIF($D$143:$AA$143,$Z$288)*$AB$22","v":0},{"$f":"COUNTIF($D$143:$AA$143,$AA$288)*$AB$22","v":0},{"$f":"COUNTIF($D$143:$AA$143,$AB$288)*$AB$22","v":0},{"$f":"COUNTIF($D$143:$AA$143,$AC$288)*$AB$22","v":0},{"$f":"COUNTIF($D$143:$AA$143,$AD$288)*$AB$22","v":0},{"$f":"COUNTIF($D$143:$AA$143,$AE$288)*$AB$22","v":0},{"$f":"COUNTIF($D$143:$AA$143,$AF$288)*$AB$22","v":0},{"$f":"COUNTIF($D$143:$AA$143,$AG$288)*$AB$22","v":0},{"$f":"COUNTIF($D$143:$AA$143,$AH$288)*$AB$22","v":0},{"$f":"COUNTIF($D$143:$AA$143,$AI$288)*$AB$22","v":0},{"$f":"COUNTIF($D$143:$AA$143,$AJ$288)*$AB$22","v":0},{"$f":"COUNTIF($D$143:$AA$143,$AK$288)*$AB$22","v":0},{"$f":"COUNTIF($D$143:$AA$143,$AL$288)*$AB$22","v":0},{"$f":"COUNTIF($D$143:$AA$143,$AM$288)*$AB$22","v":0},{"$f":"COUNTIF($D$143:$AA$143,$AN$288)*$AB$22","v":0},{"$f":"COUNTIF($D$143:$AA$143,$AO$288)*$AB$22","v":0},{"$f":"COUNTIF($D$143:$AA$143,$AP$288)*$AB$22","v":0},{"$f":"COUNTIF($D$143:$AA$143,$AQ$288)*$AB$22","v":0},{"$f":"COUNTIF($D$143:$AA$143,$AR$288)*$AB$22","v":0},{"$f":"COUNTIF($D$143:$AA$143,$AS$288)*$AB$22","v":0},2,0,"","","","","","","","","",null,"","","","","","","","","",""]
[null,null,3,{"$f":"COUNTIF($D$144:$AA$144,$D$288)*$AB$23","v":0},{"$f":"COUNTIF($D$144:$AA$144,$E$288)*$AB$23","v":0},{"$f":"COUNTIF($D$144:$AA$144,$F$288)*$AB$23","v":0},{"$f":"COUNTIF($D$144:$AA$144,$G$288)*$AB$23","v":0},{"$f":"COUNTIF($D$144:$AA$144,$H$288)*$AB$23","v":0},{"$f":"COUNTIF($D$144:$AA$144,$I$288)*$AB$23","v":0},{"$f":"COUNTIF($D$144:$AA$144,$J$288)*$AB$23","v":0},{"$f":"COUNTIF($D$144:$AA$144,$K$288)*$AB$23","v":0},{"$f":"COUNTIF($D$144:$AA$144,$L$288)*$AB$23","v":0},{"$f":"COUNTIF($D$144:$AA$144,$M$288)*$AB$23","v":0},{"$f":"COUNTIF($D$144:$AA$144,$N$288)*$AB$23","v":0},{"$f":"COUNTIF($D$144:$AA$144,$O$288)*$AB$23","v":0},{"$f":"COUNTIF($D$144:$AA$144,$P$288)*$AB$23","v":0},{"$f":"COUNTIF($D$144:$AA$144,$Q$288)*$AB$23","v":0},{"$f":"COUNTIF($D$144:$AA$144,$R$288)*$AB$23","v":0},{"$f":"COUNTIF($D$144:$AA$144,$S$288)*$AB$23","v":0},{"$f":"COUNTIF($D$144:$AA$144,$T$288)*$AB$23","v":0},{"$f":"COUNTIF($D$144:$AA$144,$U$288)*$AB$23","v":0},{"$f":"COUNTIF($D$144:$AA$144,$V$288)*$AB$23","v":0},{"$f":"COUNTIF($D$144:$AA$144,$W$288)*$AB$23","v":0},{"$f":"COUNTIF($D$144:$AA$144,$X$288)*$AB$23","v":0},{"$f":"COUNTIF($D$144:$AA$144,$Y$288)*$AB$23","v":0},{"$f":"COUNTIF($D$144:$AA$144,$Z$288)*$AB$23","v":0},{"$f":"COUNTIF($D$144:$AA$144,$AA$288)*$AB$23","v":0},{"$f":"COUNTIF($D$144:$AA$144,$AB$288)*$AB$23","v":0},{"$f":"COUNTIF($D$144:$AA$144,$AC$288)*$AB$23","v":0},{"$f":"COUNTIF($D$144:$AA$144,$AD$288)*$AB$23","v":0},{"$f":"COUNTIF($D$144:$AA$144,$AE$288)*$AB$23","v":0},{"$f":"COUNTIF($D$144:$AA$144,$AF$288)*$AB$23","v":0},{"$f":"COUNTIF($D$144:$AA$144,$AG$288)*$AB$23","v":0},{"$f":"COUNTIF($D$144:$AA$144,$AH$288)*$AB$23","v":0},{"$f":"COUNTIF($D$144:$AA$144,$AI$288)*$AB$23","v":0},{"$f":"COUNTIF($D$144:$AA$144,$AJ$288)*$AB$23","v":0},{"$f":"COUNTIF($D$144:$AA$144,$AK$288)*$AB$23","v":0},{"$f":"COUNTIF($D$144:$AA$144,$AL$288)*$AB$23","v":0},{"$f":"COUNTIF($D$144:$AA$144,$AM$288)*$AB$23","v":0},{"$f":"COUNTIF($D$144:$AA$144,$AN$288)*$AB$23","v":0},{"$f":"COUNTIF($D$144:$AA$144,$AO$288)*$AB$23","v":0},{"$f":"COUNTIF($D$144:$AA$144,$AP$288)*$AB$23","v":0},{"$f":"COUNTIF($D$144:$AA$144,$AQ$288)*$AB$23","v":0},{"$f":"COUNTIF($D$144:$AA$144,$AR$288)*$AB$23","v":0},{"$f":"COUNTIF($D$144:$AA$144,$AS$288)*$AB$23","v":0},3,0,"","","","","","","","","",null,"","","","","","","","","",""]
[null,null,"暖房運転時間",{"$f":"SUM($D$289:$D$300)","v":0},{"$f":"SUM($E$289:$E$300)","v":0},{"$f":"SUM($F$289:$F$300)","v":0},{"$f":"SUM($G$289:$G$300)","v":0},{"$f":"SUM($H$289:$H$300)","v":0},{"$f":"SUM($I$289:$I$300)","v":0},{"$f":"SUM($J$289:$J$300)","v":0},{"$f":"SUM($K$289:$K$300)","v":0},{"$f":"SUM($L$289:$L$300)","v":0},{"$f":"SUM($M$289:$M$300)","v":0},{"$f":"SUM($N$289:$N$300)","v":0},{"$f":"SUM($O$289:$O$300)","v":0},{"$f":"SUM($P$289:$P$300)","v":0},{"$f":"SUM($Q$289:$Q$300)","v":0},{"$f":"SUM($R$289:$R$300)","v":0},{"$f":"SUM($S$289:$S$300)","v":0},{"$f":"SUM($T$289:$T$300)","v":0},{"$f":"SUM($U$289:$U$300)","v":0},{"$f":"SUM($V$289:$V$300)","v":0},{"$f":"SUM($W$289:$W$300)","v":0},{"$f":"SUM($X$289:$X$300)","v":0},{"$f":"SUM($Y$289:$Y$300)","v":0},{"$f":"SUM($Z$289:$Z$300)","v":0},{"$f":"SUM($AA$289:$AA$300)","v":0},{"$f":"SUM($AB$289:$AB$300)","v":0},{"$f":"SUM($AC$289:$AC$300)","v":0},{"$f":"SUM($AD$289:$AD$300)","v":0},{"$f":"SUM($AE$289:$AE$300)","v":0},{"$f":"SUM($AF$289:$AF$300)","v":0},{"$f":"SUM($AG$289:$AG$300)","v":0},{"$f":"SUM($AH$289:$AH$300)","v":0},{"$f":"SUM($AI$289:$AI$300)","v":0},{"$f":"SUM($AJ$289:$AJ$300)","v":0},{"$f":"SUM($AK$289:$AK$300)","v":0},{"$f":"SUM($AL$289:$AL$300)","v":0},{"$f":"SUM($AM$289:$AM$300)","v":0},{"$f":"SUM($AN$289:$AN$300)","v":0},{"$f":"SUM($AO$289:$AO$300)","v":0},{"$f":"SUM($AP$289:$AP$300)","v":0},{"$f":"SUM($AQ$289:$AQ$300)","v":0},{"$f":"SUM($AR$289:$AR$300)","v":0},{"$f":"SUM($AS$289:$AS$300)","v":0},"暖房運転時間",{"$f":"SUM(AU289:AU300)","v":0},{"$f":"SUM(AV289:AV300)","v":0},{"$f":"SUM(AW289:AW300)","v":0},0,0,0,0,0,0,{"$f":"SUM(BD289:BD300)","v":0},null,{"$f":"SUM(BF289:BF300)","v":0},{"$f":"SUM(BG289:BG300)","v":0},0,0,0,0,0,0,0,0]
[null,null,"暖房空調負荷率",{"$f":"IF((1/($AB$25-$M$26))*(D$288-$AB$25)+1<0,0,IF((1/($AB$25-$M$26))*(D$288-$AB$25)+1>1,1,(1/($AB$25-$M$26))*(D$288-$AB$25)+1))","v":1},{"$f":"IF((1/($AB$25-$M$26))*(E$288-$AB$25)+1<0,0,IF((1/($AB$25-$M$26))*(E$288-$AB$25)+1>1,1,(1/($AB$25-$M$26))*(E$288-$AB$25)+1))","v":1},0.94117647058823528,0.88235294117647056,0.82352941176470584,0.76470588235294112,0.70588235294117641,0.6470588235294118,0.58823529411764708,0.52941176470588236,0.47058823529411764,0.41176470588235292,0.3529411764705882,0.29411764705882359,0.23529411764705888,0.17647058823529416,0.11764705882352944,5.8823529411764719E-2,0,0,0,0,0,0,0,0,0,0,0,0,0,0,0,0,0,0,0,0,0,0,0,0,"暖房空調負荷率","αw"]
[]
[null,"前1","暖房時消費電力比",{"$f":"D$302/D$308","v":1.1221064814814814},{"$f":"E$302/E$308","v":1.1710737179487178},1.1416900093370681,1.1024305555555556,1.0551470588235292,1.0012555267204921,0.94185729847494537,0.87782185242518063,0.80984477124183019,0.7384891456582634,0.66421568627450989,0.58740498010798525,0.35759875797826463,0.29411764705882359,0.23234474848435202,0.17215473145780058,0.11343423310968954,5.6080463273392278E-2,0,0,0,0,0,0,0,0,0,0,0,0,0,0,0,0,0,0,0,0,0,0,0,0,"暖房時消費電力比","εw"]
[null,null,"暖房能力",{"$f":"($Q$35-0.64*$Q$32)/9*($D$288-7)+$Q$35","v":12},{"$f":"($Q$35-0.64*$Q$32)/9*($E$288-7)+$Q$35","v":13},{"$f":"($Q$35-0.64*$Q$32)/9*($F$288-7)+$Q$35","v":14},{"$f":"($Q$35-0.64*$Q$32)/9*($G$288-7)+$Q$35","v":15},{"$f":"($Q$35-0.64*$Q$32)/9*($H$288-7)+$Q$35","v":16},{"$f":"($Q$35-0.64*$Q$32)/9*($I$288-7)+$Q$35","v":17},{"$f":"($Q$35-0.64*$Q$32)/9*($J$288-7)+$Q$35","v":18},{"$f":"($Q$35-0.64*$Q$32)/9*($K$288-7)+$Q$35","v":19},{"$f":"($Q$35-0.64*$Q$32)/9*($L$288-7)+$Q$35","v":20},{"$f":"($Q$35-0.64*$Q$32)/9*($M$288-7)+$Q$35","v":21},{"$f":"($Q$35-0.64*$Q$32)/9*($N$288-7)+$Q$35","v":22},{"$f":"($Q$35-0.64*$Q$32)/9*($O$288-7)+$Q$35","v":23},{"$f":"($Q$32-0.64*$Q$32)/14*($P$288-7)+$Q$32","v":24.357142857142858},{"$f":"($Q$32-0.64*$Q$32)/14*($Q$288-7)+$Q$32","v":25},{"$f":"($Q$32-0.64*$Q$32)/14*($R$288-7)+$Q$32","v":25.642857142857142},{"$f":"($Q$32-0.64*$Q$32)/14*($S$288-7)+$Q$32","v":26.285714285714285},{"$f":"($Q$32-0.64*$Q$32)/14*($T$288-7)+$Q$32","v":26.928571428571431},{"$f":"($Q$32-0.64*$Q$32)/14*($U$288-7)+$Q$32","v":27.571428571428573},{"$f":"($Q$32-0.64*$Q$32)/14*($V$288-7)+$Q$32","v":28.214285714285715},{"$f":"($Q$32-0.64*$Q$32)/14*($W$288-7)+$Q$32","v":28.857142857142858},{"$f":"($Q$32-0.64*$Q$32)/14*($X$288-7)+$Q$32","v":29.5},{"$f":"($Q$32-0.64*$Q$32)/14*($Y$288-7)+$Q$32","v":30.142857142857142},{"$f":"($Q$32-0.64*$Q$32)/14*($Z$288-7)+$Q$32","v":30.785714285714285},{"$f":"($Q$32-0.64*$Q$32)/14*($AA$288-7)+$Q$32","v":31.428571428571431},{"$f":"($Q$32-0.64*$Q$32)/14*($AB$288-7)+$Q$32","v":32.071428571428569},{"$f":"($Q$32-0.64*$Q$32)/14*($AC$288-7)+$Q$32","v":32.714285714285715},{"$f":"($Q$32-0.64*$Q$32)/14*($AD$288-7)+$Q$32","v":33.357142857142861},{"$f":"($Q$32-0.64*$Q$32)/14*($AE$288-7)+$Q$32","v":34},{"$f":"($Q$32-0.64*$Q$32)/14*($AF$288-7)+$Q$32","v":34.642857142857146},{"$f":"($Q$32-0.64*$Q$32)/14*($AG$288-7)+$Q$32","v":35.285714285714285},{"$f":"($Q$32-0.64*$Q$32)/14*($AH$288-7)+$Q$32","v":35.928571428571431},{"$f":"($Q$32-0.64*$Q$32)/14*($AI$288-7)+$Q$32","v":36.571428571428569},{"$f":"($Q$32-0.64*$Q$32)/14*($AJ$288-7)+$Q$32","v":37.214285714285715},{"$f":"($Q$32-0.64*$Q$32)/14*($AK$288-7)+$Q$32","v":37.857142857142861},{"$f":"($Q$32-0.64*$Q$32)/14*($AL$288-7)+$Q$32","v":38.5},{"$f":"($Q$32-0.64*$Q$32)/14*($AM$288-7)+$Q$32","v":39.142857142857146},{"$f":"($Q$32-0.64*$Q$32)/14*($AN$288-7)+$Q$32","v":39.785714285714285},{"$f":"($Q$32-0.64*$Q$32)/14*($AO$288-7)+$Q$32","v":40.428571428571431},{"$f":"($Q$32-0.64*$Q$32)/14*($AP$288-7)+$Q$32","v":41.071428571428569},{"$f":"($Q$32-0.64*$Q$32)/14*($AQ$288-7)+$Q$32","v":41.714285714285715},{"$f":"($Q$32-0.64*$Q$32)/14*($AR$288-7)+$Q$32","v":42.357142857142861},{"$f":"($Q$32-0.64*$Q$32)/14*($AS$288-7)+$Q$32","v":43},"暖房能力","Φw"]
[null,null,"暖房消費電力",{"$f":"($Q$36-0.82*$Q$33)/9*(D$288-7)+$Q$36","v":3.447111111111111},3.8973333333333331,4.3475555555555552,4.7977777777777781,5.2480000000000002,5.6982222222222223,6.1484444444444444,6.5986666666666665,7.0488888888888894,7.4991111111111115,7.9493333333333336,8.3995555555555566,{"$f":"($Q$33-0.82*$Q$33)/14*($P$288-7)+$Q$33","v":6.3177142857142865},{"$f":"($Q$33-0.82*$Q$33)/14*($Q$288-7)+$Q$33","v":6.4},{"$f":"($Q$33-0.82*$Q$33)/14*($R$288-7)+$Q$33","v":6.4822857142857142},{"$f":"($Q$33-0.82*$Q$33)/14*($S$288-7)+$Q$33","v":6.5645714285714289},{"$f":"($Q$33-0.82*$Q$33)/14*($T$288-7)+$Q$33","v":6.6468571428571437},{"$f":"($Q$33-0.82*$Q$33)/14*($U$288-7)+$Q$33","v":6.7291428571428575},{"$f":"($Q$33-0.82*$Q$33)/14*($V$288-7)+$Q$33","v":6.8114285714285714},{"$f":"($Q$33-0.82*$Q$33)/14*($W$288-7)+$Q$33","v":6.8937142857142861},{"$f":"($Q$33-0.82*$Q$33)/14*($X$288-7)+$Q$33","v":6.9760000000000009},{"$f":"($Q$33-0.82*$Q$33)/14*($Y$288-7)+$Q$33","v":7.0582857142857147},{"$f":"($Q$33-0.82*$Q$33)/14*($Z$288-7)+$Q$33","v":7.1405714285714286},{"$f":"($Q$33-0.82*$Q$33)/14*($AA$288-7)+$Q$33","v":7.2228571428571433},{"$f":"($Q$33-0.82*$Q$33)/14*($AB$288-7)+$Q$33","v":7.305142857142858},{"$f":"($Q$33-0.82*$Q$33)/14*($AC$288-7)+$Q$33","v":7.3874285714285719},{"$f":"($Q$33-0.82*$Q$33)/14*($AD$288-7)+$Q$33","v":7.4697142857142858},{"$f":"($Q$33-0.82*$Q$33)/14*($AE$288-7)+$Q$33","v":7.5520000000000005},{"$f":"($Q$33-0.82*$Q$33)/14*($AF$288-7)+$Q$33","v":7.6342857142857152},{"$f":"($Q$33-0.82*$Q$33)/14*($AG$288-7)+$Q$33","v":7.7165714285714291},{"$f":"($Q$33-0.82*$Q$33)/14*($AH$288-7)+$Q$33","v":7.7988571428571429},{"$f":"($Q$33-0.82*$Q$33)/14*($AI$288-7)+$Q$33","v":7.8811428571428577},{"$f":"($Q$33-0.82*$Q$33)/14*($AJ$288-7)+$Q$33","v":7.9634285714285724},{"$f":"($Q$33-0.82*$Q$33)/14*($AK$288-7)+$Q$33","v":8.0457142857142863},{"$f":"($Q$33-0.82*$Q$33)/14*($AL$288-7)+$Q$33","v":8.1280000000000001},{"$f":"($Q$33-0.82*$Q$33)/14*($AM$288-7)+$Q$33","v":8.210285714285714},{"$f":"($Q$33-0.82*$Q$33)/14*($AN$288-7)+$Q$33","v":8.2925714285714296},{"$f":"($Q$33-0.82*$Q$33)/14*($AO$288-7)+$Q$33","v":8.3748571428571434},{"$f":"($Q$33-0.82*$Q$33)/14*($AP$288-7)+$Q$33","v":8.4571428571428573},{"$f":"($Q$33-0.82*$Q$33)/14*($AQ$288-7)+$Q$33","v":8.5394285714285729},{"$f":"($Q$33-0.82*$Q$33)/14*($AR$288-7)+$Q$33","v":8.6217142857142868},{"$f":"($Q$33-0.82*$Q$33)/14*($AS$288-7)+$Q$33","v":8.7040000000000006},"消費電力","Pw"]
[null,null,"暖房COP",{"$f":"D$305/D$306","v":3.4811758638473442},{"$f":"E$305/E$306","v":3.3356140951077662},3.2202003680228994,3.126447429365447,3.0487804878048781,2.9833866313080102,2.9275697556744253,2.8793695696100223,2.8373266078184107,2.8003318911871036,2.7675276752767526,2.7382401185247893,3.8553726483357451,3.90625,3.955835684062059,4.0041782729805009,4.0513239339752403,4.0973165760869561,4.1421979865771812,4.1860079575596814,4.2287844036697244,4.27056347150259,4.3113796414852752,4.3512658227848098,4.3902534418022521,4.4283725247524748,4.465651774785802,4.5021186440677967,4.5377994011976046,4.5727191943127954,4.6069021101992966,4.640371229698375,4.6731486796785298,4.7052556818181817,4.7367125984251972,4.7675389755011137,4.7977535832414544,4.8273744541484715,4.8564189189189184,4.884903640256959,4.9128446447507956,4.9402573529411757,"暖房COP","σw"]
[null,null,"暖房COP比",{"$f":"$D$307/$Q$307","v":0.89118102114492015},{"$f":"$E$307/$Q$307","v":0.85391720834758811},{"$f":"$F$307/$Q$307","v":0.82437129421386224},{"$f":"$G$307/$Q$307","v":0.80037054191755441},{"$f":"$H$307/$Q$307","v":0.78048780487804881},{"$f":"$I$307/$Q$307","v":0.76374697761485055},{"$f":"$J$307/$Q$307","v":0.74945785745265292},{"$f":"$K$307/$Q$307","v":0.73711860982016575},{"$f":"$L$307/$Q$307","v":0.72635561160151318},{"$f":"$M$307/$Q$307","v":0.71688496414389846},{"$f":"$N$307/$Q$307","v":0.70848708487084866},{"$f":"$O$307/$Q$307","v":0.70098947034234604},{"$f":"$P$307/$Q$307","v":0.98697539797395073},{"$f":"$Q$307/$Q$307","v":1},{"$f":"$R$307/$Q$307","v":1.0126939351198871},{"$f":"$S$307/$Q$307","v":1.0250696378830082},{"$f":"$T$307/$Q$307","v":1.0371389270976614},{"$f":"$U$307/$Q$307","v":1.0489130434782608},{"$f":"$V$307/$Q$307","v":1.0604026845637584},{"$f":"$W$307/$Q$307","v":1.0716180371352784},{"$f":"$X$307/$Q$307","v":1.0825688073394495},{"$f":"$Y$307/$Q$307","v":1.0932642487046631},{"$f":"$Z$307/$Q$307","v":1.1037131882202305},{"$f":"$AA$307/$Q$307","v":1.1139240506329113},{"$f":"$AB$307/$Q$307","v":1.1239048811013765},{"$f":"$AC$307/$Q$307","v":1.1336633663366336},{"$f":"$AD$307/$Q$307","v":1.1432068543451652},{"$f":"$AE$307/$Q$307","v":1.152542372881356},{"$f":"$AF$307/$Q$307","v":1.1616766467065869},{"$f":"$AG$307/$Q$307","v":1.1706161137440756},{"$f":"$AH$307/$Q$307","v":1.1793669402110198},{"$f":"$AI$307/$Q$307","v":1.187935034802784},{"$f":"$AJ$307/$Q$307","v":1.1963260619977036},{"$f":"$AK$307/$Q$307","v":1.2045454545454546},{"$f":"$AL$307/$Q$307","v":1.2125984251968505},{"$f":"$AM$307/$Q$307","v":1.2204899777282852},{"$f":"$AN$307/$Q$307","v":1.2282249173098123},{"$f":"$AO$307/$Q$307","v":1.2358078602620086},{"$f":"$AP$307/$Q$307","v":1.2432432432432432},{"$f":"$AQ$307/$Q$307","v":1.2505353319057815},{"$f":"$AR$307/$Q$307","v":1.2576882290562037},{"$f":"$AS$307/$Q$307","v":1.2647058823529409},"暖房COP比","βw"]
[null,null,"Σ",{"$f":"($AB$26/$Q$37)*D$304*D$301*D$426","v":0},{"$f":"($AB$26/$Q$37)*E$304*E$301*E$426","v":0},0,0,0,0,0,0,0,{"$f":"($AB$26/$Q$37)*M$304*M$301*M$426","v":0},0,0,{"$f":"($AB$26/$Q$34)*P$304*P$301*P$426","v":0},0,0,0,0,0,0,0,0,0,0,0,0,0,0,0,0,0,0,0,0,0,0,0,0,0,0,0,0,0,{"$f":"SUM($D309:$AS309)","v":0},"Σ"]
[null,"前2","暖房時消費電力比",{"$f":"D$302/D$314","v":{"$error":"#DIV/0!"}},{"$f":"E$302/E$314","v":{"$error":"#DIV/0!"}},{"$error":"#DIV/0!"},{"$error":"#DIV/0!"},{"$error":"#DIV/0!"},{"$error":"#DIV/0!"},{"$error":"#DIV/0!"},{"$error":"#DIV/0!"},{"$error":"#DIV/0!"},{"$error":"#DIV/0!"},{"$error":"#DIV/0!"},{"$error":"#DIV/0!"},{"$error":"#DIV/0!"},{"$error":"#DIV/0!"},{"$error":"#DIV/0!"},{"$error":"#DIV/0!"},{"$error":"#DIV/0!"},{"$error":"#DIV/0!"},{"$error":"#DIV/0!"},{"$error":"#DIV/0!"},{"$error":"#DIV/0!"},{"$error":"#DIV/0!"},{"$error":"#DIV/0!"},{"$error":"#DIV/0!"},{"$error":"#DIV/0!"},{"$error":"#DIV/0!"},{"$error":"#DIV/0!"},{"$error":"#DIV/0!"},{"$error":"#DIV/0!"},{"$error":"#DIV/0!"},{"$error":"#DIV/0!"},{"$error":"#DIV/0!"},{"$error":"#DIV/0!"},{"$error":"#DIV/0!"},{"$error":"#DIV/0!"},{"$error":"#DIV/0!"},{"$error":"#DIV/0!"},{"$error":"#DIV/0!"},{"$error":"#DIV/0!"},{"$error":"#DIV/0!"},{"$error":"#DIV/0!"},{"$error":"#DIV/0!"},"暖房時消費電力比","εw"]
[null,null,"暖房能力",{"$f":"($R$35-0.64*$R$32)/9*(D$288-7)+$R$35","v":0},0,0,0,0,0,0,0,0,0,0,0,{"$f":"($R$32-0.64*$R$32)/14*($P$288-7)+$R$32","v":0},{"$f":"($R$32-0.64*$R$32)/14*($Q$288-7)+$R$32","v":0},{"$f":"($R$32-0.64*$R$32)/14*($R$288-7)+$R$32","v":0},{"$f":"($R$32-0.64*$R$32)/14*($S$288-7)+$R$32","v":0},{"$f":"($R$32-0.64*$R$32)/14*($T$288-7)+$R$32","v":0},{"$f":"($R$32-0.64*$R$32)/14*($U$288-7)+$R$32","v":0},{"$f":"($R$32-0.64*$R$32)/14*($V$288-7)+$R$32","v":0},{"$f":"($R$32-0.64*$R$32)/14*($W$288-7)+$R$32","v":0},{"$f":"($R$32-0.64*$R$32)/14*($X$288-7)+$R$32","v":0},{"$f":"($R$32-0.64*$R$32)/14*($Y$288-7)+$R$32","v":0},{"$f":"($R$32-0.64*$R$32)/14*($Z$288-7)+$R$32","v":0},{"$f":"($R$32-0.64*$R$32)/14*($AA$288-7)+$R$32","v":0},{"$f":"($R$32-0.64*$R$32)/14*($AB$288-7)+$R$32","v":0},{"$f":"($R$32-0.64*$R$32)/14*($AC$288-7)+$R$32","v":0},{"$f":"($R$32-0.64*$R$32)/14*($AD$288-7)+$R$32","v":0},{"$f":"($R$32-0.64*$R$32)/14*($AE$288-7)+$R$32","v":0},{"$f":"($R$32-0.64*$R$32)/14*($AF$288-7)+$R$32","v":0},{"$f":"($R$32-0.64*$R$32)/14*($AG$288-7)+$R$32","v":0},{"$f":"($R$32-0.64*$R$32)/14*($AH$288-7)+$R$32","v":0},{"$f":"($R$32-0.64*$R$32)/14*($AI$288-7)+$R$32","v":0},{"$f":"($R$32-0.64*$R$32)/14*($AJ$288-7)+$R$32","v":0},{"$f":"($R$32-0.64*$R$32)/14*($AK$288-7)+$R$32","v":0},{"$f":"($R$32-0.64*$R$32)/14*($AL$288-7)+$R$32","v":0},{"$f":"($R$32-0.64*$R$32)/14*($AM$288-7)+$R$32","v":0},{"$f":"($R$32-0.64*$R$32)/14*($AN$288-7)+$R$32","v":0},{"$f":"($R$32-0.64*$R$32)/14*($AO$288-7)+$R$32","v":0},{"$f":"($R$32-0.64*$R$32)/14*($AP$288-7)+$R$32","v":0},{"$f":"($R$32-0.64*$R$32)/14*($AQ$288-7)+$R$32","v":0},{"$f":"($R$32-0.64*$R$32)/14*($AR$288-7)+$R$32","v":0},{"$f":"($R$32-0.64*$R$32)/14*($AS$288-7)+$R$32","v":0},"暖房能力","Φw"]
[null,null,"暖房消費電力",{"$f":"($R$36-0.82*$R$33)/9*(D$288-7)+$R$36","v":0},0,0,0,0,0,0,0,0,0,0,0,{"$f":"($R$33-0.82*$R$33)/14*($P$288-7)+$R$33","v":0},{"$f":"($R$33-0.82*$R$33)/14*($Q$288-7)+$R$33","v":0},{"$f":"($R$33-0.82*$R$33)/14*($R$288-7)+$R$33","v":0},{"$f":"($R$33-0.82*$R$33)/14*($S$288-7)+$R$33","v":0},{"$f":"($R$33-0.82*$R$33)/14*($T$288-7)+$R$33","v":0},{"$f":"($R$33-0.82*$R$33)/14*($U$288-7)+$R$33","v":0},{"$f":"($R$33-0.82*$R$33)/14*($V$288-7)+$R$33","v":0},{"$f":"($R$33-0.82*$R$33)/14*($W$288-7)+$R$33","v":0},{"$f":"($R$33-0.82*$R$33)/14*($X$288-7)+$R$33","v":0},{"$f":"($R$33-0.82*$R$33)/14*($Y$288-7)+$R$33","v":0},{"$f":"($R$33-0.82*$R$33)/14*($Z$288-7)+$R$33","v":0},{"$f":"($R$33-0.82*$R$33)/14*($AA$288-7)+$R$33","v":0},{"$f":"($R$33-0.82*$R$33)/14*($AB$288-7)+$R$33","v":0},{"$f":"($R$33-0.82*$R$33)/14*($AC$288-7)+$R$33","v":0},{"$f":"($R$33-0.82*$R$33)/14*($AD$288-7)+$R$33","v":0},{"$f":"($R$33-0.82*$R$33)/14*($AE$288-7)+$R$33","v":0},{"$f":"($R$33-0.82*$R$33)/14*($AF$288-7)+$R$33","v":0},{"$f":"($R$33-0.82*$R$33)/14*($AG$288-7)+$R$33","v":0},{"$f":"($R$33-0.82*$R$33)/14*($AH$288-7)+$R$33","v":0},{"$f":"($R$33-0.82*$R$33)/14*($AI$288-7)+$R$33","v":0},{"$f":"($R$33-0.82*$R$33)/14*($AJ$288-7)+$R$33","v":0},{"$f":"($R$33-0.82*$R$33)/14*($AK$288-7)+$R$33","v":0},{"$f":"($R$33-0.82*$R$33)/14*($AL$288-7)+$R$33","v":0},{"$f":"($R$33-0.82*$R$33)/14*($AM$288-7)+$R$33","v":0},{"$f":"($R$33-0.82*$R$33)/14*($AN$288-7)+$R$33","v":0},{"$f":"($R$33-0.82*$R$33)/14*($AO$288-7)+$R$33","v":0},{"$f":"($R$33-0.82*$R$33)/14*($AP$288-7)+$R$33","v":0},{"$f":"($R$33-0.82*$R$33)/14*($AQ$288-7)+$R$33","v":0},{"$f":"($R$33-0.82*$R$33)/14*($AR$288-7)+$R$33","v":0},{"$f":"($R$33-0.82*$R$33)/14*($AS$288-7)+$R$33","v":0},"消費電力","Pw"]
[null,null,"暖房COP",{"$f":"D$311/D$312","v":{"$error":"#DIV/0!"}},{"$f":"E$311/E$312","v":{"$error":"#DIV/0!"}},{"$error":"#DIV/0!"},{"$error":"#DIV/0!"},{"$error":"#DIV/0!"},{"$error":"#DIV/0!"},{"$error":"#DIV/0!"},{"$error":"#DIV/0!"},{"$error":"#DIV/0!"},{"$error":"#DIV/0!"},{"$error":"#DIV/0!"},{"$error":"#DIV/0!"},{"$error":"#DIV/0!"},{"$error":"#DIV/0!"},{"$error":"#DIV/0!"},{"$error":"#DIV/0!"},{"$error":"#DIV/0!"},{"$error":"#DIV/0!"},{"$error":"#DIV/0!"},{"$error":"#DIV/0!"},{"$error":"#DIV/0!"},{"$error":"#DIV/0!"},{"$error":"#DIV/0!"},{"$error":"#DIV/0!"},{"$error":"#DIV/0!"},{"$error":"#DIV/0!"},{"$error":"#DIV/0!"},{"$error":"#DIV/0!"},{"$error":"#DIV/0!"},{"$error":"#DIV/0!"},{"$error":"#DIV/0!"},{"$error":"#DIV/0!"},{"$error":"#DIV/0!"},{"$error":"#DIV/0!"},{"$error":"#DIV/0!"},{"$error":"#DIV/0!"},{"$error":"#DIV/0!"},{"$error":"#DIV/0!"},{"$error":"#DIV/0!"},{"$error":"#DIV/0!"},{"$error":"#DIV/0!"},{"$error":"#DIV/0!"},"暖房COP","σw"]
[null,null,"暖房COP比",{"$f":"$D313/$Q313","v":{"$error":"#DIV/0!"}},{"$f":"$E313/$Q313","v":{"$error":"#DIV/0!"}},{"$f":"$F313/$Q313","v":{"$error":"#DIV/0!"}},{"$f":"$G313/$Q313","v":{"$error":"#DIV/0!"}},{"$f":"$H313/$Q313","v":{"$error":"#DIV/0!"}},{"$f":"$I313/$Q313","v":{"$error":"#DIV/0!"}},{"$f":"$J313/$Q313","v":{"$error":"#DIV/0!"}},{"$f":"$K313/$Q313","v":{"$error":"#DIV/0!"}},{"$f":"$L313/$Q313","v":{"$error":"#DIV/0!"}},{"$f":"$M313/$Q313","v":{"$error":"#DIV/0!"}},{"$f":"$N313/$Q313","v":{"$error":"#DIV/0!"}},{"$f":"$O313/$Q313","v":{"$error":"#DIV/0!"}},{"$f":"$P313/$Q313","v":{"$error":"#DIV/0!"}},{"$f":"$Q313/$Q313","v":{"$error":"#DIV/0!"}},{"$f":"$R313/$Q313","v":{"$error":"#DIV/0!"}},{"$f":"$S313/$Q313","v":{"$error":"#DIV/0!"}},{"$f":"$T313/$Q313","v":{"$error":"#DIV/0!"}},{"$f":"$U313/$Q313","v":{"$error":"#DIV/0!"}},{"$f":"$V313/$Q313","v":{"$error":"#DIV/0!"}},{"$f":"$W313/$Q313","v":{"$error":"#DIV/0!"}},{"$f":"$X313/$Q313","v":{"$error":"#DIV/0!"}},{"$f":"$Y313/$Q313","v":{"$error":"#DIV/0!"}},{"$f":"$Z313/$Q313","v":{"$error":"#DIV/0!"}},{"$f":"$AA313/$Q313","v":{"$error":"#DIV/0!"}},{"$f":"$AB313/$Q313","v":{"$error":"#DIV/0!"}},{"$f":"$AC313/$Q313","v":{"$error":"#DIV/0!"}},{"$f":"$AD313/$Q313","v":{"$error":"#DIV/0!"}},{"$f":"$AE313/$Q313","v":{"$error":"#DIV/0!"}},{"$f":"$AF313/$Q313","v":{"$error":"#DIV/0!"}},{"$f":"$AG313/$Q313","v":{"$error":"#DIV/0!"}},{"$f":"$AH313/$Q313","v":{"$error":"#DIV/0!"}},{"$f":"$AI313/$Q313","v":{"$error":"#DIV/0!"}},{"$f":"$AJ313/$Q313","v":{"$error":"#DIV/0!"}},{"$f":"$AK313/$Q313","v":{"$error":"#DIV/0!"}},{"$f":"$AL313/$Q313","v":{"$error":"#DIV/0!"}},{"$f":"$AM313/$Q313","v":{"$error":"#DIV/0!"}},{"$f":"$AN313/$Q313","v":{"$error":"#DIV/0!"}},{"$f":"$AO313/$Q313","v":{"$error":"#DIV/0!"}},{"$f":"$AP313/$Q313","v":{"$error":"#DIV/0!"}},{"$f":"$AQ313/$Q313","v":{"$error":"#DIV/0!"}},{"$f":"$AR313/$Q313","v":{"$error":"#DIV/0!"}},{"$f":"$AS313/$Q313","v":{"$error":"#DIV/0!"}},"暖房COP比","βw"]
[null,null,"Σ",{"$f":"($AB$26/$R$37)*D$310*D$301*D$426","v":{"$error":"#VALUE!"}},{"$f":"($AB$26/$R$37)*E$310*E$301*E$426","v":{"$error":"#VALUE!"}},{"$error":"#VALUE!"},{"$error":"#VALUE!"},{"$error":"#VALUE!"},{"$error":"#VALUE!"},{"$error":"#VALUE!"},{"$error":"#VALUE!"},{"$error":"#VALUE!"},{"$error":"#VALUE!"},{"$error":"#VALUE!"},{"$error":"#VALUE!"},{"$f":"($AB$26/$R$34)*P$310*P$301*P$426","v":{"$error":"#VALUE!"}},{"$error":"#VALUE!"},{"$error":"#VALUE!"},{"$error":"#VALUE!"},{"$error":"#VALUE!"},{"$error":"#VALUE!"},{"$error":"#VALUE!"},{"$error":"#VALUE!"},{"$error":"#VALUE!"},{"$error":"#VALUE!"},{"$error":"#VALUE!"},{"$error":"#VALUE!"},{"$error":"#VALUE!"},{"$error":"#VALUE!"},{"$error":"#VALUE!"},{"$error":"#VALUE!"},{"$error":"#VALUE!"},{"$error":"#VALUE!"},{"$error":"#VALUE!"},{"$error":"#VALUE!"},{"$error":"#VALUE!"},{"$error":"#VALUE!"},{"$error":"#VALUE!"},{"$error":"#VALUE!"},{"$error":"#VALUE!"},{"$error":"#VALUE!"},{"$error":"#VALUE!"},{"$error":"#VALUE!"},{"$error":"#VALUE!"},{"$error":"#VALUE!"},{"$f":"SUM($D315:$AS315)","v":{"$error":"#VALUE!"}},"Σ"]
[null,"前3","暖房時消費電力比",{"$f":"D$302/D$320","v":{"$error":"#DIV/0!"}},{"$f":"E$302/E$320","v":{"$error":"#DIV/0!"}},{"$error":"#DIV/0!"},{"$error":"#DIV/0!"},{"$error":"#DIV/0!"},{"$error":"#DIV/0!"},{"$error":"#DIV/0!"},{"$error":"#DIV/0!"},{"$error":"#DIV/0!"},{"$error":"#DIV/0!"},{"$error":"#DIV/0!"},{"$error":"#DIV/0!"},{"$error":"#DIV/0!"},{"$error":"#DIV/0!"},{"$error":"#DIV/0!"},{"$error":"#DIV/0!"},{"$error":"#DIV/0!"},{"$error":"#DIV/0!"},{"$error":"#DIV/0!"},{"$error":"#DIV/0!"},{"$error":"#DIV/0!"},{"$error":"#DIV/0!"},{"$error":"#DIV/0!"},{"$error":"#DIV/0!"},{"$error":"#DIV/0!"},{"$error":"#DIV/0!"},{"$error":"#DIV/0!"},{"$error":"#DIV/0!"},{"$error":"#DIV/0!"},{"$error":"#DIV/0!"},{"$error":"#DIV/0!"},{"$error":"#DIV/0!"},{"$error":"#DIV/0!"},{"$error":"#DIV/0!"},{"$error":"#DIV/0!"},{"$error":"#DIV/0!"},{"$error":"#DIV/0!"},{"$error":"#DIV/0!"},{"$error":"#DIV/0!"},{"$error":"#DIV/0!"},{"$error":"#DIV/0!"},{"$error":"#DIV/0!"},"暖房時消費電力比","εw"]
[null,null,"暖房能力",{"$f":"($S$35-0.64*$S$32)/9*(D$288-7)+$S$35","v":0},0,0,0,0,0,0,0,0,0,0,0,{"$f":"($S$32-0.64*$S$32)/14*($P$288-7)+$S$32","v":0},{"$f":"($S$32-0.64*$S$32)/14*($Q$288-7)+$S$32","v":0},{"$f":"($S$32-0.64*$S$32)/14*($R$288-7)+$S$32","v":0},{"$f":"($S$32-0.64*$S$32)/14*($S$288-7)+$S$32","v":0},{"$f":"($S$32-0.64*$S$32)/14*($T$288-7)+$S$32","v":0},{"$f":"($S$32-0.64*$S$32)/14*($U$288-7)+$S$32","v":0},{"$f":"($S$32-0.64*$S$32)/14*($V$288-7)+$S$32","v":0},{"$f":"($S$32-0.64*$S$32)/14*($W$288-7)+$S$32","v":0},{"$f":"($S$32-0.64*$S$32)/14*($X$288-7)+$S$32","v":0},{"$f":"($S$32-0.64*$S$32)/14*($Y$288-7)+$S$32","v":0},{"$f":"($S$32-0.64*$S$32)/14*($Z$288-7)+$S$32","v":0},{"$f":"($S$32-0.64*$S$32)/14*($AA$288-7)+$S$32","v":0},{"$f":"($S$32-0.64*$S$32)/14*($AB$288-7)+$S$32","v":0},{"$f":"($S$32-0.64*$S$32)/14*($AC$288-7)+$S$32","v":0},{"$f":"($S$32-0.64*$S$32)/14*($AD$288-7)+$S$32","v":0},{"$f":"($S$32-0.64*$S$32)/14*($AE$288-7)+$S$32","v":0},{"$f":"($S$32-0.64*$S$32)/14*($AF$288-7)+$S$32","v":0},{"$f":"($S$32-0.64*$S$32)/14*($AG$288-7)+$S$32","v":0},{"$f":"($S$32-0.64*$S$32)/14*($AH$288-7)+$S$32","v":0},{"$f":"($S$32-0.64*$S$32)/14*($AI$288-7)+$S$32","v":0},{"$f":"($S$32-0.64*$S$32)/14*($AJ$288-7)+$S$32","v":0},{"$f":"($S$32-0.64*$S$32)/14*($AK$288-7)+$S$32","v":0},{"$f":"($S$32-0.64*$S$32)/14*($AL$288-7)+$S$32","v":0},{"$f":"($S$32-0.64*$S$32)/14*($AM$288-7)+$S$32","v":0},{"$f":"($S$32-0.64*$S$32)/14*($AN$288-7)+$S$32","v":0},{"$f":"($S$32-0.64*$S$32)/14*($AO$288-7)+$S$32","v":0},{"$f":"($S$32-0.64*$S$32)/14*($AP$288-7)+$S$32","v":0},{"$f":"($S$32-0.64*$S$32)/14*($AQ$288-7)+$S$32","v":0},{"$f":"($S$32-0.64*$S$32)/14*($AR$288-7)+$S$32","v":0},{"$f":"($S$32-0.64*$S$32)/14*($AS$288-7)+$S$32","v":0},"暖房能力","Φw"]
[null,null,"暖房消費電力",{"$f":"($S$36-0.82*$S$33)/9*(D$288-7)+$S$36","v":0},0,0,0,0,0,0,0,0,0,0,0,{"$f":"($S$33-0.82*$S$33)/14*($P$288-7)+$S$33","v":0},{"$f":"($S$33-0.82*$S$33)/14*($Q$288-7)+$S$33","v":0},{"$f":"($S$33-0.82*$S$33)/14*($R$288-7)+$S$33","v":0},{"$f":"($S$33-0.82*$S$33)/14*($S$288-7)+$S$33","v":0},{"$f":"($S$33-0.82*$S$33)/14*($T$288-7)+$S$33","v":0},{"$f":"($S$33-0.82*$S$33)/14*($U$288-7)+$S$33","v":0},{"$f":"($S$33-0.82*$S$33)/14*($V$288-7)+$S$33","v":0},{"$f":"($S$33-0.82*$S$33)/14*($W$288-7)+$S$33","v":0},{"$f":"($S$33-0.82*$S$33)/14*($X$288-7)+$S$33","v":0},{"$f":"($S$33-0.82*$S$33)/14*($Y$288-7)+$S$33","v":0},{"$f":"($S$33-0.82*$S$33)/14*($Z$288-7)+$S$33","v":0},{"$f":"($S$33-0.82*$S$33)/14*($AA$288-7)+$S$33","v":0},{"$f":"($S$33-0.82*$S$33)/14*($AB$288-7)+$S$33","v":0},{"$f":"($S$33-0.82*$S$33)/14*($AC$288-7)+$S$33","v":0},{"$f":"($S$33-0.82*$S$33)/14*($AD$288-7)+$S$33","v":0},{"$f":"($S$33-0.82*$S$33)/14*($AE$288-7)+$S$33","v":0},{"$f":"($S$33-0.82*$S$33)/14*($AF$288-7)+$S$33","v":0},{"$f":"($S$33-0.82*$S$33)/14*($AG$288-7)+$S$33","v":0},{"$f":"($S$33-0.82*$S$33)/14*($AH$288-7)+$S$33","v":0},{"$f":"($S$33-0.82*$S$33)/14*($AI$288-7)+$S$33","v":0},{"$f":"($S$33-0.82*$S$33)/14*($AJ$288-7)+$S$33","v":0},{"$f":"($S$33-0.82*$S$33)/14*($AK$288-7)+$S$33","v":0},{"$f":"($S$33-0.82*$S$33)/14*($AL$288-7)+$S$33","v":0},{"$f":"($S$33-0.82*$S$33)/14*($AM$288-7)+$S$33","v":0},{"$f":"($S$33-0.82*$S$33)/14*($AN$288-7)+$S$33","v":0},{"$f":"($S$33-0.82*$S$33)/14*($AO$288-7)+$S$33","v":0},{"$f":"($S$33-0.82*$S$33)/14*($AP$288-7)+$S$33","v":0},{"$f":"($S$33-0.82*$S$33)/14*($AQ$288-7)+$S$33","v":0},{"$f":"($S$33-0.82*$S$33)/14*($AR$288-7)+$S$33","v":0},{"$f":"($S$33-0.82*$S$33)/14*($AS$288-7)+$S$33","v":0},"消費電力","Pw"]
[null,null,"暖房COP",{"$f":"D$317/D$318","v":{"$error":"#DIV/0!"}},{"$f":"E$317/E$318","v":{"$error":"#DIV/0!"}},{"$error":"#DIV/0!"},{"$error":"#DIV/0!"},{"$error":"#DIV/0!"},{"$error":"#DIV/0!"},{"$error":"#DIV/0!"},{"$error":"#DIV/0!"},{"$error":"#DIV/0!"},{"$error":"#DIV/0!"},{"$error":"#DIV/0!"},{"$error":"#DIV/0!"},{"$error":"#DIV/0!"},{"$error":"#DIV/0!"},{"$error":"#DIV/0!"},{"$error":"#DIV/0!"},{"$error":"#DIV/0!"},{"$error":"#DIV/0!"},{"$error":"#DIV/0!"},{"$error":"#DIV/0!"},{"$error":"#DIV/0!"},{"$error":"#DIV/0!"},{"$error":"#DIV/0!"},{"$error":"#DIV/0!"},{"$error":"#DIV/0!"},{"$error":"#DIV/0!"},{"$error":"#DIV/0!"},{"$error":"#DIV/0!"},{"$error":"#DIV/0!"},{"$error":"#DIV/0!"},{"$error":"#DIV/0!"},{"$error":"#DIV/0!"},{"$error":"#DIV/0!"},{"$error":"#DIV/0!"},{"$error":"#DIV/0!"},{"$error":"#DIV/0!"},{"$error":"#DIV/0!"},{"$error":"#DIV/0!"},{"$error":"#DIV/0!"},{"$error":"#DIV/0!"},{"$error":"#DIV/0!"},{"$error":"#DIV/0!"},"暖房COP","σw"]
[null,null,"暖房COP比",{"$f":"$D319/$Q319","v":{"$error":"#DIV/0!"}},{"$f":"$E319/$Q319","v":{"$error":"#DIV/0!"}},{"$f":"$F319/$Q319","v":{"$error":"#DIV/0!"}},{"$f":"$G319/$Q319","v":{"$error":"#DIV/0!"}},{"$f":"$H319/$Q319","v":{"$error":"#DIV/0!"}},{"$f":"$I319/$Q319","v":{"$error":"#DIV/0!"}},{"$f":"$J319/$Q319","v":{"$error":"#DIV/0!"}},{"$f":"$K319/$Q319","v":{"$error":"#DIV/0!"}},{"$f":"$L319/$Q319","v":{"$error":"#DIV/0!"}},{"$f":"$M319/$Q319","v":{"$error":"#DIV/0!"}},{"$f":"$N319/$Q319","v":{"$error":"#DIV/0!"}},{"$f":"$O319/$Q319","v":{"$error":"#DIV/0!"}},{"$f":"$P319/$Q319","v":{"$error":"#DIV/0!"}},{"$f":"$Q319/$Q319","v":{"$error":"#DIV/0!"}},{"$f":"$R319/$Q319","v":{"$error":"#DIV/0!"}},{"$f":"$S319/$Q319","v":{"$error":"#DIV/0!"}},{"$f":"$T319/$Q319","v":{"$error":"#DIV/0!"}},{"$f":"$U319/$Q319","v":{"$error":"#DIV/0!"}},{"$f":"$V319/$Q319","v":{"$error":"#DIV/0!"}},{"$f":"$W319/$Q319","v":{"$error":"#DIV/0!"}},{"$f":"$X319/$Q319","v":{"$error":"#DIV/0!"}},{"$f":"$Y319/$Q319","v":{"$error":"#DIV/0!"}},{"$f":"$Z319/$Q319","v":{"$error":"#DIV/0!"}},{"$f":"$AA319/$Q319","v":{"$error":"#DIV/0!"}},{"$f":"$AB319/$Q319","v":{"$error":"#DIV/0!"}},{"$f":"$AC319/$Q319","v":{"$error":"#DIV/0!"}},{"$f":"$AD319/$Q319","v":{"$error":"#DIV/0!"}},{"$f":"$AE319/$Q319","v":{"$error":"#DIV/0!"}},{"$f":"$AF319/$Q319","v":{"$error":"#DIV/0!"}},{"$f":"$AG319/$Q319","v":{"$error":"#DIV/0!"}},{"$f":"$AH319/$Q319","v":{"$error":"#DIV/0!"}},{"$f":"$AI319/$Q319","v":{"$error":"#DIV/0!"}},{"$f":"$AJ319/$Q319","v":{"$error":"#DIV/0!"}},{"$f":"$AK319/$Q319","v":{"$error":"#DIV/0!"}},{"$f":"$AL319/$Q319","v":{"$error":"#DIV/0!"}},{"$f":"$AM319/$Q319","v":{"$error":"#DIV/0!"}},{"$f":"$AN319/$Q319","v":{"$error":"#DIV/0!"}},{"$f":"$AO319/$Q319","v":{"$error":"#DIV/0!"}},{"$f":"$AP319/$Q319","v":{"$error":"#DIV/0!"}},{"$f":"$AQ319/$Q319","v":{"$error":"#DIV/0!"}},{"$f":"$AR319/$Q319","v":{"$error":"#DIV/0!"}},{"$f":"$AS319/$Q319","v":{"$error":"#DIV/0!"}},"暖房COP比","βw"]
[null,null,"Σ",{"$f":"($AB$26/$S$37)*D$316*D$301*D$426","v":{"$error":"#VALUE!"}},{"$f":"($AB$26/$S$37)*E$316*E$301*E$426","v":{"$error":"#VALUE!"}},{"$error":"#VALUE!"},{"$error":"#VALUE!"},{"$error":"#VALUE!"},{"$error":"#VALUE!"},{"$error":"#VALUE!"},{"$error":"#VALUE!"},{"$error":"#VALUE!"},{"$error":"#VALUE!"},{"$error":"#VALUE!"},{"$error":"#VALUE!"},{"$f":"($AB$26/$S$34)*P$316*P$301*P$426","v":{"$error":"#VALUE!"}},{"$error":"#VALUE!"},{"$error":"#VALUE!"},{"$error":"#VALUE!"},{"$error":"#VALUE!"},{"$error":"#VALUE!"},{"$error":"#VALUE!"},{"$error":"#VALUE!"},{"$error":"#VALUE!"},{"$error":"#VALUE!"},{"$error":"#VALUE!"},{"$error":"#VALUE!"},{"$error":"#VALUE!"},{"$error":"#VALUE!"},{"$error":"#VALUE!"},{"$error":"#VALUE!"},{"$error":"#VALUE!"},{"$error":"#VALUE!"},{"$error":"#VALUE!"},{"$error":"#VALUE!"},{"$error":"#VALUE!"},{"$error":"#VALUE!"},{"$error":"#VALUE!"},{"$error":"#VALUE!"},{"$error":"#VALUE!"},{"$error":"#VALUE!"},{"$error":"#VALUE!"},{"$error":"#VALUE!"},{"$error":"#VALUE!"},{"$error":"#VALUE!"},{"$f":"SUM($D321:$AS321)","v":{"$error":"#VALUE!"}},"Σ"]
[null,"前4","暖房時消費電力比",{"$f":"D$302/D$326","v":{"$error":"#DIV/0!"}},{"$f":"E$302/E$326","v":{"$error":"#DIV/0!"}},{"$error":"#DIV/0!"},{"$error":"#DIV/0!"},{"$error":"#DIV/0!"},{"$error":"#DIV/0!"},{"$error":"#DIV/0!"},{"$error":"#DIV/0!"},{"$error":"#DIV/0!"},{"$error":"#DIV/0!"},{"$error":"#DIV/0!"},{"$error":"#DIV/0!"},{"$error":"#DIV/0!"},{"$error":"#DIV/0!"},{"$error":"#DIV/0!"},{"$error":"#DIV/0!"},{"$error":"#DIV/0!"},{"$error":"#DIV/0!"},{"$error":"#DIV/0!"},{"$error":"#DIV/0!"},{"$error":"#DIV/0!"},{"$error":"#DIV/0!"},{"$error":"#DIV/0!"},{"$error":"#DIV/0!"},{"$error":"#DIV/0!"},{"$error":"#DIV/0!"},{"$error":"#DIV/0!"},{"$error":"#DIV/0!"},{"$error":"#DIV/0!"},{"$error":"#DIV/0!"},{"$error":"#DIV/0!"},{"$error":"#DIV/0!"},{"$error":"#DIV/0!"},{"$error":"#DIV/0!"},{"$error":"#DIV/0!"},{"$error":"#DIV/0!"},{"$error":"#DIV/0!"},{"$error":"#DIV/0!"},{"$error":"#DIV/0!"},{"$error":"#DIV/0!"},{"$error":"#DIV/0!"},{"$error":"#DIV/0!"},"暖房時消費電力比","εw"]
[null,null,"暖房能力",{"$f":"($T$35-0.64*$T$32)/9*(D$288-7)+$T$35","v":0},0,0,0,0,0,0,0,0,0,0,0,{"$f":"($T$32-0.64*$T$32)/14*($P$288-7)+$T$32","v":0},{"$f":"($T$32-0.64*$T$32)/14*($Q$288-7)+$T$32","v":0},{"$f":"($T$32-0.64*$T$32)/14*($R$288-7)+$T$32","v":0},{"$f":"($T$32-0.64*$T$32)/14*($S$288-7)+$T$32","v":0},{"$f":"($T$32-0.64*$T$32)/14*($T$288-7)+$T$32","v":0},{"$f":"($T$32-0.64*$T$32)/14*($U$288-7)+$T$32","v":0},{"$f":"($T$32-0.64*$T$32)/14*($V$288-7)+$T$32","v":0},{"$f":"($T$32-0.64*$T$32)/14*($W$288-7)+$T$32","v":0},{"$f":"($T$32-0.64*$T$32)/14*($X$288-7)+$T$32","v":0},{"$f":"($T$32-0.64*$T$32)/14*($Y$288-7)+$T$32","v":0},{"$f":"($T$32-0.64*$T$32)/14*($Z$288-7)+$T$32","v":0},{"$f":"($T$32-0.64*$T$32)/14*($AA$288-7)+$T$32","v":0},{"$f":"($T$32-0.64*$T$32)/14*($AB$288-7)+$T$32","v":0},{"$f":"($T$32-0.64*$T$32)/14*($AC$288-7)+$T$32","v":0},{"$f":"($T$32-0.64*$T$32)/14*($AD$288-7)+$T$32","v":0},{"$f":"($T$32-0.64*$T$32)/14*($AE$288-7)+$T$32","v":0},{"$f":"($T$32-0.64*$T$32)/14*($AF$288-7)+$T$32","v":0},{"$f":"($T$32-0.64*$T$32)/14*($AG$288-7)+$T$32","v":0},{"$f":"($T$32-0.64*$T$32)/14*($AH$288-7)+$T$32","v":0},{"$f":"($T$32-0.64*$T$32)/14*($AI$288-7)+$T$32","v":0},{"$f":"($T$32-0.64*$T$32)/14*($AJ$288-7)+$T$32","v":0},{"$f":"($T$32-0.64*$T$32)/14*($AK$288-7)+$T$32","v":0},{"$f":"($T$32-0.64*$T$32)/14*($AL$288-7)+$T$32","v":0},{"$f":"($T$32-0.64*$T$32)/14*($AM$288-7)+$T$32","v":0},{"$f":"($T$32-0.64*$T$32)/14*($AN$288-7)+$T$32","v":0},{"$f":"($T$32-0.64*$T$32)/14*($AO$288-7)+$T$32","v":0},{"$f":"($T$32-0.64*$T$32)/14*($AP$288-7)+$T$32","v":0},{"$f":"($T$32-0.64*$T$32)/14*($AQ$288-7)+$T$32","v":0},{"$f":"($T$32-0.64*$T$32)/14*($AR$288-7)+$T$32","v":0},{"$f":"($T$32-0.64*$T$32)/14*($AS$288-7)+$T$32","v":0},"暖房能力","Φw"]
[null,null,"暖房消費電力",{"$f":"($T$36-0.82*$T$33)/9*(D$288-7)+$T$36","v":0},0,0,0,0,0,0,0,0,0,0,0,{"$f":"($T$33-0.82*$T$33)/14*($P$288-7)+$T$33","v":0},{"$f":"($T$33-0.82*$T$33)/14*($Q$288-7)+$T$33","v":0},{"$f":"($T$33-0.82*$T$33)/14*($R$288-7)+$T$33","v":0},{"$f":"($T$33-0.82*$T$33)/14*($S$288-7)+$T$33","v":0},{"$f":"($T$33-0.82*$T$33)/14*($T$288-7)+$T$33","v":0},{"$f":"($T$33-0.82*$T$33)/14*($U$288-7)+$T$33","v":0},{"$f":"($T$33-0.82*$T$33)/14*($V$288-7)+$T$33","v":0},{"$f":"($T$33-0.82*$T$33)/14*($W$288-7)+$T$33","v":0},{"$f":"($T$33-0.82*$T$33)/14*($X$288-7)+$T$33","v":0},{"$f":"($T$33-0.82*$T$33)/14*($Y$288-7)+$T$33","v":0},{"$f":"($T$33-0.82*$T$33)/14*($Z$288-7)+$T$33","v":0},{"$f":"($T$33-0.82*$T$33)/14*($AA$288-7)+$T$33","v":0},{"$f":"($T$33-0.82*$T$33)/14*($AB$288-7)+$T$33","v":0},{"$f":"($T$33-0.82*$T$33)/14*($AC$288-7)+$T$33","v":0},{"$f":"($T$33-0.82*$T$33)/14*($AD$288-7)+$T$33","v":0},{"$f":"($T$33-0.82*$T$33)/14*($AE$288-7)+$T$33","v":0},{"$f":"($T$33-0.82*$T$33)/14*($AF$288-7)+$T$33","v":0},{"$f":"($T$33-0.82*$T$33)/14*($AG$288-7)+$T$33","v":0},{"$f":"($T$33-0.82*$T$33)/14*($AH$288-7)+$T$33","v":0},{"$f":"($T$33-0.82*$T$33)/14*($AI$288-7)+$T$33","v":0},{"$f":"($T$33-0.82*$T$33)/14*($AJ$288-7)+$T$33","v":0},{"$f":"($T$33-0.82*$T$33)/14*($AK$288-7)+$T$33","v":0},{"$f":"($T$33-0.82*$T$33)/14*($AL$288-7)+$T$33","v":0},{"$f":"($T$33-0.82*$T$33)/14*($AM$288-7)+$T$33","v":0},{"$f":"($T$33-0.82*$T$33)/14*($AN$288-7)+$T$33","v":0},{"$f":"($T$33-0.82*$T$33)/14*($AO$288-7)+$T$33","v":0},{"$f":"($T$33-0.82*$T$33)/14*($AP$288-7)+$T$33","v":0},{"$f":"($T$33-0.82*$T$33)/14*($AQ$288-7)+$T$33","v":0},{"$f":"($T$33-0.82*$T$33)/14*($AR$288-7)+$T$33","v":0},{"$f":"($T$33-0.82*$T$33)/14*($AS$288-7)+$T$33","v":0},"消費電力","Pw"]
[null,null,"暖房COP",{"$f":"D$323/D$324","v":{"$error":"#DIV/0!"}},{"$f":"E$323/E$324","v":{"$error":"#DIV/0!"}},{"$error":"#DIV/0!"},{"$error":"#DIV/0!"},{"$error":"#DIV/0!"},{"$error":"#DIV/0!"},{"$error":"#DIV/0!"},{"$error":"#DIV/0!"},{"$error":"#DIV/0!"},{"$error":"#DIV/0!"},{"$error":"#DIV/0!"},{"$error":"#DIV/0!"},{"$error":"#DIV/0!"},{"$error":"#DIV/0!"},{"$error":"#DIV/0!"},{"$error":"#DIV/0!"},{"$error":"#DIV/0!"},{"$error":"#DIV/0!"},{"$error":"#DIV/0!"},{"$error":"#DIV/0!"},{"$error":"#DIV/0!"},{"$error":"#DIV/0!"},{"$error":"#DIV/0!"},{"$error":"#DIV/0!"},{"$error":"#DIV/0!"},{"$error":"#DIV/0!"},{"$error":"#DIV/0!"},{"$error":"#DIV/0!"},{"$error":"#DIV/0!"},{"$error":"#DIV/0!"},{"$error":"#DIV/0!"},{"$error":"#DIV/0!"},{"$error":"#DIV/0!"},{"$error":"#DIV/0!"},{"$error":"#DIV/0!"},{"$error":"#DIV/0!"},{"$error":"#DIV/0!"},{"$error":"#DIV/0!"},{"$error":"#DIV/0!"},{"$error":"#DIV/0!"},{"$error":"#DIV/0!"},{"$error":"#DIV/0!"},"暖房COP","σw"]
[null,null,"暖房COP比",{"$f":"$D325/$Q325","v":{"$error":"#DIV/0!"}},{"$f":"$E325/$Q325","v":{"$error":"#DIV/0!"}},{"$f":"$F325/$Q325","v":{"$error":"#DIV/0!"}},{"$f":"$G325/$Q325","v":{"$error":"#DIV/0!"}},{"$f":"$H325/$Q325","v":{"$error":"#DIV/0!"}},{"$f":"$I325/$Q325","v":{"$error":"#DIV/0!"}},{"$f":"$J325/$Q325","v":{"$error":"#DIV/0!"}},{"$f":"$K325/$Q325","v":{"$error":"#DIV/0!"}},{"$f":"$L325/$Q325","v":{"$error":"#DIV/0!"}},{"$f":"$M325/$Q325","v":{"$error":"#DIV/0!"}},{"$f":"$N325/$Q325","v":{"$error":"#DIV/0!"}},{"$f":"$O325/$Q325","v":{"$error":"#DIV/0!"}},{"$f":"$P325/$Q325","v":{"$error":"#DIV/0!"}},{"$f":"$Q325/$Q325","v":{"$error":"#DIV/0!"}},{"$f":"$R325/$Q325","v":{"$error":"#DIV/0!"}},{"$f":"$S325/$Q325","v":{"$error":"#DIV/0!"}},{"$f":"$T325/$Q325","v":{"$error":"#DIV/0!"}},{"$f":"$U325/$Q325","v":{"$error":"#DIV/0!"}},{"$f":"$V325/$Q325","v":{"$error":"#DIV/0!"}},{"$f":"$W325/$Q325","v":{"$error":"#DIV/0!"}},{"$f":"$X325/$Q325","v":{"$error":"#DIV/0!"}},{"$f":"$Y325/$Q325","v":{"$error":"#DIV/0!"}},{"$f":"$Z325/$Q325","v":{"$error":"#DIV/0!"}},{"$f":"$AA325/$Q325","v":{"$error":"#DIV/0!"}},{"$f":"$AB325/$Q325","v":{"$error":"#DIV/0!"}},{"$f":"$AC325/$Q325","v":{"$error":"#DIV/0!"}},{"$f":"$AD325/$Q325","v":{"$error":"#DIV/0!"}},{"$f":"$AE325/$Q325","v":{"$error":"#DIV/0!"}},{"$f":"$AF325/$Q325","v":{"$error":"#DIV/0!"}},{"$f":"$AG325/$Q325","v":{"$error":"#DIV/0!"}},{"$f":"$AH325/$Q325","v":{"$error":"#DIV/0!"}},{"$f":"$AI325/$Q325","v":{"$error":"#DIV/0!"}},{"$f":"$AJ325/$Q325","v":{"$error":"#DIV/0!"}},{"$f":"$AK325/$Q325","v":{"$error":"#DIV/0!"}},{"$f":"$AL325/$Q325","v":{"$error":"#DIV/0!"}},{"$f":"$AM325/$Q325","v":{"$error":"#DIV/0!"}},{"$f":"$AN325/$Q325","v":{"$error":"#DIV/0!"}},{"$f":"$AO325/$Q325","v":{"$error":"#DIV/0!"}},{"$f":"$AP325/$Q325","v":{"$error":"#DIV/0!"}},{"$f":"$AQ325/$Q325","v":{"$error":"#DIV/0!"}},{"$f":"$AR325/$Q325","v":{"$error":"#DIV/0!"}},{"$f":"$AS325/$Q325","v":{"$error":"#DIV/0!"}},"暖房COP比","βw"]
[null,null,"Σ",{"$f":"($AB$26/$T$37)*D$322*D$301*D$426","v":{"$error":"#VALUE!"}},{"$f":"($AB$26/$T$37)*E$322*E$301*E$426","v":{"$error":"#VALUE!"}},{"$error":"#VALUE!"},{"$error":"#VALUE!"},{"$error":"#VALUE!"},{"$error":"#VALUE!"},{"$error":"#VALUE!"},{"$error":"#VALUE!"},{"$error":"#VALUE!"},{"$error":"#VALUE!"},{"$error":"#VALUE!"},{"$error":"#VALUE!"},{"$f":"($AB$26/$T$34)*P$322*P$301*P$426","v":{"$error":"#VALUE!"}},{"$error":"#VALUE!"},{"$error":"#VALUE!"},{"$error":"#VALUE!"},{"$error":"#VALUE!"},{"$error":"#VALUE!"},{"$error":"#VALUE!"},{"$error":"#VALUE!"},{"$error":"#VALUE!"},{"$error":"#VALUE!"},{"$error":"#VALUE!"},{"$error":"#VALUE!"},{"$error":"#VALUE!"},{"$error":"#VALUE!"},{"$error":"#VALUE!"},{"$error":"#VALUE!"},{"$error":"#VALUE!"},{"$error":"#VALUE!"},{"$error":"#VALUE!"},{"$error":"#VALUE!"},{"$error":"#VALUE!"},{"$error":"#VALUE!"},{"$error":"#VALUE!"},{"$error":"#VALUE!"},{"$error":"#VALUE!"},{"$error":"#VALUE!"},{"$error":"#VALUE!"},{"$error":"#VALUE!"},{"$error":"#VALUE!"},{"$error":"#VALUE!"},{"$f":"SUM($D327:$AS327)","v":{"$error":"#VALUE!"}},"Σ"]
[null,"前5","暖房時消費電力比",{"$f":"D$302/D$332","v":{"$error":"#DIV/0!"}},{"$f":"E$302/E$332","v":{"$error":"#DIV/0!"}},{"$error":"#DIV/0!"},{"$error":"#DIV/0!"},{"$error":"#DIV/0!"},{"$error":"#DIV/0!"},{"$error":"#DIV/0!"},{"$error":"#DIV/0!"},{"$error":"#DIV/0!"},{"$error":"#DIV/0!"},{"$error":"#DIV/0!"},{"$error":"#DIV/0!"},{"$error":"#DIV/0!"},{"$error":"#DIV/0!"},{"$error":"#DIV/0!"},{"$error":"#DIV/0!"},{"$error":"#DIV/0!"},{"$error":"#DIV/0!"},{"$error":"#DIV/0!"},{"$error":"#DIV/0!"},{"$error":"#DIV/0!"},{"$error":"#DIV/0!"},{"$error":"#DIV/0!"},{"$error":"#DIV/0!"},{"$error":"#DIV/0!"},{"$error":"#DIV/0!"},{"$error":"#DIV/0!"},{"$error":"#DIV/0!"},{"$error":"#DIV/0!"},{"$error":"#DIV/0!"},{"$error":"#DIV/0!"},{"$error":"#DIV/0!"},{"$error":"#DIV/0!"},{"$error":"#DIV/0!"},{"$error":"#DIV/0!"},{"$error":"#DIV/0!"},{"$error":"#DIV/0!"},{"$error":"#DIV/0!"},{"$error":"#DIV/0!"},{"$error":"#DIV/0!"},{"$error":"#DIV/0!"},{"$error":"#DIV/0!"},"暖房時消費電力比","εw"]
[null,null,"暖房能力",{"$f":"($U$35-0.64*$U$32)/9*(D$288-7)+$U$35","v":0},0,0,0,0,0,0,0,0,0,0,0,{"$f":"($U$32-0.64*$U$32)/14*($P$288-7)+$U$32","v":0},{"$f":"($U$32-0.64*$U$32)/14*($Q$288-7)+$U$32","v":0},{"$f":"($U$32-0.64*$U$32)/14*($R$288-7)+$U$32","v":0},{"$f":"($U$32-0.64*$U$32)/14*($S$288-7)+$U$32","v":0},{"$f":"($U$32-0.64*$U$32)/14*($T$288-7)+$U$32","v":0},{"$f":"($U$32-0.64*$U$32)/14*($U$288-7)+$U$32","v":0},{"$f":"($U$32-0.64*$U$32)/14*($V$288-7)+$U$32","v":0},{"$f":"($U$32-0.64*$U$32)/14*($W$288-7)+$U$32","v":0},{"$f":"($U$32-0.64*$U$32)/14*($X$288-7)+$U$32","v":0},{"$f":"($U$32-0.64*$U$32)/14*($Y$288-7)+$U$32","v":0},{"$f":"($U$32-0.64*$U$32)/14*($Z$288-7)+$U$32","v":0},{"$f":"($U$32-0.64*$U$32)/14*($AA$288-7)+$U$32","v":0},{"$f":"($U$32-0.64*$U$32)/14*($AB$288-7)+$U$32","v":0},{"$f":"($U$32-0.64*$U$32)/14*($AC$288-7)+$U$32","v":0},{"$f":"($U$32-0.64*$U$32)/14*($AD$288-7)+$U$32","v":0},{"$f":"($U$32-0.64*$U$32)/14*($AE$288-7)+$U$32","v":0},{"$f":"($U$32-0.64*$U$32)/14*($AF$288-7)+$U$32","v":0},{"$f":"($U$32-0.64*$U$32)/14*($AG$288-7)+$U$32","v":0},{"$f":"($U$32-0.64*$U$32)/14*($AH$288-7)+$U$32","v":0},{"$f":"($U$32-0.64*$U$32)/14*($AI$288-7)+$U$32","v":0},{"$f":"($U$32-0.64*$U$32)/14*($AJ$288-7)+$U$32","v":0},{"$f":"($U$32-0.64*$U$32)/14*($AK$288-7)+$U$32","v":0},{"$f":"($U$32-0.64*$U$32)/14*($AL$288-7)+$U$32","v":0},{"$f":"($U$32-0.64*$U$32)/14*($AM$288-7)+$U$32","v":0},{"$f":"($U$32-0.64*$U$32)/14*($AN$288-7)+$U$32","v":0},{"$f":"($U$32-0.64*$U$32)/14*($AO$288-7)+$U$32","v":0},{"$f":"($U$32-0.64*$U$32)/14*($AP$288-7)+$U$32","v":0},{"$f":"($U$32-0.64*$U$32)/14*($AQ$288-7)+$U$32","v":0},{"$f":"($U$32-0.64*$U$32)/14*($AR$288-7)+$U$32","v":0},{"$f":"($U$32-0.64*$U$32)/14*($AS$288-7)+$U$32","v":0},"暖房能力","Φw"]
[null,null,"暖房消費電力",{"$f":"($U$36-0.82*$U$33)/9*(D$288-7)+$U$36","v":0},0,0,0,0,0,0,0,0,0,0,0,{"$f":"($U$33-0.82*$U$33)/14*($P$288-7)+$U$33","v":0},{"$f":"($U$33-0.82*$U$33)/14*($Q$288-7)+$U$33","v":0},{"$f":"($U$33-0.82*$U$33)/14*($R$288-7)+$U$33","v":0},{"$f":"($U$33-0.82*$U$33)/14*($S$288-7)+$U$33","v":0},{"$f":"($U$33-0.82*$U$33)/14*($T$288-7)+$U$33","v":0},{"$f":"($U$33-0.82*$U$33)/14*($U$288-7)+$U$33","v":0},{"$f":"($U$33-0.82*$U$33)/14*($V$288-7)+$U$33","v":0},{"$f":"($U$33-0.82*$U$33)/14*($W$288-7)+$U$33","v":0},{"$f":"($U$33-0.82*$U$33)/14*($X$288-7)+$U$33","v":0},{"$f":"($U$33-0.82*$U$33)/14*($Y$288-7)+$U$33","v":0},{"$f":"($U$33-0.82*$U$33)/14*($Z$288-7)+$U$33","v":0},{"$f":"($U$33-0.82*$U$33)/14*($AA$288-7)+$U$33","v":0},{"$f":"($U$33-0.82*$U$33)/14*($AB$288-7)+$U$33","v":0},{"$f":"($U$33-0.82*$U$33)/14*($AC$288-7)+$U$33","v":0},{"$f":"($U$33-0.82*$U$33)/14*($AD$288-7)+$U$33","v":0},{"$f":"($U$33-0.82*$U$33)/14*($AE$288-7)+$U$33","v":0},{"$f":"($U$33-0.82*$U$33)/14*($AF$288-7)+$U$33","v":0},{"$f":"($U$33-0.82*$U$33)/14*($AG$288-7)+$U$33","v":0},{"$f":"($U$33-0.82*$U$33)/14*($AH$288-7)+$U$33","v":0},{"$f":"($U$33-0.82*$U$33)/14*($AI$288-7)+$U$33","v":0},{"$f":"($U$33-0.82*$U$33)/14*($AJ$288-7)+$U$33","v":0},{"$f":"($U$33-0.82*$U$33)/14*($AK$288-7)+$U$33","v":0},{"$f":"($U$33-0.82*$U$33)/14*($AL$288-7)+$U$33","v":0},{"$f":"($U$33-0.82*$U$33)/14*($AM$288-7)+$U$33","v":0},{"$f":"($U$33-0.82*$U$33)/14*($AN$288-7)+$U$33","v":0},{"$f":"($U$33-0.82*$U$33)/14*($AO$288-7)+$U$33","v":0},{"$f":"($U$33-0.82*$U$33)/14*($AP$288-7)+$U$33","v":0},{"$f":"($U$33-0.82*$U$33)/14*($AQ$288-7)+$U$33","v":0},{"$f":"($U$33-0.82*$U$33)/14*($AR$288-7)+$U$33","v":0},{"$f":"($U$33-0.82*$U$33)/14*($AS$288-7)+$U$33","v":0},"消費電力","Pw"]
[null,null,"暖房COP",{"$f":"D$329/D$330","v":{"$error":"#DIV/0!"}},{"$f":"E$329/E$330","v":{"$error":"#DIV/0!"}},{"$error":"#DIV/0!"},{"$error":"#DIV/0!"},{"$error":"#DIV/0!"},{"$error":"#DIV/0!"},{"$error":"#DIV/0!"},{"$error":"#DIV/0!"},{"$error":"#DIV/0!"},{"$error":"#DIV/0!"},{"$error":"#DIV/0!"},{"$error":"#DIV/0!"},{"$error":"#DIV/0!"},{"$error":"#DIV/0!"},{"$error":"#DIV/0!"},{"$error":"#DIV/0!"},{"$error":"#DIV/0!"},{"$error":"#DIV/0!"},{"$error":"#DIV/0!"},{"$error":"#DIV/0!"},{"$error":"#DIV/0!"},{"$error":"#DIV/0!"},{"$error":"#DIV/0!"},{"$error":"#DIV/0!"},{"$error":"#DIV/0!"},{"$error":"#DIV/0!"},{"$error":"#DIV/0!"},{"$error":"#DIV/0!"},{"$error":"#DIV/0!"},{"$error":"#DIV/0!"},{"$error":"#DIV/0!"},{"$error":"#DIV/0!"},{"$error":"#DIV/0!"},{"$error":"#DIV/0!"},{"$error":"#DIV/0!"},{"$error":"#DIV/0!"},{"$error":"#DIV/0!"},{"$error":"#DIV/0!"},{"$error":"#DIV/0!"},{"$error":"#DIV/0!"},{"$error":"#DIV/0!"},{"$error":"#DIV/0!"},"暖房COP","σw"]
[null,null,"暖房COP比",{"$f":"$D331/$Q331","v":{"$error":"#DIV/0!"}},{"$f":"$E331/$Q331","v":{"$error":"#DIV/0!"}},{"$f":"$F331/$Q331","v":{"$error":"#DIV/0!"}},{"$f":"$G331/$Q331","v":{"$error":"#DIV/0!"}},{"$f":"$H331/$Q331","v":{"$error":"#DIV/0!"}},{"$f":"$I331/$Q331","v":{"$error":"#DIV/0!"}},{"$f":"$J331/$Q331","v":{"$error":"#DIV/0!"}},{"$f":"$K331/$Q331","v":{"$error":"#DIV/0!"}},{"$f":"$L331/$Q331","v":{"$error":"#DIV/0!"}},{"$f":"$M331/$Q331","v":{"$error":"#DIV/0!"}},{"$f":"$N331/$Q331","v":{"$error":"#DIV/0!"}},{"$f":"$O331/$Q331","v":{"$error":"#DIV/0!"}},{"$f":"$P331/$Q331","v":{"$error":"#DIV/0!"}},{"$f":"$Q331/$Q331","v":{"$error":"#DIV/0!"}},{"$f":"$R331/$Q331","v":{"$error":"#DIV/0!"}},{"$f":"$S331/$Q331","v":{"$error":"#DIV/0!"}},{"$f":"$T331/$Q331","v":{"$error":"#DIV/0!"}},{"$f":"$U331/$Q331","v":{"$error":"#DIV/0!"}},{"$f":"$V331/$Q331","v":{"$error":"#DIV/0!"}},{"$f":"$W331/$Q331","v":{"$error":"#DIV/0!"}},{"$f":"$X331/$Q331","v":{"$error":"#DIV/0!"}},{"$f":"$Y331/$Q331","v":{"$error":"#DIV/0!"}},{"$f":"$Z331/$Q331","v":{"$error":"#DIV/0!"}},{"$f":"$AA331/$Q331","v":{"$error":"#DIV/0!"}},{"$f":"$AB331/$Q331","v":{"$error":"#DIV/0!"}},{"$f":"$AC331/$Q331","v":{"$error":"#DIV/0!"}},{"$f":"$AD331/$Q331","v":{"$error":"#DIV/0!"}},{"$f":"$AE331/$Q331","v":{"$error":"#DIV/0!"}},{"$f":"$AF331/$Q331","v":{"$error":"#DIV/0!"}},{"$f":"$AG331/$Q331","v":{"$error":"#DIV/0!"}},{"$f":"$AH331/$Q331","v":{"$error":"#DIV/0!"}},{"$f":"$AI331/$Q331","v":{"$error":"#DIV/0!"}},{"$f":"$AJ331/$Q331","v":{"$error":"#DIV/0!"}},{"$f":"$AK331/$Q331","v":{"$error":"#DIV/0!"}},{"$f":"$AL331/$Q331","v":{"$error":"#DIV/0!"}},{"$f":"$AM331/$Q331","v":{"$error":"#DIV/0!"}},{"$f":"$AN331/$Q331","v":{"$error":"#DIV/0!"}},{"$f":"$AO331/$Q331","v":{"$error":"#DIV/0!"}},{"$f":"$AP331/$Q331","v":{"$error":"#DIV/0!"}},{"$f":"$AQ331/$Q331","v":{"$error":"#DIV/0!"}},{"$f":"$AR331/$Q331","v":{"$error":"#DIV/0!"}},{"$f":"$AS331/$Q331","v":{"$error":"#DIV/0!"}},"暖房COP比","βw"]
[null,null,"Σ",{"$f":"($AB$26/$U$37)*D$328*D$301*D$426","v":{"$error":"#VALUE!"}},{"$f":"($AB$26/$U$37)*E$328*E$301*E$426","v":{"$error":"#VALUE!"}},{"$error":"#VALUE!"},{"$error":"#VALUE!"},{"$error":"#VALUE!"},{"$error":"#VALUE!"},{"$error":"#VALUE!"},{"$error":"#VALUE!"},{"$error":"#VALUE!"},{"$error":"#VALUE!"},{"$error":"#VALUE!"},{"$error":"#VALUE!"},{"$f":"($AB$26/$U$34)*P$328*P$301*P$426","v":{"$error":"#VALUE!"}},{"$error":"#VALUE!"},{"$error":"#VALUE!"},{"$error":"#VALUE!"},{"$error":"#VALUE!"},{"$error":"#VALUE!"},{"$error":"#VALUE!"},{"$error":"#VALUE!"},{"$error":"#VALUE!"},{"$error":"#VALUE!"},{"$error":"#VALUE!"},{"$error":"#VALUE!"},{"$error":"#VALUE!"},{"$error":"#VALUE!"},{"$error":"#VALUE!"},{"$error":"#VALUE!"},{"$error":"#VALUE!"},{"$error":"#VALUE!"},{"$error":"#VALUE!"},{"$error":"#VALUE!"},{"$error":"#VALUE!"},{"$error":"#VALUE!"},{"$error":"#VALUE!"},{"$error":"#VALUE!"},{"$error":"#VALUE!"},{"$error":"#VALUE!"},{"$error":"#VALUE!"},{"$error":"#VALUE!"},{"$error":"#VALUE!"},{"$error":"#VALUE!"},{"$f":"SUM($D333:$AS333)","v":{"$error":"#VALUE!"}},"Σ"]
[null,"前6","暖房時消費電力比",{"$f":"D$302/D$338","v":{"$error":"#DIV/0!"}},{"$f":"E$302/E$338","v":{"$error":"#DIV/0!"}},{"$error":"#DIV/0!"},{"$error":"#DIV/0!"},{"$error":"#DIV/0!"},{"$error":"#DIV/0!"},{"$error":"#DIV/0!"},{"$error":"#DIV/0!"},{"$error":"#DIV/0!"},{"$error":"#DIV/0!"},{"$error":"#DIV/0!"},{"$error":"#DIV/0!"},{"$error":"#DIV/0!"},{"$error":"#DIV/0!"},{"$error":"#DIV/0!"},{"$error":"#DIV/0!"},{"$error":"#DIV/0!"},{"$error":"#DIV/0!"},{"$error":"#DIV/0!"},{"$error":"#DIV/0!"},{"$error":"#DIV/0!"},{"$error":"#DIV/0!"},{"$error":"#DIV/0!"},{"$error":"#DIV/0!"},{"$error":"#DIV/0!"},{"$error":"#DIV/0!"},{"$error":"#DIV/0!"},{"$error":"#DIV/0!"},{"$error":"#DIV/0!"},{"$error":"#DIV/0!"},{"$error":"#DIV/0!"},{"$error":"#DIV/0!"},{"$error":"#DIV/0!"},{"$error":"#DIV/0!"},{"$error":"#DIV/0!"},{"$error":"#DIV/0!"},{"$error":"#DIV/0!"},{"$error":"#DIV/0!"},{"$error":"#DIV/0!"},{"$error":"#DIV/0!"},{"$error":"#DIV/0!"},{"$error":"#DIV/0!"},"暖房時消費電力比","εw"]
[null,null,"暖房能力",{"$f":"($V$35-0.64*$V$32)/9*(D$288-7)+$V$35","v":0},0,0,0,0,0,0,0,0,0,0,0,{"$f":"($V$32-0.64*$V$32)/14*($P$288-7)+$V$32","v":0},{"$f":"($V$32-0.64*$V$32)/14*($Q$288-7)+$V$32","v":0},{"$f":"($V$32-0.64*$V$32)/14*($R$288-7)+$V$32","v":0},{"$f":"($V$32-0.64*$V$32)/14*($S$288-7)+$V$32","v":0},{"$f":"($V$32-0.64*$V$32)/14*($T$288-7)+$V$32","v":0},{"$f":"($V$32-0.64*$V$32)/14*($U$288-7)+$V$32","v":0},{"$f":"($V$32-0.64*$V$32)/14*($V$288-7)+$V$32","v":0},{"$f":"($V$32-0.64*$V$32)/14*($W$288-7)+$V$32","v":0},{"$f":"($V$32-0.64*$V$32)/14*($X$288-7)+$V$32","v":0},{"$f":"($V$32-0.64*$V$32)/14*($Y$288-7)+$V$32","v":0},{"$f":"($V$32-0.64*$V$32)/14*($Z$288-7)+$V$32","v":0},{"$f":"($V$32-0.64*$V$32)/14*($AA$288-7)+$V$32","v":0},{"$f":"($V$32-0.64*$V$32)/14*($AB$288-7)+$V$32","v":0},{"$f":"($V$32-0.64*$V$32)/14*($AC$288-7)+$V$32","v":0},{"$f":"($V$32-0.64*$V$32)/14*($AD$288-7)+$V$32","v":0},{"$f":"($V$32-0.64*$V$32)/14*($AE$288-7)+$V$32","v":0},{"$f":"($V$32-0.64*$V$32)/14*($AF$288-7)+$V$32","v":0},{"$f":"($V$32-0.64*$V$32)/14*($AG$288-7)+$V$32","v":0},{"$f":"($V$32-0.64*$V$32)/14*($AH$288-7)+$V$32","v":0},{"$f":"($V$32-0.64*$V$32)/14*($AI$288-7)+$V$32","v":0},{"$f":"($V$32-0.64*$V$32)/14*($AJ$288-7)+$V$32","v":0},{"$f":"($V$32-0.64*$V$32)/14*($AK$288-7)+$V$32","v":0},{"$f":"($V$32-0.64*$V$32)/14*($AL$288-7)+$V$32","v":0},{"$f":"($V$32-0.64*$V$32)/14*($AM$288-7)+$V$32","v":0},{"$f":"($V$32-0.64*$V$32)/14*($AN$288-7)+$V$32","v":0},{"$f":"($V$32-0.64*$V$32)/14*($AO$288-7)+$V$32","v":0},{"$f":"($V$32-0.64*$V$32)/14*($AP$288-7)+$V$32","v":0},{"$f":"($V$32-0.64*$V$32)/14*($AQ$288-7)+$V$32","v":0},{"$f":"($V$32-0.64*$V$32)/14*($AR$288-7)+$V$32","v":0},{"$f":"($V$32-0.64*$V$32)/14*($AS$288-7)+$V$32","v":0},"暖房能力","Φw"]
[null,null,"暖房消費電力",{"$f":"($V$36-0.82*$V$33)/9*(D$288-7)+$V$36","v":0},0,0,0,0,0,0,0,0,0,0,0,{"$f":"($V$33-0.82*$V$33)/14*($P$288-7)+$V$33","v":0},{"$f":"($V$33-0.82*$V$33)/14*($Q$288-7)+$V$33","v":0},{"$f":"($V$33-0.82*$V$33)/14*($R$288-7)+$V$33","v":0},{"$f":"($V$33-0.82*$V$33)/14*($S$288-7)+$V$33","v":0},{"$f":"($V$33-0.82*$V$33)/14*($T$288-7)+$V$33","v":0},{"$f":"($V$33-0.82*$V$33)/14*($U$288-7)+$V$33","v":0},{"$f":"($V$33-0.82*$V$33)/14*($V$288-7)+$V$33","v":0},{"$f":"($V$33-0.82*$V$33)/14*($W$288-7)+$V$33","v":0},{"$f":"($V$33-0.82*$V$33)/14*($X$288-7)+$V$33","v":0},{"$f":"($V$33-0.82*$V$33)/14*($Y$288-7)+$V$33","v":0},{"$f":"($V$33-0.82*$V$33)/14*($Z$288-7)+$V$33","v":0},{"$f":"($V$33-0.82*$V$33)/14*($AA$288-7)+$V$33","v":0},{"$f":"($V$33-0.82*$V$33)/14*($AB$288-7)+$V$33","v":0},{"$f":"($V$33-0.82*$V$33)/14*($AC$288-7)+$V$33","v":0},{"$f":"($V$33-0.82*$V$33)/14*($AD$288-7)+$V$33","v":0},{"$f":"($V$33-0.82*$V$33)/14*($AE$288-7)+$V$33","v":0},{"$f":"($V$33-0.82*$V$33)/14*($AF$288-7)+$V$33","v":0},{"$f":"($V$33-0.82*$V$33)/14*($AG$288-7)+$V$33","v":0},{"$f":"($V$33-0.82*$V$33)/14*($AH$288-7)+$V$33","v":0},{"$f":"($V$33-0.82*$V$33)/14*($AI$288-7)+$V$33","v":0},{"$f":"($V$33-0.82*$V$33)/14*($AJ$288-7)+$V$33","v":0},{"$f":"($V$33-0.82*$V$33)/14*($AK$288-7)+$V$33","v":0},{"$f":"($V$33-0.82*$V$33)/14*($AL$288-7)+$V$33","v":0},{"$f":"($V$33-0.82*$V$33)/14*($AM$288-7)+$V$33","v":0},{"$f":"($V$33-0.82*$V$33)/14*($AN$288-7)+$V$33","v":0},{"$f":"($V$33-0.82*$V$33)/14*($AO$288-7)+$V$33","v":0},{"$f":"($V$33-0.82*$V$33)/14*($AP$288-7)+$V$33","v":0},{"$f":"($V$33-0.82*$V$33)/14*($AQ$288-7)+$V$33","v":0},{"$f":"($V$33-0.82*$V$33)/14*($AR$288-7)+$V$33","v":0},{"$f":"($V$33-0.82*$V$33)/14*($AS$288-7)+$V$33","v":0},"消費電力","Pw"]
[null,null,"暖房COP",{"$f":"D$335/D$336","v":{"$error":"#DIV/0!"}},{"$f":"E$335/E$336","v":{"$error":"#DIV/0!"}},{"$error":"#DIV/0!"},{"$error":"#DIV/0!"},{"$error":"#DIV/0!"},{"$error":"#DIV/0!"},{"$error":"#DIV/0!"},{"$error":"#DIV/0!"},{"$error":"#DIV/0!"},{"$error":"#DIV/0!"},{"$error":"#DIV/0!"},{"$error":"#DIV/0!"},{"$error":"#DIV/0!"},{"$error":"#DIV/0!"},{"$error":"#DIV/0!"},{"$error":"#DIV/0!"},{"$error":"#DIV/0!"},{"$error":"#DIV/0!"},{"$error":"#DIV/0!"},{"$error":"#DIV/0!"},{"$error":"#DIV/0!"},{"$error":"#DIV/0!"},{"$error":"#DIV/0!"},{"$error":"#DIV/0!"},{"$error":"#DIV/0!"},{"$error":"#DIV/0!"},{"$error":"#DIV/0!"},{"$error":"#DIV/0!"},{"$error":"#DIV/0!"},{"$error":"#DIV/0!"},{"$error":"#DIV/0!"},{"$error":"#DIV/0!"},{"$error":"#DIV/0!"},{"$error":"#DIV/0!"},{"$error":"#DIV/0!"},{"$error":"#DIV/0!"},{"$error":"#DIV/0!"},{"$error":"#DIV/0!"},{"$error":"#DIV/0!"},{"$error":"#DIV/0!"},{"$error":"#DIV/0!"},{"$error":"#DIV/0!"},"暖房COP","σw"]
[null,null,"暖房COP比",{"$f":"$D337/$Q337","v":{"$error":"#DIV/0!"}},{"$f":"$E337/$Q337","v":{"$error":"#DIV/0!"}},{"$f":"$F337/$Q337","v":{"$error":"#DIV/0!"}},{"$f":"$G337/$Q337","v":{"$error":"#DIV/0!"}},{"$f":"$H337/$Q337","v":{"$error":"#DIV/0!"}},{"$f":"$I337/$Q337","v":{"$error":"#DIV/0!"}},{"$f":"$J337/$Q337","v":{"$error":"#DIV/0!"}},{"$f":"$K337/$Q337","v":{"$error":"#DIV/0!"}},{"$f":"$L337/$Q337","v":{"$error":"#DIV/0!"}},{"$f":"$M337/$Q337","v":{"$error":"#DIV/0!"}},{"$f":"$N337/$Q337","v":{"$error":"#DIV/0!"}},{"$f":"$O337/$Q337","v":{"$error":"#DIV/0!"}},{"$f":"$P337/$Q337","v":{"$error":"#DIV/0!"}},{"$f":"$Q337/$Q337","v":{"$error":"#DIV/0!"}},{"$f":"$R337/$Q337","v":{"$error":"#DIV/0!"}},{"$f":"$S337/$Q337","v":{"$error":"#DIV/0!"}},{"$f":"$T337/$Q337","v":{"$error":"#DIV/0!"}},{"$f":"$U337/$Q337","v":{"$error":"#DIV/0!"}},{"$f":"$V337/$Q337","v":{"$error":"#DIV/0!"}},{"$f":"$W337/$Q337","v":{"$error":"#DIV/0!"}},{"$f":"$X337/$Q337","v":{"$error":"#DIV/0!"}},{"$f":"$Y337/$Q337","v":{"$error":"#DIV/0!"}},{"$f":"$Z337/$Q337","v":{"$error":"#DIV/0!"}},{"$f":"$AA337/$Q337","v":{"$error":"#DIV/0!"}},{"$f":"$AB337/$Q337","v":{"$error":"#DIV/0!"}},{"$f":"$AC337/$Q337","v":{"$error":"#DIV/0!"}},{"$f":"$AD337/$Q337","v":{"$error":"#DIV/0!"}},{"$f":"$AE337/$Q337","v":{"$error":"#DIV/0!"}},{"$f":"$AF337/$Q337","v":{"$error":"#DIV/0!"}},{"$f":"$AG337/$Q337","v":{"$error":"#DIV/0!"}},{"$f":"$AH337/$Q337","v":{"$error":"#DIV/0!"}},{"$f":"$AI337/$Q337","v":{"$error":"#DIV/0!"}},{"$f":"$AJ337/$Q337","v":{"$error":"#DIV/0!"}},{"$f":"$AK337/$Q337","v":{"$error":"#DIV/0!"}},{"$f":"$AL337/$Q337","v":{"$error":"#DIV/0!"}},{"$f":"$AM337/$Q337","v":{"$error":"#DIV/0!"}},{"$f":"$AN337/$Q337","v":{"$error":"#DIV/0!"}},{"$f":"$AO337/$Q337","v":{"$error":"#DIV/0!"}},{"$f":"$AP337/$Q337","v":{"$error":"#DIV/0!"}},{"$f":"$AQ337/$Q337","v":{"$error":"#DIV/0!"}},{"$f":"$AR337/$Q337","v":{"$error":"#DIV/0!"}},{"$f":"$AS337/$Q337","v":{"$error":"#DIV/0!"}},"暖房COP比","βw"]
[null,null,"Σ",{"$f":"($AB$26/$V$37)*D$334*D$301*D$426","v":{"$error":"#VALUE!"}},{"$f":"($AB$26/$V$37)*E$334*E$301*E$426","v":{"$error":"#VALUE!"}},{"$error":"#VALUE!"},{"$error":"#VALUE!"},{"$error":"#VALUE!"},{"$error":"#VALUE!"},{"$error":"#VALUE!"},{"$error":"#VALUE!"},{"$error":"#VALUE!"},{"$error":"#VALUE!"},{"$error":"#VALUE!"},{"$error":"#VALUE!"},{"$f":"($AB$26/$V$34)*P$334*P$301*P$426","v":{"$error":"#VALUE!"}},{"$error":"#VALUE!"},{"$error":"#VALUE!"},{"$error":"#VALUE!"},{"$error":"#VALUE!"},{"$error":"#VALUE!"},{"$error":"#VALUE!"},{"$error":"#VALUE!"},{"$error":"#VALUE!"},{"$error":"#VALUE!"},{"$error":"#VALUE!"},{"$error":"#VALUE!"},{"$error":"#VALUE!"},{"$error":"#VALUE!"},{"$error":"#VALUE!"},{"$error":"#VALUE!"},{"$error":"#VALUE!"},{"$error":"#VALUE!"},{"$error":"#VALUE!"},{"$error":"#VALUE!"},{"$error":"#VALUE!"},{"$error":"#VALUE!"},{"$error":"#VALUE!"},{"$error":"#VALUE!"},{"$error":"#VALUE!"},{"$error":"#VALUE!"},{"$error":"#VALUE!"},{"$error":"#VALUE!"},{"$error":"#VALUE!"},{"$error":"#VALUE!"},{"$f":"SUM($D339:$AS339)","v":{"$error":"#VALUE!"}},"Σ"]
[null,"前7","暖房時消費電力比",{"$f":"D$302/D$344","v":{"$error":"#DIV/0!"}},{"$f":"E$302/E$344","v":{"$error":"#DIV/0!"}},{"$error":"#DIV/0!"},{"$error":"#DIV/0!"},{"$error":"#DIV/0!"},{"$error":"#DIV/0!"},{"$error":"#DIV/0!"},{"$error":"#DIV/0!"},{"$error":"#DIV/0!"},{"$error":"#DIV/0!"},{"$error":"#DIV/0!"},{"$error":"#DIV/0!"},{"$error":"#DIV/0!"},{"$error":"#DIV/0!"},{"$error":"#DIV/0!"},{"$error":"#DIV/0!"},{"$error":"#DIV/0!"},{"$error":"#DIV/0!"},{"$error":"#DIV/0!"},{"$error":"#DIV/0!"},{"$error":"#DIV/0!"},{"$error":"#DIV/0!"},{"$error":"#DIV/0!"},{"$error":"#DIV/0!"},{"$error":"#DIV/0!"},{"$error":"#DIV/0!"},{"$error":"#DIV/0!"},{"$error":"#DIV/0!"},{"$error":"#DIV/0!"},{"$error":"#DIV/0!"},{"$error":"#DIV/0!"},{"$error":"#DIV/0!"},{"$error":"#DIV/0!"},{"$error":"#DIV/0!"},{"$error":"#DIV/0!"},{"$error":"#DIV/0!"},{"$error":"#DIV/0!"},{"$error":"#DIV/0!"},{"$error":"#DIV/0!"},{"$error":"#DIV/0!"},{"$error":"#DIV/0!"},{"$error":"#DIV/0!"},"暖房時消費電力比","εw"]
[null,null,"暖房能力",{"$f":"($W$35-0.64*$W$32)/9*(D$288-7)+$W$35","v":0},0,0,0,0,0,0,0,0,0,0,0,{"$f":"($W$32-0.64*$W$32)/14*($P$288-7)+$W$32","v":0},{"$f":"($W$32-0.64*$W$32)/14*($Q$288-7)+$W$32","v":0},{"$f":"($W$32-0.64*$W$32)/14*($R$288-7)+$W$32","v":0},{"$f":"($W$32-0.64*$W$32)/14*($S$288-7)+$W$32","v":0},{"$f":"($W$32-0.64*$W$32)/14*($T$288-7)+$W$32","v":0},{"$f":"($W$32-0.64*$W$32)/14*($U$288-7)+$W$32","v":0},{"$f":"($W$32-0.64*$W$32)/14*($V$288-7)+$W$32","v":0},{"$f":"($W$32-0.64*$W$32)/14*($W$288-7)+$W$32","v":0},{"$f":"($W$32-0.64*$W$32)/14*($X$288-7)+$W$32","v":0},{"$f":"($W$32-0.64*$W$32)/14*($Y$288-7)+$W$32","v":0},{"$f":"($W$32-0.64*$W$32)/14*($Z$288-7)+$W$32","v":0},{"$f":"($W$32-0.64*$W$32)/14*($AA$288-7)+$W$32","v":0},{"$f":"($W$32-0.64*$W$32)/14*($AB$288-7)+$W$32","v":0},{"$f":"($W$32-0.64*$W$32)/14*($AC$288-7)+$W$32","v":0},{"$f":"($W$32-0.64*$W$32)/14*($AD$288-7)+$W$32","v":0},{"$f":"($W$32-0.64*$W$32)/14*($AE$288-7)+$W$32","v":0},{"$f":"($W$32-0.64*$W$32)/14*($AF$288-7)+$W$32","v":0},{"$f":"($W$32-0.64*$W$32)/14*($AG$288-7)+$W$32","v":0},{"$f":"($W$32-0.64*$W$32)/14*($AH$288-7)+$W$32","v":0},{"$f":"($W$32-0.64*$W$32)/14*($AI$288-7)+$W$32","v":0},{"$f":"($W$32-0.64*$W$32)/14*($AJ$288-7)+$W$32","v":0},{"$f":"($W$32-0.64*$W$32)/14*($AK$288-7)+$W$32","v":0},{"$f":"($W$32-0.64*$W$32)/14*($AL$288-7)+$W$32","v":0},{"$f":"($W$32-0.64*$W$32)/14*($AM$288-7)+$W$32","v":0},{"$f":"($W$32-0.64*$W$32)/14*($AN$288-7)+$W$32","v":0},{"$f":"($W$32-0.64*$W$32)/14*($AO$288-7)+$W$32","v":0},{"$f":"($W$32-0.64*$W$32)/14*($AP$288-7)+$W$32","v":0},{"$f":"($W$32-0.64*$W$32)/14*($AQ$288-7)+$W$32","v":0},{"$f":"($W$32-0.64*$W$32)/14*($AR$288-7)+$W$32","v":0},{"$f":"($W$32-0.64*$W$32)/14*($AS$288-7)+$W$32","v":0},"暖房能力","Φw"]
[null,null,"暖房消費電力",{"$f":"($W$36-0.82*$W$33)/9*(D$288-7)+$W$36","v":0},0,0,0,0,0,0,0,0,0,0,0,{"$f":"($W$33-0.82*$W$33)/14*($P$288-7)+$W$33","v":0},{"$f":"($W$33-0.82*$W$33)/14*($Q$288-7)+$W$33","v":0},{"$f":"($W$33-0.82*$W$33)/14*($R$288-7)+$W$33","v":0},{"$f":"($W$33-0.82*$W$33)/14*($S$288-7)+$W$33","v":0},{"$f":"($W$33-0.82*$W$33)/14*($T$288-7)+$W$33","v":0},{"$f":"($W$33-0.82*$W$33)/14*($U$288-7)+$W$33","v":0},{"$f":"($W$33-0.82*$W$33)/14*($V$288-7)+$W$33","v":0},{"$f":"($W$33-0.82*$W$33)/14*($W$288-7)+$W$33","v":0},{"$f":"($W$33-0.82*$W$33)/14*($X$288-7)+$W$33","v":0},{"$f":"($W$33-0.82*$W$33)/14*($Y$288-7)+$W$33","v":0},{"$f":"($W$33-0.82*$W$33)/14*($Z$288-7)+$W$33","v":0},{"$f":"($W$33-0.82*$W$33)/14*($AA$288-7)+$W$33","v":0},{"$f":"($W$33-0.82*$W$33)/14*($AB$288-7)+$W$33","v":0},{"$f":"($W$33-0.82*$W$33)/14*($AC$288-7)+$W$33","v":0},{"$f":"($W$33-0.82*$W$33)/14*($AD$288-7)+$W$33","v":0},{"$f":"($W$33-0.82*$W$33)/14*($AE$288-7)+$W$33","v":0},{"$f":"($W$33-0.82*$W$33)/14*($AF$288-7)+$W$33","v":0},{"$f":"($W$33-0.82*$W$33)/14*($AG$288-7)+$W$33","v":0},{"$f":"($W$33-0.82*$W$33)/14*($AH$288-7)+$W$33","v":0},{"$f":"($W$33-0.82*$W$33)/14*($AI$288-7)+$W$33","v":0},{"$f":"($W$33-0.82*$W$33)/14*($AJ$288-7)+$W$33","v":0},{"$f":"($W$33-0.82*$W$33)/14*($AK$288-7)+$W$33","v":0},{"$f":"($W$33-0.82*$W$33)/14*($AL$288-7)+$W$33","v":0},{"$f":"($W$33-0.82*$W$33)/14*($AM$288-7)+$W$33","v":0},{"$f":"($W$33-0.82*$W$33)/14*($AN$288-7)+$W$33","v":0},{"$f":"($W$33-0.82*$W$33)/14*($AO$288-7)+$W$33","v":0},{"$f":"($W$33-0.82*$W$33)/14*($AP$288-7)+$W$33","v":0},{"$f":"($W$33-0.82*$W$33)/14*($AQ$288-7)+$W$33","v":0},{"$f":"($W$33-0.82*$W$33)/14*($AR$288-7)+$W$33","v":0},{"$f":"($W$33-0.82*$W$33)/14*($AS$288-7)+$W$33","v":0},"消費電力","Pw"]
[null,null,"暖房COP",{"$f":"D$341/D$342","v":{"$error":"#DIV/0!"}},{"$f":"E$341/E$342","v":{"$error":"#DIV/0!"}},{"$error":"#DIV/0!"},{"$error":"#DIV/0!"},{"$error":"#DIV/0!"},{"$error":"#DIV/0!"},{"$error":"#DIV/0!"},{"$error":"#DIV/0!"},{"$error":"#DIV/0!"},{"$error":"#DIV/0!"},{"$error":"#DIV/0!"},{"$error":"#DIV/0!"},{"$error":"#DIV/0!"},{"$error":"#DIV/0!"},{"$error":"#DIV/0!"},{"$error":"#DIV/0!"},{"$error":"#DIV/0!"},{"$error":"#DIV/0!"},{"$error":"#DIV/0!"},{"$error":"#DIV/0!"},{"$error":"#DIV/0!"},{"$error":"#DIV/0!"},{"$error":"#DIV/0!"},{"$error":"#DIV/0!"},{"$error":"#DIV/0!"},{"$error":"#DIV/0!"},{"$error":"#DIV/0!"},{"$error":"#DIV/0!"},{"$error":"#DIV/0!"},{"$error":"#DIV/0!"},{"$error":"#DIV/0!"},{"$error":"#DIV/0!"},{"$error":"#DIV/0!"},{"$error":"#DIV/0!"},{"$error":"#DIV/0!"},{"$error":"#DIV/0!"},{"$error":"#DIV/0!"},{"$error":"#DIV/0!"},{"$error":"#DIV/0!"},{"$error":"#DIV/0!"},{"$error":"#DIV/0!"},{"$error":"#DIV/0!"},"暖房COP","σw"]
[null,null,"暖房COP比",{"$f":"$D343/$Q343","v":{"$error":"#DIV/0!"}},{"$f":"$E343/$Q343","v":{"$error":"#DIV/0!"}},{"$f":"$F343/$Q343","v":{"$error":"#DIV/0!"}},{"$f":"$G343/$Q343","v":{"$error":"#DIV/0!"}},{"$f":"$H343/$Q343","v":{"$error":"#DIV/0!"}},{"$f":"$I343/$Q343","v":{"$error":"#DIV/0!"}},{"$f":"$J343/$Q343","v":{"$error":"#DIV/0!"}},{"$f":"$K343/$Q343","v":{"$error":"#DIV/0!"}},{"$f":"$L343/$Q343","v":{"$error":"#DIV/0!"}},{"$f":"$M343/$Q343","v":{"$error":"#DIV/0!"}},{"$f":"$N343/$Q343","v":{"$error":"#DIV/0!"}},{"$f":"$O343/$Q343","v":{"$error":"#DIV/0!"}},{"$f":"$P343/$Q343","v":{"$error":"#DIV/0!"}},{"$f":"$Q343/$Q343","v":{"$error":"#DIV/0!"}},{"$f":"$R343/$Q343","v":{"$error":"#DIV/0!"}},{"$f":"$S343/$Q343","v":{"$error":"#DIV/0!"}},{"$f":"$T343/$Q343","v":{"$error":"#DIV/0!"}},{"$f":"$U343/$Q343","v":{"$error":"#DIV/0!"}},{"$f":"$V343/$Q343","v":{"$error":"#DIV/0!"}},{"$f":"$W343/$Q343","v":{"$error":"#DIV/0!"}},{"$f":"$X343/$Q343","v":{"$error":"#DIV/0!"}},{"$f":"$Y343/$Q343","v":{"$error":"#DIV/0!"}},{"$f":"$Z343/$Q343","v":{"$error":"#DIV/0!"}},{"$f":"$AA343/$Q343","v":{"$error":"#DIV/0!"}},{"$f":"$AB343/$Q343","v":{"$error":"#DIV/0!"}},{"$f":"$AC343/$Q343","v":{"$error":"#DIV/0!"}},{"$f":"$AD343/$Q343","v":{"$error":"#DIV/0!"}},{"$f":"$AE343/$Q343","v":{"$error":"#DIV/0!"}},{"$f":"$AF343/$Q343","v":{"$error":"#DIV/0!"}},{"$f":"$AG343/$Q343","v":{"$error":"#DIV/0!"}},{"$f":"$AH343/$Q343","v":{"$error":"#DIV/0!"}},{"$f":"$AI343/$Q343","v":{"$error":"#DIV/0!"}},{"$f":"$AJ343/$Q343","v":{"$error":"#DIV/0!"}},{"$f":"$AK343/$Q343","v":{"$error":"#DIV/0!"}},{"$f":"$AL343/$Q343","v":{"$error":"#DIV/0!"}},{"$f":"$AM343/$Q343","v":{"$error":"#DIV/0!"}},{"$f":"$AN343/$Q343","v":{"$error":"#DIV/0!"}},{"$f":"$AO343/$Q343","v":{"$error":"#DIV/0!"}},{"$f":"$AP343/$Q343","v":{"$error":"#DIV/0!"}},{"$f":"$AQ343/$Q343","v":{"$error":"#DIV/0!"}},{"$f":"$AR343/$Q343","v":{"$error":"#DIV/0!"}},{"$f":"$AS343/$Q343","v":{"$error":"#DIV/0!"}},"暖房COP比","βw"]
[null,null,"Σ",{"$f":"($AB$26/$W$37)*D$340*D$301*D$426","v":{"$error":"#VALUE!"}},{"$f":"($AB$26/$W$37)*E$340*E$301*E$426","v":{"$error":"#VALUE!"}},{"$error":"#VALUE!"},{"$error":"#VALUE!"},{"$error":"#VALUE!"},{"$error":"#VALUE!"},{"$error":"#VALUE!"},{"$error":"#VALUE!"},{"$error":"#VALUE!"},{"$error":"#VALUE!"},{"$error":"#VALUE!"},{"$error":"#VALUE!"},{"$f":"($AB$26/$W$34)*P$340*P$301*P$426","v":{"$error":"#VALUE!"}},{"$error":"#VALUE!"},{"$error":"#VALUE!"},{"$error":"#VALUE!"},{"$error":"#VALUE!"},{"$error":"#VALUE!"},{"$error":"#VALUE!"},{"$error":"#VALUE!"},{"$error":"#VALUE!"},{"$error":"#VALUE!"},{"$error":"#VALUE!"},{"$error":"#VALUE!"},{"$error":"#VALUE!"},{"$error":"#VALUE!"},{"$error":"#VALUE!"},{"$error":"#VALUE!"},{"$error":"#VALUE!"},{"$error":"#VALUE!"},{"$error":"#VALUE!"},{"$error":"#VALUE!"},{"$error":"#VALUE!"},{"$error":"#VALUE!"},{"$error":"#VALUE!"},{"$error":"#VALUE!"},{"$error":"#VALUE!"},{"$error":"#VALUE!"},{"$error":"#VALUE!"},{"$error":"#VALUE!"},{"$error":"#VALUE!"},{"$error":"#VALUE!"},{"$f":"SUM($D345:$AS345)","v":{"$error":"#VALUE!"}},"Σ"]
[null,"前8","暖房時消費電力比",{"$f":"D$302/D$350","v":{"$error":"#DIV/0!"}},{"$f":"E$302/E$350","v":{"$error":"#DIV/0!"}},{"$error":"#DIV/0!"},{"$error":"#DIV/0!"},{"$error":"#DIV/0!"},{"$error":"#DIV/0!"},{"$error":"#DIV/0!"},{"$error":"#DIV/0!"},{"$error":"#DIV/0!"},{"$error":"#DIV/0!"},{"$error":"#DIV/0!"},{"$error":"#DIV/0!"},{"$error":"#DIV/0!"},{"$error":"#DIV/0!"},{"$error":"#DIV/0!"},{"$error":"#DIV/0!"},{"$error":"#DIV/0!"},{"$error":"#DIV/0!"},{"$error":"#DIV/0!"},{"$error":"#DIV/0!"},{"$error":"#DIV/0!"},{"$error":"#DIV/0!"},{"$error":"#DIV/0!"},{"$error":"#DIV/0!"},{"$error":"#DIV/0!"},{"$error":"#DIV/0!"},{"$error":"#DIV/0!"},{"$error":"#DIV/0!"},{"$error":"#DIV/0!"},{"$error":"#DIV/0!"},{"$error":"#DIV/0!"},{"$error":"#DIV/0!"},{"$error":"#DIV/0!"},{"$error":"#DIV/0!"},{"$error":"#DIV/0!"},{"$error":"#DIV/0!"},{"$error":"#DIV/0!"},{"$error":"#DIV/0!"},{"$error":"#DIV/0!"},{"$error":"#DIV/0!"},{"$error":"#DIV/0!"},{"$error":"#DIV/0!"},"暖房時消費電力比","εw"]
[null,null,"暖房能力",{"$f":"($X$35-0.64*$X$32)/9*(D$288-7)+$X$35","v":0},0,0,0,0,0,0,0,0,0,0,0,{"$f":"($X$32-0.64*$X$32)/14*($P$288-7)+$X$32","v":0},{"$f":"($X$32-0.64*$X$32)/14*($Q$288-7)+$X$32","v":0},{"$f":"($X$32-0.64*$X$32)/14*($R$288-7)+$X$32","v":0},{"$f":"($X$32-0.64*$X$32)/14*($S$288-7)+$X$32","v":0},{"$f":"($X$32-0.64*$X$32)/14*($T$288-7)+$X$32","v":0},{"$f":"($X$32-0.64*$X$32)/14*($U$288-7)+$X$32","v":0},{"$f":"($X$32-0.64*$X$32)/14*($V$288-7)+$X$32","v":0},{"$f":"($X$32-0.64*$X$32)/14*($W$288-7)+$X$32","v":0},{"$f":"($X$32-0.64*$X$32)/14*($X$288-7)+$X$32","v":0},{"$f":"($X$32-0.64*$X$32)/14*($Y$288-7)+$X$32","v":0},{"$f":"($X$32-0.64*$X$32)/14*($Z$288-7)+$X$32","v":0},{"$f":"($X$32-0.64*$X$32)/14*($AA$288-7)+$X$32","v":0},{"$f":"($X$32-0.64*$X$32)/14*($AB$288-7)+$X$32","v":0},{"$f":"($X$32-0.64*$X$32)/14*($AC$288-7)+$X$32","v":0},{"$f":"($X$32-0.64*$X$32)/14*($AD$288-7)+$X$32","v":0},{"$f":"($X$32-0.64*$X$32)/14*($AE$288-7)+$X$32","v":0},{"$f":"($X$32-0.64*$X$32)/14*($AF$288-7)+$X$32","v":0},{"$f":"($X$32-0.64*$X$32)/14*($AG$288-7)+$X$32","v":0},{"$f":"($X$32-0.64*$X$32)/14*($AH$288-7)+$X$32","v":0},{"$f":"($X$32-0.64*$X$32)/14*($AI$288-7)+$X$32","v":0},{"$f":"($X$32-0.64*$X$32)/14*($AJ$288-7)+$X$32","v":0},{"$f":"($X$32-0.64*$X$32)/14*($AK$288-7)+$X$32","v":0},{"$f":"($X$32-0.64*$X$32)/14*($AL$288-7)+$X$32","v":0},{"$f":"($X$32-0.64*$X$32)/14*($AM$288-7)+$X$32","v":0},{"$f":"($X$32-0.64*$X$32)/14*($AN$288-7)+$X$32","v":0},{"$f":"($X$32-0.64*$X$32)/14*($AO$288-7)+$X$32","v":0},{"$f":"($X$32-0.64*$X$32)/14*($AP$288-7)+$X$32","v":0},{"$f":"($X$32-0.64*$X$32)/14*($AQ$288-7)+$X$32","v":0},{"$f":"($X$32-0.64*$X$32)/14*($AR$288-7)+$X$32","v":0},{"$f":"($X$32-0.64*$X$32)/14*($AS$288-7)+$X$32","v":0},"暖房能力","Φw"]
[null,null,"暖房消費電力",{"$f":"($X$36-0.82*$X$33)/9*(D$288-7)+$X$36","v":0},0,0,0,0,0,0,0,0,0,0,0,{"$f":"($X$33-0.82*$X$33)/14*($P$288-7)+$X$33","v":0},{"$f":"($X$33-0.82*$X$33)/14*($Q$288-7)+$X$33","v":0},{"$f":"($X$33-0.82*$X$33)/14*($R$288-7)+$X$33","v":0},{"$f":"($X$33-0.82*$X$33)/14*($S$288-7)+$X$33","v":0},{"$f":"($X$33-0.82*$X$33)/14*($T$288-7)+$X$33","v":0},{"$f":"($X$33-0.82*$X$33)/14*($U$288-7)+$X$33","v":0},{"$f":"($X$33-0.82*$X$33)/14*($V$288-7)+$X$33","v":0},{"$f":"($X$33-0.82*$X$33)/14*($W$288-7)+$X$33","v":0},{"$f":"($X$33-0.82*$X$33)/14*($X$288-7)+$X$33","v":0},{"$f":"($X$33-0.82*$X$33)/14*($Y$288-7)+$X$33","v":0},{"$f":"($X$33-0.82*$X$33)/14*($Z$288-7)+$X$33","v":0},{"$f":"($X$33-0.82*$X$33)/14*($AA$288-7)+$X$33","v":0},{"$f":"($X$33-0.82*$X$33)/14*($AB$288-7)+$X$33","v":0},{"$f":"($X$33-0.82*$X$33)/14*($AC$288-7)+$X$33","v":0},{"$f":"($X$33-0.82*$X$33)/14*($AD$288-7)+$X$33","v":0},{"$f":"($X$33-0.82*$X$33)/14*($AE$288-7)+$X$33","v":0},{"$f":"($X$33-0.82*$X$33)/14*($AF$288-7)+$X$33","v":0},{"$f":"($X$33-0.82*$X$33)/14*($AG$288-7)+$X$33","v":0},{"$f":"($X$33-0.82*$X$33)/14*($AH$288-7)+$X$33","v":0},{"$f":"($X$33-0.82*$X$33)/14*($AI$288-7)+$X$33","v":0},{"$f":"($X$33-0.82*$X$33)/14*($AJ$288-7)+$X$33","v":0},{"$f":"($X$33-0.82*$X$33)/14*($AK$288-7)+$X$33","v":0},{"$f":"($X$33-0.82*$X$33)/14*($AL$288-7)+$X$33","v":0},{"$f":"($X$33-0.82*$X$33)/14*($AM$288-7)+$X$33","v":0},{"$f":"($X$33-0.82*$X$33)/14*($AN$288-7)+$X$33","v":0},{"$f":"($X$33-0.82*$X$33)/14*($AO$288-7)+$X$33","v":0},{"$f":"($X$33-0.82*$X$33)/14*($AP$288-7)+$X$33","v":0},{"$f":"($X$33-0.82*$X$33)/14*($AQ$288-7)+$X$33","v":0},{"$f":"($X$33-0.82*$X$33)/14*($AR$288-7)+$X$33","v":0},{"$f":"($X$33-0.82*$X$33)/14*($AS$288-7)+$X$33","v":0},"消費電力","Pw"]
[null,null,"暖房COP",{"$f":"D$347/D$348","v":{"$error":"#DIV/0!"}},{"$f":"E$347/E$348","v":{"$error":"#DIV/0!"}},{"$error":"#DIV/0!"},{"$error":"#DIV/0!"},{"$error":"#DIV/0!"},{"$error":"#DIV/0!"},{"$error":"#DIV/0!"},{"$error":"#DIV/0!"},{"$error":"#DIV/0!"},{"$error":"#DIV/0!"},{"$error":"#DIV/0!"},{"$error":"#DIV/0!"},{"$error":"#DIV/0!"},{"$error":"#DIV/0!"},{"$error":"#DIV/0!"},{"$error":"#DIV/0!"},{"$error":"#DIV/0!"},{"$error":"#DIV/0!"},{"$error":"#DIV/0!"},{"$error":"#DIV/0!"},{"$error":"#DIV/0!"},{"$error":"#DIV/0!"},{"$error":"#DIV/0!"},{"$error":"#DIV/0!"},{"$error":"#DIV/0!"},{"$error":"#DIV/0!"},{"$error":"#DIV/0!"},{"$error":"#DIV/0!"},{"$error":"#DIV/0!"},{"$error":"#DIV/0!"},{"$error":"#DIV/0!"},{"$error":"#DIV/0!"},{"$error":"#DIV/0!"},{"$error":"#DIV/0!"},{"$error":"#DIV/0!"},{"$error":"#DIV/0!"},{"$error":"#DIV/0!"},{"$error":"#DIV/0!"},{"$error":"#DIV/0!"},{"$error":"#DIV/0!"},{"$error":"#DIV/0!"},{"$error":"#DIV/0!"},"暖房COP","σw"]
[null,null,"暖房COP比",{"$f":"$D349/$Q349","v":{"$error":"#DIV/0!"}},{"$f":"$E349/$Q349","v":{"$error":"#DIV/0!"}},{"$f":"$F349/$Q349","v":{"$error":"#DIV/0!"}},{"$f":"$G349/$Q349","v":{"$error":"#DIV/0!"}},{"$f":"$H349/$Q349","v":{"$error":"#DIV/0!"}},{"$f":"$I349/$Q349","v":{"$error":"#DIV/0!"}},{"$f":"$J349/$Q349","v":{"$error":"#DIV/0!"}},{"$f":"$K349/$Q349","v":{"$error":"#DIV/0!"}},{"$f":"$L349/$Q349","v":{"$error":"#DIV/0!"}},{"$f":"$M349/$Q349","v":{"$error":"#DIV/0!"}},{"$f":"$N349/$Q349","v":{"$error":"#DIV/0!"}},{"$f":"$O349/$Q349","v":{"$error":"#DIV/0!"}},{"$f":"$P349/$Q349","v":{"$error":"#DIV/0!"}},{"$f":"$Q349/$Q349","v":{"$error":"#DIV/0!"}},{"$f":"$R349/$Q349","v":{"$error":"#DIV/0!"}},{"$f":"$S349/$Q349","v":{"$error":"#DIV/0!"}},{"$f":"$T349/$Q349","v":{"$error":"#DIV/0!"}},{"$f":"$U349/$Q349","v":{"$error":"#DIV/0!"}},{"$f":"$V349/$Q349","v":{"$error":"#DIV/0!"}},{"$f":"$W349/$Q349","v":{"$error":"#DIV/0!"}},{"$f":"$X349/$Q349","v":{"$error":"#DIV/0!"}},{"$f":"$Y349/$Q349","v":{"$error":"#DIV/0!"}},{"$f":"$Z349/$Q349","v":{"$error":"#DIV/0!"}},{"$f":"$AA349/$Q349","v":{"$error":"#DIV/0!"}},{"$f":"$AB349/$Q349","v":{"$error":"#DIV/0!"}},{"$f":"$AC349/$Q349","v":{"$error":"#DIV/0!"}},{"$f":"$AD349/$Q349","v":{"$error":"#DIV/0!"}},{"$f":"$AE349/$Q349","v":{"$error":"#DIV/0!"}},{"$f":"$AF349/$Q349","v":{"$error":"#DIV/0!"}},{"$f":"$AG349/$Q349","v":{"$error":"#DIV/0!"}},{"$f":"$AH349/$Q349","v":{"$error":"#DIV/0!"}},{"$f":"$AI349/$Q349","v":{"$error":"#DIV/0!"}},{"$f":"$AJ349/$Q349","v":{"$error":"#DIV/0!"}},{"$f":"$AK349/$Q349","v":{"$error":"#DIV/0!"}},{"$f":"$AL349/$Q349","v":{"$error":"#DIV/0!"}},{"$f":"$AM349/$Q349","v":{"$error":"#DIV/0!"}},{"$f":"$AN349/$Q349","v":{"$error":"#DIV/0!"}},{"$f":"$AO349/$Q349","v":{"$error":"#DIV/0!"}},{"$f":"$AP349/$Q349","v":{"$error":"#DIV/0!"}},{"$f":"$AQ349/$Q349","v":{"$error":"#DIV/0!"}},{"$f":"$AR349/$Q349","v":{"$error":"#DIV/0!"}},{"$f":"$AS349/$Q349","v":{"$error":"#DIV/0!"}},"暖房COP比","βw"]
[null,null,"Σ",{"$f":"($AB$26/$X$37)*D$346*D$301*D$426","v":{"$error":"#VALUE!"}},{"$f":"($AB$26/$X$37)*E$346*E$301*E$426","v":{"$error":"#VALUE!"}},{"$error":"#VALUE!"},{"$error":"#VALUE!"},{"$error":"#VALUE!"},{"$error":"#VALUE!"},{"$error":"#VALUE!"},{"$error":"#VALUE!"},{"$error":"#VALUE!"},{"$error":"#VALUE!"},{"$error":"#VALUE!"},{"$error":"#VALUE!"},{"$f":"($AB$26/$X$34)*P$346*P$301*P$426","v":{"$error":"#VALUE!"}},{"$error":"#VALUE!"},{"$error":"#VALUE!"},{"$error":"#VALUE!"},{"$error":"#VALUE!"},{"$error":"#VALUE!"},{"$error":"#VALUE!"},{"$error":"#VALUE!"},{"$error":"#VALUE!"},{"$error":"#VALUE!"},{"$error":"#VALUE!"},{"$error":"#VALUE!"},{"$error":"#VALUE!"},{"$error":"#VALUE!"},{"$error":"#VALUE!"},{"$error":"#VALUE!"},{"$error":"#VALUE!"},{"$error":"#VALUE!"},{"$error":"#VALUE!"},{"$error":"#VALUE!"},{"$error":"#VALUE!"},{"$error":"#VALUE!"},{"$error":"#VALUE!"},{"$error":"#VALUE!"},{"$error":"#VALUE!"},{"$error":"#VALUE!"},{"$error":"#VALUE!"},{"$error":"#VALUE!"},{"$error":"#VALUE!"},{"$error":"#VALUE!"},{"$f":"SUM($D351:$AS351)","v":{"$error":"#VALUE!"}},"Σ"]
[null,"前9","暖房時消費電力比",{"$f":"D$302/D$356","v":{"$error":"#DIV/0!"}},{"$f":"E$302/E$356","v":{"$error":"#DIV/0!"}},{"$error":"#DIV/0!"},{"$error":"#DIV/0!"},{"$error":"#DIV/0!"},{"$error":"#DIV/0!"},{"$error":"#DIV/0!"},{"$error":"#DIV/0!"},{"$error":"#DIV/0!"},{"$error":"#DIV/0!"},{"$error":"#DIV/0!"},{"$error":"#DIV/0!"},{"$error":"#DIV/0!"},{"$error":"#DIV/0!"},{"$error":"#DIV/0!"},{"$error":"#DIV/0!"},{"$error":"#DIV/0!"},{"$error":"#DIV/0!"},{"$error":"#DIV/0!"},{"$error":"#DIV/0!"},{"$error":"#DIV/0!"},{"$error":"#DIV/0!"},{"$error":"#DIV/0!"},{"$error":"#DIV/0!"},{"$error":"#DIV/0!"},{"$error":"#DIV/0!"},{"$error":"#DIV/0!"},{"$error":"#DIV/0!"},{"$error":"#DIV/0!"},{"$error":"#DIV/0!"},{"$error":"#DIV/0!"},{"$error":"#DIV/0!"},{"$error":"#DIV/0!"},{"$error":"#DIV/0!"},{"$error":"#DIV/0!"},{"$error":"#DIV/0!"},{"$error":"#DIV/0!"},{"$error":"#DIV/0!"},{"$error":"#DIV/0!"},{"$error":"#DIV/0!"},{"$error":"#DIV/0!"},{"$error":"#DIV/0!"},"暖房時消費電力比","εw"]
[null,null,"暖房能力",{"$f":"($Y$35-0.64*$Y$32)/9*(D$288-7)+$Y$35","v":0},0,0,0,0,0,0,0,0,0,0,0,{"$f":"($Y$32-0.64*$Y$32)/14*($P$288-7)+$Y$32","v":0},{"$f":"($Y$32-0.64*$Y$32)/14*($Q$288-7)+$Y$32","v":0},{"$f":"($Y$32-0.64*$Y$32)/14*($R$288-7)+$Y$32","v":0},{"$f":"($Y$32-0.64*$Y$32)/14*($S$288-7)+$Y$32","v":0},{"$f":"($Y$32-0.64*$Y$32)/14*($T$288-7)+$Y$32","v":0},{"$f":"($Y$32-0.64*$Y$32)/14*($U$288-7)+$Y$32","v":0},{"$f":"($Y$32-0.64*$Y$32)/14*($V$288-7)+$Y$32","v":0},{"$f":"($Y$32-0.64*$Y$32)/14*($W$288-7)+$Y$32","v":0},{"$f":"($Y$32-0.64*$Y$32)/14*($X$288-7)+$Y$32","v":0},{"$f":"($Y$32-0.64*$Y$32)/14*($Y$288-7)+$Y$32","v":0},{"$f":"($Y$32-0.64*$Y$32)/14*($Z$288-7)+$Y$32","v":0},{"$f":"($Y$32-0.64*$Y$32)/14*($AA$288-7)+$Y$32","v":0},{"$f":"($Y$32-0.64*$Y$32)/14*($AB$288-7)+$Y$32","v":0},{"$f":"($Y$32-0.64*$Y$32)/14*($AC$288-7)+$Y$32","v":0},{"$f":"($Y$32-0.64*$Y$32)/14*($AD$288-7)+$Y$32","v":0},{"$f":"($Y$32-0.64*$Y$32)/14*($AE$288-7)+$Y$32","v":0},{"$f":"($Y$32-0.64*$Y$32)/14*($AF$288-7)+$Y$32","v":0},{"$f":"($Y$32-0.64*$Y$32)/14*($AG$288-7)+$Y$32","v":0},{"$f":"($Y$32-0.64*$Y$32)/14*($AH$288-7)+$Y$32","v":0},{"$f":"($Y$32-0.64*$Y$32)/14*($AI$288-7)+$Y$32","v":0},{"$f":"($Y$32-0.64*$Y$32)/14*($AJ$288-7)+$Y$32","v":0},{"$f":"($Y$32-0.64*$Y$32)/14*($AK$288-7)+$Y$32","v":0},{"$f":"($Y$32-0.64*$Y$32)/14*($AL$288-7)+$Y$32","v":0},{"$f":"($Y$32-0.64*$Y$32)/14*($AM$288-7)+$Y$32","v":0},{"$f":"($Y$32-0.64*$Y$32)/14*($AN$288-7)+$Y$32","v":0},{"$f":"($Y$32-0.64*$Y$32)/14*($AO$288-7)+$Y$32","v":0},{"$f":"($Y$32-0.64*$Y$32)/14*($AP$288-7)+$Y$32","v":0},{"$f":"($Y$32-0.64*$Y$32)/14*($AQ$288-7)+$Y$32","v":0},{"$f":"($Y$32-0.64*$Y$32)/14*($AR$288-7)+$Y$32","v":0},{"$f":"($Y$32-0.64*$Y$32)/14*($AS$288-7)+$Y$32","v":0},"暖房能力","Φw"]
[null,null,"暖房消費電力",{"$f":"($Y$36-0.82*$Y$33)/9*(D$288-7)+$Y$36","v":0},0,0,0,0,0,0,0,0,0,0,0,{"$f":"($Y$33-0.82*$Y$33)/14*($P$288-7)+$Y$33","v":0},{"$f":"($Y$33-0.82*$Y$33)/14*($Q$288-7)+$Y$33","v":0},{"$f":"($Y$33-0.82*$Y$33)/14*($R$288-7)+$Y$33","v":0},{"$f":"($Y$33-0.82*$Y$33)/14*($S$288-7)+$Y$33","v":0},{"$f":"($Y$33-0.82*$Y$33)/14*($T$288-7)+$Y$33","v":0},{"$f":"($Y$33-0.82*$Y$33)/14*($U$288-7)+$Y$33","v":0},{"$f":"($Y$33-0.82*$Y$33)/14*($V$288-7)+$Y$33","v":0},{"$f":"($Y$33-0.82*$Y$33)/14*($W$288-7)+$Y$33","v":0},{"$f":"($Y$33-0.82*$Y$33)/14*($X$288-7)+$Y$33","v":0},{"$f":"($Y$33-0.82*$Y$33)/14*($Y$288-7)+$Y$33","v":0},{"$f":"($Y$33-0.82*$Y$33)/14*($Z$288-7)+$Y$33","v":0},{"$f":"($Y$33-0.82*$Y$33)/14*($AA$288-7)+$Y$33","v":0},{"$f":"($Y$33-0.82*$Y$33)/14*($AB$288-7)+$Y$33","v":0},{"$f":"($Y$33-0.82*$Y$33)/14*($AC$288-7)+$Y$33","v":0},{"$f":"($Y$33-0.82*$Y$33)/14*($AD$288-7)+$Y$33","v":0},{"$f":"($Y$33-0.82*$Y$33)/14*($AE$288-7)+$Y$33","v":0},{"$f":"($Y$33-0.82*$Y$33)/14*($AF$288-7)+$Y$33","v":0},{"$f":"($Y$33-0.82*$Y$33)/14*($AG$288-7)+$Y$33","v":0},{"$f":"($Y$33-0.82*$Y$33)/14*($AH$288-7)+$Y$33","v":0},{"$f":"($Y$33-0.82*$Y$33)/14*($AI$288-7)+$Y$33","v":0},{"$f":"($Y$33-0.82*$Y$33)/14*($AJ$288-7)+$Y$33","v":0},{"$f":"($Y$33-0.82*$Y$33)/14*($AK$288-7)+$Y$33","v":0},{"$f":"($Y$33-0.82*$Y$33)/14*($AL$288-7)+$Y$33","v":0},{"$f":"($Y$33-0.82*$Y$33)/14*($AM$288-7)+$Y$33","v":0},{"$f":"($Y$33-0.82*$Y$33)/14*($AN$288-7)+$Y$33","v":0},{"$f":"($Y$33-0.82*$Y$33)/14*($AO$288-7)+$Y$33","v":0},{"$f":"($Y$33-0.82*$Y$33)/14*($AP$288-7)+$Y$33","v":0},{"$f":"($Y$33-0.82*$Y$33)/14*($AQ$288-7)+$Y$33","v":0},{"$f":"($Y$33-0.82*$Y$33)/14*($AR$288-7)+$Y$33","v":0},{"$f":"($Y$33-0.82*$Y$33)/14*($AS$288-7)+$Y$33","v":0},"消費電力","Pw"]
[null,null,"暖房COP",{"$f":"D$353/D$354","v":{"$error":"#DIV/0!"}},{"$f":"E$353/E$354","v":{"$error":"#DIV/0!"}},{"$error":"#DIV/0!"},{"$error":"#DIV/0!"},{"$error":"#DIV/0!"},{"$error":"#DIV/0!"},{"$error":"#DIV/0!"},{"$error":"#DIV/0!"},{"$error":"#DIV/0!"},{"$error":"#DIV/0!"},{"$error":"#DIV/0!"},{"$error":"#DIV/0!"},{"$error":"#DIV/0!"},{"$error":"#DIV/0!"},{"$error":"#DIV/0!"},{"$error":"#DIV/0!"},{"$error":"#DIV/0!"},{"$error":"#DIV/0!"},{"$error":"#DIV/0!"},{"$error":"#DIV/0!"},{"$error":"#DIV/0!"},{"$error":"#DIV/0!"},{"$error":"#DIV/0!"},{"$error":"#DIV/0!"},{"$error":"#DIV/0!"},{"$error":"#DIV/0!"},{"$error":"#DIV/0!"},{"$error":"#DIV/0!"},{"$error":"#DIV/0!"},{"$error":"#DIV/0!"},{"$error":"#DIV/0!"},{"$error":"#DIV/0!"},{"$error":"#DIV/0!"},{"$error":"#DIV/0!"},{"$error":"#DIV/0!"},{"$error":"#DIV/0!"},{"$error":"#DIV/0!"},{"$error":"#DIV/0!"},{"$error":"#DIV/0!"},{"$error":"#DIV/0!"},{"$error":"#DIV/0!"},{"$error":"#DIV/0!"},"暖房COP","σw"]
[null,null,"暖房COP比",{"$f":"$D355/$Q355","v":{"$error":"#DIV/0!"}},{"$f":"$E355/$Q355","v":{"$error":"#DIV/0!"}},{"$f":"$F355/$Q355","v":{"$error":"#DIV/0!"}},{"$f":"$G355/$Q355","v":{"$error":"#DIV/0!"}},{"$f":"$H355/$Q355","v":{"$error":"#DIV/0!"}},{"$f":"$I355/$Q355","v":{"$error":"#DIV/0!"}},{"$f":"$J355/$Q355","v":{"$error":"#DIV/0!"}},{"$f":"$K355/$Q355","v":{"$error":"#DIV/0!"}},{"$f":"$L355/$Q355","v":{"$error":"#DIV/0!"}},{"$f":"$M355/$Q355","v":{"$error":"#DIV/0!"}},{"$f":"$N355/$Q355","v":{"$error":"#DIV/0!"}},{"$f":"$O355/$Q355","v":{"$error":"#DIV/0!"}},{"$f":"$P355/$Q355","v":{"$error":"#DIV/0!"}},{"$f":"$Q355/$Q355","v":{"$error":"#DIV/0!"}},{"$f":"$R355/$Q355","v":{"$error":"#DIV/0!"}},{"$f":"$S355/$Q355","v":{"$error":"#DIV/0!"}},{"$f":"$T355/$Q355","v":{"$error":"#DIV/0!"}},{"$f":"$U355/$Q355","v":{"$error":"#DIV/0!"}},{"$f":"$V355/$Q355","v":{"$error":"#DIV/0!"}},{"$f":"$W355/$Q355","v":{"$error":"#DIV/0!"}},{"$f":"$X355/$Q355","v":{"$error":"#DIV/0!"}},{"$f":"$Y355/$Q355","v":{"$error":"#DIV/0!"}},{"$f":"$Z355/$Q355","v":{"$error":"#DIV/0!"}},{"$f":"$AA355/$Q355","v":{"$error":"#DIV/0!"}},{"$f":"$AB355/$Q355","v":{"$error":"#DIV/0!"}},{"$f":"$AC355/$Q355","v":{"$error":"#DIV/0!"}},{"$f":"$AD355/$Q355","v":{"$error":"#DIV/0!"}},{"$f":"$AE355/$Q355","v":{"$error":"#DIV/0!"}},{"$f":"$AF355/$Q355","v":{"$error":"#DIV/0!"}},{"$f":"$AG355/$Q355","v":{"$error":"#DIV/0!"}},{"$f":"$AH355/$Q355","v":{"$error":"#DIV/0!"}},{"$f":"$AI355/$Q355","v":{"$error":"#DIV/0!"}},{"$f":"$AJ355/$Q355","v":{"$error":"#DIV/0!"}},{"$f":"$AK355/$Q355","v":{"$error":"#DIV/0!"}},{"$f":"$AL355/$Q355","v":{"$error":"#DIV/0!"}},{"$f":"$AM355/$Q355","v":{"$error":"#DIV/0!"}},{"$f":"$AN355/$Q355","v":{"$error":"#DIV/0!"}},{"$f":"$AO355/$Q355","v":{"$error":"#DIV/0!"}},{"$f":"$AP355/$Q355","v":{"$error":"#DIV/0!"}},{"$f":"$AQ355/$Q355","v":{"$error":"#DIV/0!"}},{"$f":"$AR355/$Q355","v":{"$error":"#DIV/0!"}},{"$f":"$AS355/$Q355","v":{"$error":"#DIV/0!"}},"暖房COP比","βw"]
[null,null,"Σ",{"$f":"($AB$26/$Y$37)*D$352*D$301*D$426","v":{"$error":"#VALUE!"}},{"$f":"($AB$26/$Y$37)*E$352*E$301*E$426","v":{"$error":"#VALUE!"}},{"$error":"#VALUE!"},{"$error":"#VALUE!"},{"$error":"#VALUE!"},{"$error":"#VALUE!"},{"$error":"#VALUE!"},{"$error":"#VALUE!"},{"$error":"#VALUE!"},{"$error":"#VALUE!"},{"$error":"#VALUE!"},{"$error":"#VALUE!"},{"$f":"$AB$26/$Y$34*P$352*P$301*P$426","v":{"$error":"#VALUE!"}},{"$error":"#VALUE!"},{"$error":"#VALUE!"},{"$error":"#VALUE!"},{"$error":"#VALUE!"},{"$error":"#VALUE!"},{"$error":"#VALUE!"},{"$error":"#VALUE!"},{"$error":"#VALUE!"},{"$error":"#VALUE!"},{"$error":"#VALUE!"},{"$error":"#VALUE!"},{"$error":"#VALUE!"},{"$error":"#VALUE!"},{"$error":"#VALUE!"},{"$error":"#VALUE!"},{"$error":"#VALUE!"},{"$error":"#VALUE!"},{"$error":"#VALUE!"},{"$error":"#VALUE!"},{"$error":"#VALUE!"},{"$error":"#VALUE!"},{"$error":"#VALUE!"},{"$error":"#VALUE!"},{"$error":"#VALUE!"},{"$error":"#VALUE!"},{"$error":"#VALUE!"},{"$error":"#VALUE!"},{"$error":"#VALUE!"},{"$error":"#VALUE!"},{"$f":"SUM($D357:$AS357)","v":{"$error":"#VALUE!"}},"Σ"]
[null,"前10","暖房時消費電力比",{"$f":"D$302/D$362","v":{"$error":"#DIV/0!"}},{"$f":"E$302/E$362","v":{"$error":"#DIV/0!"}},{"$error":"#DIV/0!"},{"$error":"#DIV/0!"},{"$error":"#DIV/0!"},{"$error":"#DIV/0!"},{"$error":"#DIV/0!"},{"$error":"#DIV/0!"},{"$error":"#DIV/0!"},{"$error":"#DIV/0!"},{"$error":"#DIV/0!"},{"$error":"#DIV/0!"},{"$error":"#DIV/0!"},{"$error":"#DIV/0!"},{"$error":"#DIV/0!"},{"$error":"#DIV/0!"},{"$error":"#DIV/0!"},{"$error":"#DIV/0!"},{"$error":"#DIV/0!"},{"$error":"#DIV/0!"},{"$error":"#DIV/0!"},{"$error":"#DIV/0!"},{"$error":"#DIV/0!"},{"$error":"#DIV/0!"},{"$error":"#DIV/0!"},{"$error":"#DIV/0!"},{"$error":"#DIV/0!"},{"$error":"#DIV/0!"},{"$error":"#DIV/0!"},{"$error":"#DIV/0!"},{"$error":"#DIV/0!"},{"$error":"#DIV/0!"},{"$error":"#DIV/0!"},{"$error":"#DIV/0!"},{"$error":"#DIV/0!"},{"$error":"#DIV/0!"},{"$error":"#DIV/0!"},{"$error":"#DIV/0!"},{"$error":"#DIV/0!"},{"$error":"#DIV/0!"},{"$error":"#DIV/0!"},{"$error":"#DIV/0!"},"暖房時消費電力比","εw"]
[null,null,"暖房能力",{"$f":"($Z$35-0.64*$Z$32)/9*(D$288-7)+$Z$35","v":0},0,0,0,0,0,0,0,0,0,0,0,{"$f":"($Z$32-0.64*$Z$32)/14*($P$288-7)+$Z$32","v":0},{"$f":"($Z$32-0.64*$Z$32)/14*($Q$288-7)+$Z$32","v":0},{"$f":"($Z$32-0.64*$Z$32)/14*($R$288-7)+$Z$32","v":0},{"$f":"($Z$32-0.64*$Z$32)/14*($S$288-7)+$Z$32","v":0},{"$f":"($Z$32-0.64*$Z$32)/14*($T$288-7)+$Z$32","v":0},{"$f":"($Z$32-0.64*$Z$32)/14*($U$288-7)+$Z$32","v":0},{"$f":"($Z$32-0.64*$Z$32)/14*($V$288-7)+$Z$32","v":0},{"$f":"($Z$32-0.64*$Z$32)/14*($W$288-7)+$Z$32","v":0},{"$f":"($Z$32-0.64*$Z$32)/14*($X$288-7)+$Z$32","v":0},{"$f":"($Z$32-0.64*$Z$32)/14*($Y$288-7)+$Z$32","v":0},{"$f":"($Z$32-0.64*$Z$32)/14*($Z$288-7)+$Z$32","v":0},{"$f":"($Z$32-0.64*$Z$32)/14*($AA$288-7)+$Z$32","v":0},{"$f":"($Z$32-0.64*$Z$32)/14*($AB$288-7)+$Z$32","v":0},{"$f":"($Z$32-0.64*$Z$32)/14*($AC$288-7)+$Z$32","v":0},{"$f":"($Z$32-0.64*$Z$32)/14*($AD$288-7)+$Z$32","v":0},{"$f":"($Z$32-0.64*$Z$32)/14*($AE$288-7)+$Z$32","v":0},{"$f":"($Z$32-0.64*$Z$32)/14*($AF$288-7)+$Z$32","v":0},{"$f":"($Z$32-0.64*$Z$32)/14*($AG$288-7)+$Z$32","v":0},{"$f":"($Z$32-0.64*$Z$32)/14*($AH$288-7)+$Z$32","v":0},{"$f":"($Z$32-0.64*$Z$32)/14*($AI$288-7)+$Z$32","v":0},{"$f":"($Z$32-0.64*$Z$32)/14*($AJ$288-7)+$Z$32","v":0},{"$f":"($Z$32-0.64*$Z$32)/14*($AK$288-7)+$Z$32","v":0},{"$f":"($Z$32-0.64*$Z$32)/14*($AL$288-7)+$Z$32","v":0},{"$f":"($Z$32-0.64*$Z$32)/14*($AM$288-7)+$Z$32","v":0},{"$f":"($Z$32-0.64*$Z$32)/14*($AN$288-7)+$Z$32","v":0},{"$f":"($Z$32-0.64*$Z$32)/14*($AO$288-7)+$Z$32","v":0},{"$f":"($Z$32-0.64*$Z$32)/14*($AP$288-7)+$Z$32","v":0},{"$f":"($Z$32-0.64*$Z$32)/14*($AQ$288-7)+$Z$32","v":0},{"$f":"($Z$32-0.64*$Z$32)/14*($AR$288-7)+$Z$32","v":0},{"$f":"($Z$32-0.64*$Z$32)/14*($AS$288-7)+$Z$32","v":0},"暖房能力","Φw"]
[null,null,"暖房消費電力",{"$f":"($Z$36-0.82*$Z$33)/9*(D$288-7)+$Z$36","v":0},0,0,0,0,0,0,0,0,0,0,0,{"$f":"($Z$33-0.82*$Z$33)/14*($P$288-7)+$Z$33","v":0},{"$f":"($Z$33-0.82*$Z$33)/14*($Q$288-7)+$Z$33","v":0},{"$f":"($Z$33-0.82*$Z$33)/14*($R$288-7)+$Z$33","v":0},{"$f":"($Z$33-0.82*$Z$33)/14*($S$288-7)+$Z$33","v":0},{"$f":"($Z$33-0.82*$Z$33)/14*($T$288-7)+$Z$33","v":0},{"$f":"($Z$33-0.82*$Z$33)/14*($U$288-7)+$Z$33","v":0},{"$f":"($Z$33-0.82*$Z$33)/14*($V$288-7)+$Z$33","v":0},{"$f":"($Z$33-0.82*$Z$33)/14*($W$288-7)+$Z$33","v":0},{"$f":"($Z$33-0.82*$Z$33)/14*($X$288-7)+$Z$33","v":0},{"$f":"($Z$33-0.82*$Z$33)/14*($Y$288-7)+$Z$33","v":0},{"$f":"($Z$33-0.82*$Z$33)/14*($Z$288-7)+$Z$33","v":0},{"$f":"($Z$33-0.82*$Z$33)/14*($AA$288-7)+$Z$33","v":0},{"$f":"($Z$33-0.82*$Z$33)/14*($AB$288-7)+$Z$33","v":0},{"$f":"($Z$33-0.82*$Z$33)/14*($AC$288-7)+$Z$33","v":0},{"$f":"($Z$33-0.82*$Z$33)/14*($AD$288-7)+$Z$33","v":0},{"$f":"($Z$33-0.82*$Z$33)/14*($AE$288-7)+$Z$33","v":0},{"$f":"($Z$33-0.82*$Z$33)/14*($AF$288-7)+$Z$33","v":0},{"$f":"($Z$33-0.82*$Z$33)/14*($AG$288-7)+$Z$33","v":0},{"$f":"($Z$33-0.82*$Z$33)/14*($AH$288-7)+$Z$33","v":0},{"$f":"($Z$33-0.82*$Z$33)/14*($AI$288-7)+$Z$33","v":0},{"$f":"($Z$33-0.82*$Z$33)/14*($AJ$288-7)+$Z$33","v":0},{"$f":"($Z$33-0.82*$Z$33)/14*($AK$288-7)+$Z$33","v":0},{"$f":"($Z$33-0.82*$Z$33)/14*($AL$288-7)+$Z$33","v":0},{"$f":"($Z$33-0.82*$Z$33)/14*($AM$288-7)+$Z$33","v":0},{"$f":"($Z$33-0.82*$Z$33)/14*($AN$288-7)+$Z$33","v":0},{"$f":"($Z$33-0.82*$Z$33)/14*($AO$288-7)+$Z$33","v":0},{"$f":"($Z$33-0.82*$Z$33)/14*($AP$288-7)+$Z$33","v":0},{"$f":"($Z$33-0.82*$Z$33)/14*($AQ$288-7)+$Z$33","v":0},{"$f":"($Z$33-0.82*$Z$33)/14*($AR$288-7)+$Z$33","v":0},{"$f":"($Z$33-0.82*$Z$33)/14*($AS$288-7)+$Z$33","v":0},"消費電力","Pw"]
[null,null,"暖房COP",{"$f":"D$359/D$360","v":{"$error":"#DIV/0!"}},{"$f":"E$359/E$360","v":{"$error":"#DIV/0!"}},{"$error":"#DIV/0!"},{"$error":"#DIV/0!"},{"$error":"#DIV/0!"},{"$error":"#DIV/0!"},{"$error":"#DIV/0!"},{"$error":"#DIV/0!"},{"$error":"#DIV/0!"},{"$error":"#DIV/0!"},{"$error":"#DIV/0!"},{"$error":"#DIV/0!"},{"$error":"#DIV/0!"},{"$error":"#DIV/0!"},{"$error":"#DIV/0!"},{"$error":"#DIV/0!"},{"$error":"#DIV/0!"},{"$error":"#DIV/0!"},{"$error":"#DIV/0!"},{"$error":"#DIV/0!"},{"$error":"#DIV/0!"},{"$error":"#DIV/0!"},{"$error":"#DIV/0!"},{"$error":"#DIV/0!"},{"$error":"#DIV/0!"},{"$error":"#DIV/0!"},{"$error":"#DIV/0!"},{"$error":"#DIV/0!"},{"$error":"#DIV/0!"},{"$error":"#DIV/0!"},{"$error":"#DIV/0!"},{"$error":"#DIV/0!"},{"$error":"#DIV/0!"},{"$error":"#DIV/0!"},{"$error":"#DIV/0!"},{"$error":"#DIV/0!"},{"$error":"#DIV/0!"},{"$error":"#DIV/0!"},{"$error":"#DIV/0!"},{"$error":"#DIV/0!"},{"$error":"#DIV/0!"},{"$error":"#DIV/0!"},"暖房COP","σw"]
[null,null,"暖房COP比",{"$f":"$D361/$Q361","v":{"$error":"#DIV/0!"}},{"$f":"$E361/$Q361","v":{"$error":"#DIV/0!"}},{"$f":"$F361/$Q361","v":{"$error":"#DIV/0!"}},{"$f":"$G361/$Q361","v":{"$error":"#DIV/0!"}},{"$f":"$H361/$Q361","v":{"$error":"#DIV/0!"}},{"$f":"$I361/$Q361","v":{"$error":"#DIV/0!"}},{"$f":"$J361/$Q361","v":{"$error":"#DIV/0!"}},{"$f":"$K361/$Q361","v":{"$error":"#DIV/0!"}},{"$f":"$L361/$Q361","v":{"$error":"#DIV/0!"}},{"$f":"$M361/$Q361","v":{"$error":"#DIV/0!"}},{"$f":"$N361/$Q361","v":{"$error":"#DIV/0!"}},{"$f":"$O361/$Q361","v":{"$error":"#DIV/0!"}},{"$f":"$P361/$Q361","v":{"$error":"#DIV/0!"}},{"$f":"$Q361/$Q361","v":{"$error":"#DIV/0!"}},{"$f":"$R361/$Q361","v":{"$error":"#DIV/0!"}},{"$f":"$S361/$Q361","v":{"$error":"#DIV/0!"}},{"$f":"$T361/$Q361","v":{"$error":"#DIV/0!"}},{"$f":"$U361/$Q361","v":{"$error":"#DIV/0!"}},{"$f":"$V361/$Q361","v":{"$error":"#DIV/0!"}},{"$f":"$W361/$Q361","v":{"$error":"#DIV/0!"}},{"$f":"$X361/$Q361","v":{"$error":"#DIV/0!"}},{"$f":"$Y361/$Q361","v":{"$error":"#DIV/0!"}},{"$f":"$Z361/$Q361","v":{"$error":"#DIV/0!"}},{"$f":"$AA361/$Q361","v":{"$error":"#DIV/0!"}},{"$f":"$AB361/$Q361","v":{"$error":"#DIV/0!"}},{"$f":"$AC361/$Q361","v":{"$error":"#DIV/0!"}},{"$f":"$AD361/$Q361","v":{"$error":"#DIV/0!"}},{"$f":"$AE361/$Q361","v":{"$error":"#DIV/0!"}},{"$f":"$AF361/$Q361","v":{"$error":"#DIV/0!"}},{"$f":"$AG361/$Q361","v":{"$error":"#DIV/0!"}},{"$f":"$AH361/$Q361","v":{"$error":"#DIV/0!"}},{"$f":"$AI361/$Q361","v":{"$error":"#DIV/0!"}},{"$f":"$AJ361/$Q361","v":{"$error":"#DIV/0!"}},{"$f":"$AK361/$Q361","v":{"$error":"#DIV/0!"}},{"$f":"$AL361/$Q361","v":{"$error":"#DIV/0!"}},{"$f":"$AM361/$Q361","v":{"$error":"#DIV/0!"}},{"$f":"$AN361/$Q361","v":{"$error":"#DIV/0!"}},{"$f":"$AO361/$Q361","v":{"$error":"#DIV/0!"}},{"$f":"$AP361/$Q361","v":{"$error":"#DIV/0!"}},{"$f":"$AQ361/$Q361","v":{"$error":"#DIV/0!"}},{"$f":"$AR361/$Q361","v":{"$error":"#DIV/0!"}},{"$f":"$AS361/$Q361","v":{"$error":"#DIV/0!"}},"暖房COP比","βw"]
[null,null,"Σ",{"$f":"($AB$26/$Z$37)*D$358*D$301*D$426","v":{"$error":"#VALUE!"}},{"$f":"($AB$26/$Z$37)*E$358*E$301*E$426","v":{"$error":"#VALUE!"}},{"$error":"#VALUE!"},{"$error":"#VALUE!"},{"$error":"#VALUE!"},{"$error":"#VALUE!"},{"$error":"#VALUE!"},{"$error":"#VALUE!"},{"$error":"#VALUE!"},{"$error":"#VALUE!"},{"$error":"#VALUE!"},{"$error":"#VALUE!"},{"$f":"($AB$26/$Z$34)*P$358*P$301*P$426","v":{"$error":"#VALUE!"}},{"$error":"#VALUE!"},{"$error":"#VALUE!"},{"$error":"#VALUE!"},{"$error":"#VALUE!"},{"$error":"#VALUE!"},{"$error":"#VALUE!"},{"$error":"#VALUE!"},{"$error":"#VALUE!"},{"$error":"#VALUE!"},{"$error":"#VALUE!"},{"$error":"#VALUE!"},{"$error":"#VALUE!"},{"$error":"#VALUE!"},{"$error":"#VALUE!"},{"$error":"#VALUE!"},{"$error":"#VALUE!"},{"$error":"#VALUE!"},{"$error":"#VALUE!"},{"$error":"#VALUE!"},{"$error":"#VALUE!"},{"$error":"#VALUE!"},{"$error":"#VALUE!"},{"$error":"#VALUE!"},{"$error":"#VALUE!"},{"$error":"#VALUE!"},{"$error":"#VALUE!"},{"$error":"#VALUE!"},{"$error":"#VALUE!"},{"$error":"#VALUE!"},{"$f":"SUM($D363:$AS363)","v":{"$error":"#VALUE!"}},"Σ"]
[]
[null,"後1","暖房時消費電力比",{"$f":"D$302/D$369","v":{"$error":"#DIV/0!"}},{"$f":"E$302/E$369","v":{"$error":"#DIV/0!"}},{"$error":"#DIV/0!"},{"$error":"#DIV/0!"},{"$error":"#DIV/0!"},{"$error":"#DIV/0!"},{"$error":"#DIV/0!"},{"$error":"#DIV/0!"},{"$error":"#DIV/0!"},{"$error":"#DIV/0!"},{"$error":"#DIV/0!"},{"$error":"#DIV/0!"},{"$error":"#DIV/0!"},{"$error":"#DIV/0!"},{"$error":"#DIV/0!"},{"$error":"#DIV/0!"},{"$error":"#DIV/0!"},{"$error":"#DIV/0!"},{"$error":"#DIV/0!"},{"$error":"#DIV/0!"},{"$error":"#DIV/0!"},{"$error":"#DIV/0!"},{"$error":"#DIV/0!"},{"$error":"#DIV/0!"},{"$error":"#DIV/0!"},{"$error":"#DIV/0!"},{"$error":"#DIV/0!"},{"$error":"#DIV/0!"},{"$error":"#DIV/0!"},{"$error":"#DIV/0!"},{"$error":"#DIV/0!"},{"$error":"#DIV/0!"},{"$error":"#DIV/0!"},{"$error":"#DIV/0!"},{"$error":"#DIV/0!"},{"$error":"#DIV/0!"},{"$error":"#DIV/0!"},{"$error":"#DIV/0!"},{"$error":"#DIV/0!"},{"$error":"#DIV/0!"},{"$error":"#DIV/0!"},{"$error":"#DIV/0!"},"暖房時消費電力比","εw"]
[null,null,"暖房能力",{"$f":"($Q$49-0.64*$Q$46)/9*(D$288-7)+$Q$49","v":0},{"$f":"($Q$49-0.64*$Q$46)/9*(E$288-7)+$Q$49","v":0},0,0,0,0,0,0,0,0,0,0,{"$f":"($Q$46-0.64*$Q$46)/14*($P$288-7)+$Q$46","v":0},{"$f":"($Q$46-0.64*$Q$46)/14*($Q$288-7)+$Q$46","v":0},{"$f":"($Q$46-0.64*$Q$46)/14*($R$288-7)+$Q$46","v":0},{"$f":"($Q$46-0.64*$Q$46)/14*($S$288-7)+$Q$46","v":0},{"$f":"($Q$46-0.64*$Q$46)/14*($T$288-7)+$Q$46","v":0},{"$f":"($Q$46-0.64*$Q$46)/14*($U$288-7)+$Q$46","v":0},{"$f":"($Q$46-0.64*$Q$46)/14*($V$288-7)+$Q$46","v":0},{"$f":"($Q$46-0.64*$Q$46)/14*($W$288-7)+$Q$46","v":0},{"$f":"($Q$46-0.64*$Q$46)/14*($X$288-7)+$Q$46","v":0},{"$f":"($Q$46-0.64*$Q$46)/14*($Y$288-7)+$Q$46","v":0},{"$f":"($Q$46-0.64*$Q$46)/14*($Z$288-7)+$Q$46","v":0},{"$f":"($Q$46-0.64*$Q$46)/14*($AA$288-7)+$Q$46","v":0},{"$f":"($Q$46-0.64*$Q$46)/14*($AB$288-7)+$Q$46","v":0},{"$f":"($Q$46-0.64*$Q$46)/14*($AC$288-7)+$Q$46","v":0},{"$f":"($Q$46-0.64*$Q$46)/14*($AD$288-7)+$Q$46","v":0},{"$f":"($Q$46-0.64*$Q$46)/14*($AE$288-7)+$Q$46","v":0},{"$f":"($Q$46-0.64*$Q$46)/14*($AF$288-7)+$Q$46","v":0},{"$f":"($Q$46-0.64*$Q$46)/14*($AG$288-7)+$Q$46","v":0},{"$f":"($Q$46-0.64*$Q$46)/14*($AH$288-7)+$Q$46","v":0},{"$f":"($Q$46-0.64*$Q$46)/14*($AI$288-7)+$Q$46","v":0},{"$f":"($Q$46-0.64*$Q$46)/14*($AJ$288-7)+$Q$46","v":0},{"$f":"($Q$46-0.64*$Q$46)/14*($AK$288-7)+$Q$46","v":0},{"$f":"($Q$46-0.64*$Q$46)/14*($AL$288-7)+$Q$46","v":0},{"$f":"($Q$46-0.64*$Q$46)/14*($AM$288-7)+$Q$46","v":0},{"$f":"($Q$46-0.64*$Q$46)/14*($AN$288-7)+$Q$46","v":0},{"$f":"($Q$46-0.64*$Q$46)/14*($AO$288-7)+$Q$46","v":0},{"$f":"($Q$46-0.64*$Q$46)/14*($AP$288-7)+$Q$46","v":0},{"$f":"($Q$46-0.64*$Q$46)/14*($AQ$288-7)+$Q$46","v":0},{"$f":"($Q$46-0.64*$Q$46)/14*($AR$288-7)+$Q$46","v":0},{"$f":"($Q$46-0.64*$Q$46)/14*($AS$288-7)+$Q$46","v":0},"暖房能力","Φw"]
[null,null,"暖房消費電力",{"$f":"($Q$50-0.82*$Q$47)/9*(D$288-7)+$Q$50","v":0},{"$f":"($Q$50-0.82*$Q$47)/9*(E$288-7)+$Q$50","v":0},0,0,0,0,0,0,0,0,0,0,{"$f":"($Q$47-0.82*$Q$47)/14*($P$288-7)+$Q$47","v":0},{"$f":"($Q$47-0.82*$Q$47)/14*($Q$288-7)+$Q$47","v":0},{"$f":"($Q$47-0.82*$Q$47)/14*($R$288-7)+$Q$47","v":0},{"$f":"($Q$47-0.82*$Q$47)/14*($S$288-7)+$Q$47","v":0},{"$f":"($Q$47-0.82*$Q$47)/14*($T$288-7)+$Q$47","v":0},{"$f":"($Q$47-0.82*$Q$47)/14*($U$288-7)+$Q$47","v":0},{"$f":"($Q$47-0.82*$Q$47)/14*($V$288-7)+$Q$47","v":0},{"$f":"($Q$47-0.82*$Q$47)/14*($W$288-7)+$Q$47","v":0},{"$f":"($Q$47-0.82*$Q$47)/14*($X$288-7)+$Q$47","v":0},{"$f":"($Q$47-0.82*$Q$47)/14*($Y$288-7)+$Q$47","v":0},{"$f":"($Q$47-0.82*$Q$47)/14*($Z$288-7)+$Q$47","v":0},{"$f":"($Q$47-0.82*$Q$47)/14*($AA$288-7)+$Q$47","v":0},{"$f":"($Q$47-0.82*$Q$47)/14*($AB$288-7)+$Q$47","v":0},{"$f":"($Q$47-0.82*$Q$47)/14*($AC$288-7)+$Q$47","v":0},{"$f":"($Q$47-0.82*$Q$47)/14*($AD$288-7)+$Q$47","v":0},{"$f":"($Q$47-0.82*$Q$47)/14*($AE$288-7)+$Q$47","v":0},{"$f":"($Q$47-0.82*$Q$47)/14*($AF$288-7)+$Q$47","v":0},{"$f":"($Q$47-0.82*$Q$47)/14*($AG$288-7)+$Q$47","v":0},{"$f":"($Q$47-0.82*$Q$47)/14*($AH$288-7)+$Q$47","v":0},{"$f":"($Q$47-0.82*$Q$47)/14*($AI$288-7)+$Q$47","v":0},{"$f":"($Q$47-0.82*$Q$47)/14*($AJ$288-7)+$Q$47","v":0},{"$f":"($Q$47-0.82*$Q$47)/14*($AK$288-7)+$Q$47","v":0},{"$f":"($Q$47-0.82*$Q$47)/14*($AL$288-7)+$Q$47","v":0},{"$f":"($Q$47-0.82*$Q$47)/14*($AM$288-7)+$Q$47","v":0},{"$f":"($Q$47-0.82*$Q$47)/14*($AN$288-7)+$Q$47","v":0},{"$f":"($Q$47-0.82*$Q$47)/14*($AO$288-7)+$Q$47","v":0},{"$f":"($Q$47-0.82*$Q$47)/14*($AP$288-7)+$Q$47","v":0},{"$f":"($Q$47-0.82*$Q$47)/14*($AQ$288-7)+$Q$47","v":0},{"$f":"($Q$47-0.82*$Q$47)/14*($AR$288-7)+$Q$47","v":0},{"$f":"($Q$47-0.82*$Q$47)/14*($AS$288-7)+$Q$47","v":0},"消費電力","Pw"]
[null,null,"暖房COP",{"$f":"D$366/D$367","v":{"$error":"#DIV/0!"}},{"$f":"E$366/E$367","v":{"$error":"#DIV/0!"}},{"$error":"#DIV/0!"},{"$error":"#DIV/0!"},{"$error":"#DIV/0!"},{"$error":"#DIV/0!"},{"$error":"#DIV/0!"},{"$error":"#DIV/0!"},{"$error":"#DIV/0!"},{"$error":"#DIV/0!"},{"$error":"#DIV/0!"},{"$error":"#DIV/0!"},{"$error":"#DIV/0!"},{"$error":"#DIV/0!"},{"$error":"#DIV/0!"},{"$error":"#DIV/0!"},{"$error":"#DIV/0!"},{"$error":"#DIV/0!"},{"$error":"#DIV/0!"},{"$error":"#DIV/0!"},{"$error":"#DIV/0!"},{"$error":"#DIV/0!"},{"$error":"#DIV/0!"},{"$error":"#DIV/0!"},{"$error":"#DIV/0!"},{"$error":"#DIV/0!"},{"$error":"#DIV/0!"},{"$error":"#DIV/0!"},{"$error":"#DIV/0!"},{"$error":"#DIV/0!"},{"$error":"#DIV/0!"},{"$error":"#DIV/0!"},{"$error":"#DIV/0!"},{"$error":"#DIV/0!"},{"$error":"#DIV/0!"},{"$error":"#DIV/0!"},{"$error":"#DIV/0!"},{"$error":"#DIV/0!"},{"$error":"#DIV/0!"},{"$error":"#DIV/0!"},{"$error":"#DIV/0!"},{"$error":"#DIV/0!"},"暖房COP","σw"]
[null,null,"暖房COP比",{"$f":"$D$368/$Q$368","v":{"$error":"#DIV/0!"}},{"$f":"$E$368/$Q$368","v":{"$error":"#DIV/0!"}},{"$f":"$F$368/$Q$368","v":{"$error":"#DIV/0!"}},{"$f":"$G$368/$Q$368","v":{"$error":"#DIV/0!"}},{"$f":"$H$368/$Q$368","v":{"$error":"#DIV/0!"}},{"$f":"$I$368/$Q$368","v":{"$error":"#DIV/0!"}},{"$f":"$J$368/$Q$368","v":{"$error":"#DIV/0!"}},{"$f":"$K$368/$Q$368","v":{"$error":"#DIV/0!"}},{"$f":"$L$368/$Q$368","v":{"$error":"#DIV/0!"}},{"$f":"$M$368/$Q$368","v":{"$error":"#DIV/0!"}},{"$f":"$N$368/$Q$368","v":{"$error":"#DIV/0!"}},{"$f":"$O$368/$Q$368","v":{"$error":"#DIV/0!"}},{"$f":"$P$368/$Q$368","v":{"$error":"#DIV/0!"}},{"$f":"$Q$368/$Q$368","v":{"$error":"#DIV/0!"}},{"$f":"$R$368/$Q$368","v":{"$error":"#DIV/0!"}},{"$f":"$S$368/$Q$368","v":{"$error":"#DIV/0!"}},{"$f":"$T$368/$Q$368","v":{"$error":"#DIV/0!"}},{"$f":"$U$368/$Q$368","v":{"$error":"#DIV/0!"}},{"$f":"$V$368/$Q$368","v":{"$error":"#DIV/0!"}},{"$f":"$W$368/$Q$368","v":{"$error":"#DIV/0!"}},{"$f":"$X$368/$Q$368","v":{"$error":"#DIV/0!"}},{"$f":"$Y$368/$Q$368","v":{"$error":"#DIV/0!"}},{"$f":"$Z$368/$Q$368","v":{"$error":"#DIV/0!"}},{"$f":"$AA$368/$Q$368","v":{"$error":"#DIV/0!"}},{"$f":"$AB$368/$Q$368","v":{"$error":"#DIV/0!"}},{"$f":"$AC$368/$Q$368","v":{"$error":"#DIV/0!"}},{"$f":"$AD$368/$Q$368","v":{"$error":"#DIV/0!"}},{"$f":"$AE$368/$Q$368","v":{"$error":"#DIV/0!"}},{"$f":"$AF$368/$Q$368","v":{"$error":"#DIV/0!"}},{"$f":"$AG$368/$Q$368","v":{"$error":"#DIV/0!"}},{"$f":"$AH$368/$Q$368","v":{"$error":"#DIV/0!"}},{"$f":"$AI$368/$Q$368","v":{"$error":"#DIV/0!"}},{"$f":"$AJ$368/$Q$368","v":{"$error":"#DIV/0!"}},{"$f":"$AK$368/$Q$368","v":{"$error":"#DIV/0!"}},{"$f":"$AL$368/$Q$368","v":{"$error":"#DIV/0!"}},{"$f":"$AM$368/$Q$368","v":{"$error":"#DIV/0!"}},{"$f":"$AN$368/$Q$368","v":{"$error":"#DIV/0!"}},{"$f":"$AO$368/$Q$368","v":{"$error":"#DIV/0!"}},{"$f":"$AP$368/$Q$368","v":{"$error":"#DIV/0!"}},{"$f":"$AQ$368/$Q$368","v":{"$error":"#DIV/0!"}},{"$f":"$AR$368/$Q$368","v":{"$error":"#DIV/0!"}},{"$f":"$AS$368/$Q$368","v":{"$error":"#DIV/0!"}},"暖房COP比","βw"]
[null,null,"Σ",{"$f":"($AB$26/$Q$51)*D$365*D$301*D$426","v":{"$error":"#VALUE!"}},{"$f":"($AB$26/$Q$51)*E$365*E$301*E$426","v":{"$error":"#VALUE!"}},{"$error":"#VALUE!"},{"$error":"#VALUE!"},{"$error":"#VALUE!"},{"$error":"#VALUE!"},{"$error":"#VALUE!"},{"$error":"#VALUE!"},{"$error":"#VALUE!"},{"$error":"#VALUE!"},{"$error":"#VALUE!"},{"$error":"#VALUE!"},{"$f":"($AB$26/$Q$48)*P$365*P$301*P$426","v":{"$error":"#VALUE!"}},{"$error":"#VALUE!"},{"$error":"#VALUE!"},{"$error":"#VALUE!"},{"$error":"#VALUE!"},{"$error":"#VALUE!"},{"$error":"#VALUE!"},{"$error":"#VALUE!"},{"$error":"#VALUE!"},{"$error":"#VALUE!"},{"$error":"#VALUE!"},{"$error":"#VALUE!"},{"$error":"#VALUE!"},{"$error":"#VALUE!"},{"$error":"#VALUE!"},{"$error":"#VALUE!"},{"$error":"#VALUE!"},{"$error":"#VALUE!"},{"$error":"#VALUE!"},{"$error":"#VALUE!"},{"$error":"#VALUE!"},{"$error":"#VALUE!"},{"$error":"#VALUE!"},{"$error":"#VALUE!"},{"$error":"#VALUE!"},{"$error":"#VALUE!"},{"$error":"#VALUE!"},{"$error":"#VALUE!"},{"$error":"#VALUE!"},{"$error":"#VALUE!"},{"$f":"SUM($D370:$AS370)","v":{"$error":"#VALUE!"}},"Σ"]
[null,"後2","暖房時消費電力比",{"$f":"D$302/D$375","v":{"$error":"#DIV/0!"}},{"$f":"E$302/E$375","v":{"$error":"#DIV/0!"}},{"$error":"#DIV/0!"},{"$error":"#DIV/0!"},{"$error":"#DIV/0!"},{"$error":"#DIV/0!"},{"$error":"#DIV/0!"},{"$error":"#DIV/0!"},{"$error":"#DIV/0!"},{"$error":"#DIV/0!"},{"$error":"#DIV/0!"},{"$error":"#DIV/0!"},{"$error":"#DIV/0!"},{"$error":"#DIV/0!"},{"$error":"#DIV/0!"},{"$error":"#DIV/0!"},{"$error":"#DIV/0!"},{"$error":"#DIV/0!"},{"$error":"#DIV/0!"},{"$error":"#DIV/0!"},{"$error":"#DIV/0!"},{"$error":"#DIV/0!"},{"$error":"#DIV/0!"},{"$error":"#DIV/0!"},{"$error":"#DIV/0!"},{"$error":"#DIV/0!"},{"$error":"#DIV/0!"},{"$error":"#DIV/0!"},{"$error":"#DIV/0!"},{"$error":"#DIV/0!"},{"$error":"#DIV/0!"},{"$error":"#DIV/0!"},{"$error":"#DIV/0!"},{"$error":"#DIV/0!"},{"$error":"#DIV/0!"},{"$error":"#DIV/0!"},{"$error":"#DIV/0!"},{"$error":"#DIV/0!"},{"$error":"#DIV/0!"},{"$error":"#DIV/0!"},{"$error":"#DIV/0!"},{"$error":"#DIV/0!"},"暖房時消費電力比","εw"]
[null,null,"暖房能力",{"$f":"($R$49-0.64*$R$46)/9*(D$288-7)+$R$49","v":0},{"$f":"($R$49-0.64*$R$46)/9*(E$288-7)+$R$49","v":0},0,0,0,0,0,0,0,0,0,{"$f":"($R$49-0.64*$R$46)/9*(O$288-7)+$R$49","v":0},{"$f":"($R$46-0.64*$R$46)/14*($P$288-7)+$R$46","v":0},{"$f":"($R$46-0.64*$R$46)/14*($Q$288-7)+$R$46","v":0},{"$f":"($R$46-0.64*$R$46)/14*($R$288-7)+$R$46","v":0},{"$f":"($R$46-0.64*$R$46)/14*($S$288-7)+$R$46","v":0},{"$f":"($R$46-0.64*$R$46)/14*($T$288-7)+$R$46","v":0},{"$f":"($R$46-0.64*$R$46)/14*($U$288-7)+$R$46","v":0},{"$f":"($R$46-0.64*$R$46)/14*($V$288-7)+$R$46","v":0},{"$f":"($R$46-0.64*$R$46)/14*($W$288-7)+$R$46","v":0},{"$f":"($R$46-0.64*$R$46)/14*($X$288-7)+$R$46","v":0},{"$f":"($R$46-0.64*$R$46)/14*($Y$288-7)+$R$46","v":0},{"$f":"($R$46-0.64*$R$46)/14*($Z$288-7)+$R$46","v":0},{"$f":"($R$46-0.64*$R$46)/14*($AA$288-7)+$R$46","v":0},{"$f":"($R$46-0.64*$R$46)/14*($AB$288-7)+$R$46","v":0},{"$f":"($R$46-0.64*$R$46)/14*($AC$288-7)+$R$46","v":0},{"$f":"($R$46-0.64*$R$46)/14*($AD$288-7)+$R$46","v":0},{"$f":"($R$46-0.64*$R$46)/14*($AE$288-7)+$R$46","v":0},{"$f":"($R$46-0.64*$R$46)/14*($AF$288-7)+$R$46","v":0},{"$f":"($R$46-0.64*$R$46)/14*($AG$288-7)+$R$46","v":0},{"$f":"($R$46-0.64*$R$46)/14*($AH$288-7)+$R$46","v":0},{"$f":"($R$46-0.64*$R$46)/14*($AI$288-7)+$R$46","v":0},{"$f":"($R$46-0.64*$R$46)/14*($AJ$288-7)+$R$46","v":0},{"$f":"($R$46-0.64*$R$46)/14*($AK$288-7)+$R$46","v":0},{"$f":"($R$46-0.64*$R$46)/14*($AL$288-7)+$R$46","v":0},{"$f":"($R$46-0.64*$R$46)/14*($AM$288-7)+$R$46","v":0},{"$f":"($R$46-0.64*$R$46)/14*($AN$288-7)+$R$46","v":0},{"$f":"($R$46-0.64*$R$46)/14*($AO$288-7)+$R$46","v":0},{"$f":"($R$46-0.64*$R$46)/14*($AP$288-7)+$R$46","v":0},{"$f":"($R$46-0.64*$R$46)/14*($AQ$288-7)+$R$46","v":0},{"$f":"($R$46-0.64*$R$46)/14*($AR$288-7)+$R$46","v":0},{"$f":"($R$46-0.64*$R$46)/14*($AS$288-7)+$R$46","v":0},"暖房能力","Φw"]
[null,null,"暖房消費電力",{"$f":"($R$50-0.82*$R$47)/9*(D$288-7)+$R$50","v":0},{"$f":"($R$50-0.82*$R$47)/9*(E$288-7)+$R$50","v":0},0,0,0,0,0,0,0,0,0,0,{"$f":"($R$47-0.82*$R$47)/14*($P$288-7)+$R$47","v":0},{"$f":"($R$47-0.82*$R$47)/14*($Q$288-7)+$R$47","v":0},{"$f":"($R$47-0.82*$R$47)/14*($R$288-7)+$R$47","v":0},{"$f":"($R$47-0.82*$R$47)/14*($S$288-7)+$R$47","v":0},{"$f":"($R$47-0.82*$R$47)/14*($T$288-7)+$R$47","v":0},{"$f":"($R$47-0.82*$R$47)/14*($U$288-7)+$R$47","v":0},{"$f":"($R$47-0.82*$R$47)/14*($V$288-7)+$R$47","v":0},{"$f":"($R$47-0.82*$R$47)/14*($W$288-7)+$R$47","v":0},{"$f":"($R$47-0.82*$R$47)/14*($X$288-7)+$R$47","v":0},{"$f":"($R$47-0.82*$R$47)/14*($Y$288-7)+$R$47","v":0},{"$f":"($R$47-0.82*$R$47)/14*($Z$288-7)+$R$47","v":0},{"$f":"($R$47-0.82*$R$47)/14*($AA$288-7)+$R$47","v":0},{"$f":"($R$47-0.82*$R$47)/14*($AB$288-7)+$R$47","v":0},{"$f":"($R$47-0.82*$R$47)/14*($AC$288-7)+$R$47","v":0},{"$f":"($R$47-0.82*$R$47)/14*($AD$288-7)+$R$47","v":0},{"$f":"($R$47-0.82*$R$47)/14*($AE$288-7)+$R$47","v":0},{"$f":"($R$47-0.82*$R$47)/14*($AF$288-7)+$R$47","v":0},{"$f":"($R$47-0.82*$R$47)/14*($AG$288-7)+$R$47","v":0},{"$f":"($R$47-0.82*$R$47)/14*($AH$288-7)+$R$47","v":0},{"$f":"($R$47-0.82*$R$47)/14*($AI$288-7)+$R$47","v":0},{"$f":"($R$47-0.82*$R$47)/14*($AJ$288-7)+$R$47","v":0},{"$f":"($R$47-0.82*$R$47)/14*($AK$288-7)+$R$47","v":0},{"$f":"($R$47-0.82*$R$47)/14*($AL$288-7)+$R$47","v":0},{"$f":"($R$47-0.82*$R$47)/14*($AM$288-7)+$R$47","v":0},{"$f":"($R$47-0.82*$R$47)/14*($AN$288-7)+$R$47","v":0},{"$f":"($R$47-0.82*$R$47)/14*($AO$288-7)+$R$47","v":0},{"$f":"($R$47-0.82*$R$47)/14*($AP$288-7)+$R$47","v":0},{"$f":"($R$47-0.82*$R$47)/14*($AQ$288-7)+$R$47","v":0},{"$f":"($R$47-0.82*$R$47)/14*($AR$288-7)+$R$47","v":0},{"$f":"($R$47-0.82*$R$47)/14*($AS$288-7)+$R$47","v":0},"消費電力","Pw"]
[null,null,"暖房COP",{"$f":"D$372/D$373","v":{"$error":"#DIV/0!"}},{"$f":"E$372/E$373","v":{"$error":"#DIV/0!"}},{"$error":"#DIV/0!"},{"$error":"#DIV/0!"},{"$error":"#DIV/0!"},{"$error":"#DIV/0!"},{"$error":"#DIV/0!"},{"$error":"#DIV/0!"},{"$error":"#DIV/0!"},{"$error":"#DIV/0!"},{"$error":"#DIV/0!"},{"$error":"#DIV/0!"},{"$error":"#DIV/0!"},{"$error":"#DIV/0!"},{"$error":"#DIV/0!"},{"$error":"#DIV/0!"},{"$error":"#DIV/0!"},{"$error":"#DIV/0!"},{"$error":"#DIV/0!"},{"$error":"#DIV/0!"},{"$error":"#DIV/0!"},{"$error":"#DIV/0!"},{"$error":"#DIV/0!"},{"$error":"#DIV/0!"},{"$error":"#DIV/0!"},{"$error":"#DIV/0!"},{"$error":"#DIV/0!"},{"$error":"#DIV/0!"},{"$error":"#DIV/0!"},{"$error":"#DIV/0!"},{"$error":"#DIV/0!"},{"$error":"#DIV/0!"},{"$error":"#DIV/0!"},{"$error":"#DIV/0!"},{"$error":"#DIV/0!"},{"$error":"#DIV/0!"},{"$error":"#DIV/0!"},{"$error":"#DIV/0!"},{"$error":"#DIV/0!"},{"$error":"#DIV/0!"},{"$error":"#DIV/0!"},{"$error":"#DIV/0!"},"暖房COP","σw"]
[null,null,"暖房COP比",{"$f":"$D374/$Q374","v":{"$error":"#DIV/0!"}},{"$f":"$E374/$Q374","v":{"$error":"#DIV/0!"}},{"$f":"$F374/$Q374","v":{"$error":"#DIV/0!"}},{"$f":"$G374/$Q374","v":{"$error":"#DIV/0!"}},{"$f":"$H374/$Q374","v":{"$error":"#DIV/0!"}},{"$f":"$I374/$Q374","v":{"$error":"#DIV/0!"}},{"$f":"$J374/$Q374","v":{"$error":"#DIV/0!"}},{"$f":"$K374/$Q374","v":{"$error":"#DIV/0!"}},{"$f":"$L374/$Q374","v":{"$error":"#DIV/0!"}},{"$f":"$M374/$Q374","v":{"$error":"#DIV/0!"}},{"$f":"$N374/$Q374","v":{"$error":"#DIV/0!"}},{"$f":"$O374/$Q374","v":{"$error":"#DIV/0!"}},{"$f":"$P374/$Q374","v":{"$error":"#DIV/0!"}},{"$f":"$Q374/$Q374","v":{"$error":"#DIV/0!"}},{"$f":"$R374/$Q374","v":{"$error":"#DIV/0!"}},{"$f":"$S374/$Q374","v":{"$error":"#DIV/0!"}},{"$f":"$T374/$Q374","v":{"$error":"#DIV/0!"}},{"$f":"$U374/$Q374","v":{"$error":"#DIV/0!"}},{"$f":"$V374/$Q374","v":{"$error":"#DIV/0!"}},{"$f":"$W374/$Q374","v":{"$error":"#DIV/0!"}},{"$f":"$X374/$Q374","v":{"$error":"#DIV/0!"}},{"$f":"$Y374/$Q374","v":{"$error":"#DIV/0!"}},{"$f":"$Z374/$Q374","v":{"$error":"#DIV/0!"}},{"$f":"$AA374/$Q374","v":{"$error":"#DIV/0!"}},{"$f":"$AB374/$Q374","v":{"$error":"#DIV/0!"}},{"$f":"$AC374/$Q374","v":{"$error":"#DIV/0!"}},{"$f":"$AD374/$Q374","v":{"$error":"#DIV/0!"}},{"$f":"$AE374/$Q374","v":{"$error":"#DIV/0!"}},{"$f":"$AF374/$Q374","v":{"$error":"#DIV/0!"}},{"$f":"$AG374/$Q374","v":{"$error":"#DIV/0!"}},{"$f":"$AH374/$Q374","v":{"$error":"#DIV/0!"}},{"$f":"$AI374/$Q374","v":{"$error":"#DIV/0!"}},{"$f":"$AJ374/$Q374","v":{"$error":"#DIV/0!"}},{"$f":"$AK374/$Q374","v":{"$error":"#DIV/0!"}},{"$f":"$AL374/$Q374","v":{"$error":"#DIV/0!"}},{"$f":"$AM374/$Q374","v":{"$error":"#DIV/0!"}},{"$f":"$AN374/$Q374","v":{"$error":"#DIV/0!"}},{"$f":"$AO374/$Q374","v":{"$error":"#DIV/0!"}},{"$f":"$AP374/$Q374","v":{"$error":"#DIV/0!"}},{"$f":"$AQ374/$Q374","v":{"$error":"#DIV/0!"}},{"$f":"$AR374/$Q374","v":{"$error":"#DIV/0!"}},{"$f":"$AS374/$Q374","v":{"$error":"#DIV/0!"}},"暖房COP比","βw"]
[null,null,"Σ",{"$f":"($AB$26/$R$51)*D$371*D$301*D$426","v":{"$error":"#VALUE!"}},{"$f":"($AB$26/$R$51)*E$371*E$301*E$426","v":{"$error":"#VALUE!"}},{"$error":"#VALUE!"},{"$error":"#VALUE!"},{"$error":"#VALUE!"},{"$error":"#VALUE!"},{"$error":"#VALUE!"},{"$error":"#VALUE!"},{"$error":"#VALUE!"},{"$error":"#VALUE!"},{"$error":"#VALUE!"},{"$error":"#VALUE!"},{"$f":"($AB$26/$R$48)*P$371*P$301*P$426","v":{"$error":"#VALUE!"}},{"$error":"#VALUE!"},{"$error":"#VALUE!"},{"$error":"#VALUE!"},{"$error":"#VALUE!"},{"$error":"#VALUE!"},{"$error":"#VALUE!"},{"$error":"#VALUE!"},{"$error":"#VALUE!"},{"$error":"#VALUE!"},{"$error":"#VALUE!"},{"$error":"#VALUE!"},{"$error":"#VALUE!"},{"$error":"#VALUE!"},{"$error":"#VALUE!"},{"$error":"#VALUE!"},{"$error":"#VALUE!"},{"$error":"#VALUE!"},{"$error":"#VALUE!"},{"$error":"#VALUE!"},{"$error":"#VALUE!"},{"$error":"#VALUE!"},{"$error":"#VALUE!"},{"$error":"#VALUE!"},{"$error":"#VALUE!"},{"$error":"#VALUE!"},{"$error":"#VALUE!"},{"$error":"#VALUE!"},{"$error":"#VALUE!"},{"$error":"#VALUE!"},{"$f":"SUM($D376:$AS376)","v":{"$error":"#VALUE!"}},"Σ"]
[null,"後3","暖房時消費電力比",{"$f":"D$302/D$381","v":{"$error":"#DIV/0!"}},{"$f":"E$302/E$381","v":{"$error":"#DIV/0!"}},{"$error":"#DIV/0!"},{"$error":"#DIV/0!"},{"$error":"#DIV/0!"},{"$error":"#DIV/0!"},{"$error":"#DIV/0!"},{"$error":"#DIV/0!"},{"$error":"#DIV/0!"},{"$error":"#DIV/0!"},{"$error":"#DIV/0!"},{"$error":"#DIV/0!"},{"$error":"#DIV/0!"},{"$error":"#DIV/0!"},{"$error":"#DIV/0!"},{"$error":"#DIV/0!"},{"$error":"#DIV/0!"},{"$error":"#DIV/0!"},{"$error":"#DIV/0!"},{"$error":"#DIV/0!"},{"$error":"#DIV/0!"},{"$error":"#DIV/0!"},{"$error":"#DIV/0!"},{"$error":"#DIV/0!"},{"$error":"#DIV/0!"},{"$error":"#DIV/0!"},{"$error":"#DIV/0!"},{"$error":"#DIV/0!"},{"$error":"#DIV/0!"},{"$error":"#DIV/0!"},{"$error":"#DIV/0!"},{"$error":"#DIV/0!"},{"$error":"#DIV/0!"},{"$error":"#DIV/0!"},{"$error":"#DIV/0!"},{"$error":"#DIV/0!"},{"$error":"#DIV/0!"},{"$error":"#DIV/0!"},{"$error":"#DIV/0!"},{"$error":"#DIV/0!"},{"$error":"#DIV/0!"},{"$error":"#DIV/0!"},"暖房時消費電力比","εw"]
[null,null,"暖房能力",{"$f":"($S$49-0.64*$S$46)/9*(D$288-7)+$S$49","v":0},{"$f":"($S$49-0.64*$S$46)/9*(E$288-7)+$S$49","v":0},0,0,0,0,0,0,0,0,0,0,{"$f":"($S$46-0.64*$S$46)/14*($P$288-7)+$S$46","v":0},{"$f":"($S$46-0.64*$S$46)/14*($Q$288-7)+$S$46","v":0},{"$f":"($S$46-0.64*$S$46)/14*($R$288-7)+$S$46","v":0},{"$f":"($S$46-0.64*$S$46)/14*($S$288-7)+$S$46","v":0},{"$f":"($S$46-0.64*$S$46)/14*($T$288-7)+$S$46","v":0},{"$f":"($S$46-0.64*$S$46)/14*($U$288-7)+$S$46","v":0},{"$f":"($S$46-0.64*$S$46)/14*($V$288-7)+$S$46","v":0},{"$f":"($S$46-0.64*$S$46)/14*($W$288-7)+$S$46","v":0},{"$f":"($S$46-0.64*$S$46)/14*($X$288-7)+$S$46","v":0},{"$f":"($S$46-0.64*$S$46)/14*($Y$288-7)+$S$46","v":0},{"$f":"($S$46-0.64*$S$46)/14*($Z$288-7)+$S$46","v":0},{"$f":"($S$46-0.64*$S$46)/14*($AA$288-7)+$S$46","v":0},{"$f":"($S$46-0.64*$S$46)/14*($AB$288-7)+$S$46","v":0},{"$f":"($S$46-0.64*$S$46)/14*($AC$288-7)+$S$46","v":0},{"$f":"($S$46-0.64*$S$46)/14*($AD$288-7)+$S$46","v":0},{"$f":"($S$46-0.64*$S$46)/14*($AE$288-7)+$S$46","v":0},{"$f":"($S$46-0.64*$S$46)/14*($AF$288-7)+$S$46","v":0},{"$f":"($S$46-0.64*$S$46)/14*($AG$288-7)+$S$46","v":0},{"$f":"($S$46-0.64*$S$46)/14*($AH$288-7)+$S$46","v":0},{"$f":"($S$46-0.64*$S$46)/14*($AI$288-7)+$S$46","v":0},{"$f":"($S$46-0.64*$S$46)/14*($AJ$288-7)+$S$46","v":0},{"$f":"($S$46-0.64*$S$46)/14*($AK$288-7)+$S$46","v":0},{"$f":"($S$46-0.64*$S$46)/14*($AL$288-7)+$S$46","v":0},{"$f":"($S$46-0.64*$S$46)/14*($AM$288-7)+$S$46","v":0},{"$f":"($S$46-0.64*$S$46)/14*($AN$288-7)+$S$46","v":0},{"$f":"($S$46-0.64*$S$46)/14*($AO$288-7)+$S$46","v":0},{"$f":"($S$46-0.64*$S$46)/14*($AP$288-7)+$S$46","v":0},{"$f":"($S$46-0.64*$S$46)/14*($AQ$288-7)+$S$46","v":0},{"$f":"($S$46-0.64*$S$46)/14*($AR$288-7)+$S$46","v":0},{"$f":"($S$46-0.64*$S$46)/14*($AS$288-7)+$S$46","v":0},"暖房能力","Φw"]
[null,null,"暖房消費電力",{"$f":"($S$50-0.82*$S$47)/9*(D$288-7)+$S$50","v":0},{"$f":"($S$50-0.82*$S$47)/9*(E$288-7)+$S$50","v":0},0,0,0,0,0,0,0,0,0,0,{"$f":"($S$47-0.82*$S$47)/14*($P$288-7)+$S$47","v":0},{"$f":"($S$47-0.82*$S$47)/14*($Q$288-7)+$S$47","v":0},{"$f":"($S$47-0.82*$S$47)/14*($R$288-7)+$S$47","v":0},{"$f":"($S$47-0.82*$S$47)/14*($S$288-7)+$S$47","v":0},{"$f":"($S$47-0.82*$S$47)/14*($T$288-7)+$S$47","v":0},{"$f":"($S$47-0.82*$S$47)/14*($U$288-7)+$S$47","v":0},{"$f":"($S$47-0.82*$S$47)/14*($V$288-7)+$S$47","v":0},{"$f":"($S$47-0.82*$S$47)/14*($W$288-7)+$S$47","v":0},{"$f":"($S$47-0.82*$S$47)/14*($X$288-7)+$S$47","v":0},{"$f":"($S$47-0.82*$S$47)/14*($Y$288-7)+$S$47","v":0},{"$f":"($S$47-0.82*$S$47)/14*($Z$288-7)+$S$47","v":0},{"$f":"($S$47-0.82*$S$47)/14*($AA$288-7)+$S$47","v":0},{"$f":"($S$47-0.82*$S$47)/14*($AB$288-7)+$S$47","v":0},{"$f":"($S$47-0.82*$S$47)/14*($AC$288-7)+$S$47","v":0},{"$f":"($S$47-0.82*$S$47)/14*($AD$288-7)+$S$47","v":0},{"$f":"($S$47-0.82*$S$47)/14*($AE$288-7)+$S$47","v":0},{"$f":"($S$47-0.82*$S$47)/14*($AF$288-7)+$S$47","v":0},{"$f":"($S$47-0.82*$S$47)/14*($AG$288-7)+$S$47","v":0},{"$f":"($S$47-0.82*$S$47)/14*($AH$288-7)+$S$47","v":0},{"$f":"($S$47-0.82*$S$47)/14*($AI$288-7)+$S$47","v":0},{"$f":"($S$47-0.82*$S$47)/14*($AJ$288-7)+$S$47","v":0},{"$f":"($S$47-0.82*$S$47)/14*($AK$288-7)+$S$47","v":0},{"$f":"($S$47-0.82*$S$47)/14*($AL$288-7)+$S$47","v":0},{"$f":"($S$47-0.82*$S$47)/14*($AM$288-7)+$S$47","v":0},{"$f":"($S$47-0.82*$S$47)/14*($AN$288-7)+$S$47","v":0},{"$f":"($S$47-0.82*$S$47)/14*($AO$288-7)+$S$47","v":0},{"$f":"($S$47-0.82*$S$47)/14*($AP$288-7)+$S$47","v":0},{"$f":"($S$47-0.82*$S$47)/14*($AQ$288-7)+$S$47","v":0},{"$f":"($S$47-0.82*$S$47)/14*($AR$288-7)+$S$47","v":0},{"$f":"($S$47-0.82*$S$47)/14*($AS$288-7)+$S$47","v":0},"消費電力","Pw"]
[null,null,"暖房COP",{"$f":"D$378/D$379","v":{"$error":"#DIV/0!"}},{"$f":"E$378/E$379","v":{"$error":"#DIV/0!"}},{"$error":"#DIV/0!"},{"$error":"#DIV/0!"},{"$error":"#DIV/0!"},{"$error":"#DIV/0!"},{"$error":"#DIV/0!"},{"$error":"#DIV/0!"},{"$error":"#DIV/0!"},{"$error":"#DIV/0!"},{"$error":"#DIV/0!"},{"$error":"#DIV/0!"},{"$error":"#DIV/0!"},{"$error":"#DIV/0!"},{"$error":"#DIV/0!"},{"$error":"#DIV/0!"},{"$error":"#DIV/0!"},{"$error":"#DIV/0!"},{"$error":"#DIV/0!"},{"$error":"#DIV/0!"},{"$error":"#DIV/0!"},{"$error":"#DIV/0!"},{"$error":"#DIV/0!"},{"$error":"#DIV/0!"},{"$error":"#DIV/0!"},{"$error":"#DIV/0!"},{"$error":"#DIV/0!"},{"$error":"#DIV/0!"},{"$error":"#DIV/0!"},{"$error":"#DIV/0!"},{"$error":"#DIV/0!"},{"$error":"#DIV/0!"},{"$error":"#DIV/0!"},{"$error":"#DIV/0!"},{"$error":"#DIV/0!"},{"$error":"#DIV/0!"},{"$error":"#DIV/0!"},{"$error":"#DIV/0!"},{"$error":"#DIV/0!"},{"$error":"#DIV/0!"},{"$error":"#DIV/0!"},{"$error":"#DIV/0!"},"暖房COP","σw"]
[null,null,"暖房COP比",{"$f":"$D380/$Q380","v":{"$error":"#DIV/0!"}},{"$f":"$E380/$Q380","v":{"$error":"#DIV/0!"}},{"$f":"$F380/$Q380","v":{"$error":"#DIV/0!"}},{"$f":"$G380/$Q380","v":{"$error":"#DIV/0!"}},{"$f":"$H380/$Q380","v":{"$error":"#DIV/0!"}},{"$f":"$I380/$Q380","v":{"$error":"#DIV/0!"}},{"$f":"$J380/$Q380","v":{"$error":"#DIV/0!"}},{"$f":"$K380/$Q380","v":{"$error":"#DIV/0!"}},{"$f":"$L380/$Q380","v":{"$error":"#DIV/0!"}},{"$f":"$M380/$Q380","v":{"$error":"#DIV/0!"}},{"$f":"$N380/$Q380","v":{"$error":"#DIV/0!"}},{"$f":"$O380/$Q380","v":{"$error":"#DIV/0!"}},{"$f":"$P380/$Q380","v":{"$error":"#DIV/0!"}},{"$f":"$Q380/$Q380","v":{"$error":"#DIV/0!"}},{"$f":"$R380/$Q380","v":{"$error":"#DIV/0!"}},{"$f":"$S380/$Q380","v":{"$error":"#DIV/0!"}},{"$f":"$T380/$Q380","v":{"$error":"#DIV/0!"}},{"$f":"$U380/$Q380","v":{"$error":"#DIV/0!"}},{"$f":"$V380/$Q380","v":{"$error":"#DIV/0!"}},{"$f":"$W380/$Q380","v":{"$error":"#DIV/0!"}},{"$f":"$X380/$Q380","v":{"$error":"#DIV/0!"}},{"$f":"$Y380/$Q380","v":{"$error":"#DIV/0!"}},{"$f":"$Z380/$Q380","v":{"$error":"#DIV/0!"}},{"$f":"$AA380/$Q380","v":{"$error":"#DIV/0!"}},{"$f":"$AB380/$Q380","v":{"$error":"#DIV/0!"}},{"$f":"$AC380/$Q380","v":{"$error":"#DIV/0!"}},{"$f":"$AD380/$Q380","v":{"$error":"#DIV/0!"}},{"$f":"$AE380/$Q380","v":{"$error":"#DIV/0!"}},{"$f":"$AF380/$Q380","v":{"$error":"#DIV/0!"}},{"$f":"$AG380/$Q380","v":{"$error":"#DIV/0!"}},{"$f":"$AH380/$Q380","v":{"$error":"#DIV/0!"}},{"$f":"$AI380/$Q380","v":{"$error":"#DIV/0!"}},{"$f":"$AJ380/$Q380","v":{"$error":"#DIV/0!"}},{"$f":"$AK380/$Q380","v":{"$error":"#DIV/0!"}},{"$f":"$AL380/$Q380","v":{"$error":"#DIV/0!"}},{"$f":"$AM380/$Q380","v":{"$error":"#DIV/0!"}},{"$f":"$AN380/$Q380","v":{"$error":"#DIV/0!"}},{"$f":"$AO380/$Q380","v":{"$error":"#DIV/0!"}},{"$f":"$AP380/$Q380","v":{"$error":"#DIV/0!"}},{"$f":"$AQ380/$Q380","v":{"$error":"#DIV/0!"}},{"$f":"$AR380/$Q380","v":{"$error":"#DIV/0!"}},{"$f":"$AS380/$Q380","v":{"$error":"#DIV/0!"}},"暖房COP比","βw"]
[null,null,"Σ",{"$f":"($AB$26/$S$51)*D$377*D$301*D$426","v":{"$error":"#VALUE!"}},{"$f":"($AB$26/$S$51)*E$377*E$301*E$426","v":{"$error":"#VALUE!"}},{"$error":"#VALUE!"},{"$error":"#VALUE!"},{"$error":"#VALUE!"},{"$error":"#VALUE!"},{"$error":"#VALUE!"},{"$error":"#VALUE!"},{"$error":"#VALUE!"},{"$error":"#VALUE!"},{"$error":"#VALUE!"},{"$error":"#VALUE!"},{"$f":"($AB$26/$S$48)*P$377*P$301*P$426","v":{"$error":"#VALUE!"}},{"$error":"#VALUE!"},{"$error":"#VALUE!"},{"$error":"#VALUE!"},{"$error":"#VALUE!"},{"$error":"#VALUE!"},{"$error":"#VALUE!"},{"$error":"#VALUE!"},{"$error":"#VALUE!"},{"$error":"#VALUE!"},{"$error":"#VALUE!"},{"$error":"#VALUE!"},{"$error":"#VALUE!"},{"$error":"#VALUE!"},{"$error":"#VALUE!"},{"$error":"#VALUE!"},{"$error":"#VALUE!"},{"$error":"#VALUE!"},{"$error":"#VALUE!"},{"$error":"#VALUE!"},{"$error":"#VALUE!"},{"$error":"#VALUE!"},{"$error":"#VALUE!"},{"$error":"#VALUE!"},{"$error":"#VALUE!"},{"$error":"#VALUE!"},{"$error":"#VALUE!"},{"$error":"#VALUE!"},{"$error":"#VALUE!"},{"$error":"#VALUE!"},{"$f":"SUM($D382:$AS382)","v":{"$error":"#VALUE!"}},"Σ"]
[null,"後4","暖房時消費電力比",{"$f":"D$302/D$387","v":{"$error":"#DIV/0!"}},{"$f":"E$302/E$387","v":{"$error":"#DIV/0!"}},{"$error":"#DIV/0!"},{"$error":"#DIV/0!"},{"$error":"#DIV/0!"},{"$error":"#DIV/0!"},{"$error":"#DIV/0!"},{"$error":"#DIV/0!"},{"$error":"#DIV/0!"},{"$error":"#DIV/0!"},{"$error":"#DIV/0!"},{"$error":"#DIV/0!"},{"$error":"#DIV/0!"},{"$error":"#DIV/0!"},{"$error":"#DIV/0!"},{"$error":"#DIV/0!"},{"$error":"#DIV/0!"},{"$error":"#DIV/0!"},{"$error":"#DIV/0!"},{"$error":"#DIV/0!"},{"$error":"#DIV/0!"},{"$error":"#DIV/0!"},{"$error":"#DIV/0!"},{"$error":"#DIV/0!"},{"$error":"#DIV/0!"},{"$error":"#DIV/0!"},{"$error":"#DIV/0!"},{"$error":"#DIV/0!"},{"$error":"#DIV/0!"},{"$error":"#DIV/0!"},{"$error":"#DIV/0!"},{"$error":"#DIV/0!"},{"$error":"#DIV/0!"},{"$error":"#DIV/0!"},{"$error":"#DIV/0!"},{"$error":"#DIV/0!"},{"$error":"#DIV/0!"},{"$error":"#DIV/0!"},{"$error":"#DIV/0!"},{"$error":"#DIV/0!"},{"$error":"#DIV/0!"},{"$error":"#DIV/0!"},"暖房時消費電力比","εw"]
[null,null,"暖房能力",{"$f":"($T$49-0.64*$T$46)/9*(D$288-7)+$T$49","v":0},{"$f":"($T$49-0.64*$T$46)/9*(E$288-7)+$T$49","v":0},0,0,0,0,0,0,0,0,0,0,{"$f":"($T$46-0.64*$T$46)/14*($P$288-7)+$T$46","v":0},{"$f":"($T$46-0.64*$T$46)/14*($Q$288-7)+$T$46","v":0},{"$f":"($T$46-0.64*$T$46)/14*($R$288-7)+$T$46","v":0},{"$f":"($T$46-0.64*$T$46)/14*($S$288-7)+$T$46","v":0},{"$f":"($T$46-0.64*$T$46)/14*($T$288-7)+$T$46","v":0},{"$f":"($T$46-0.64*$T$46)/14*($U$288-7)+$T$46","v":0},{"$f":"($T$46-0.64*$T$46)/14*($V$288-7)+$T$46","v":0},{"$f":"($T$46-0.64*$T$46)/14*($W$288-7)+$T$46","v":0},{"$f":"($T$46-0.64*$T$46)/14*($X$288-7)+$T$46","v":0},{"$f":"($T$46-0.64*$T$46)/14*($Y$288-7)+$T$46","v":0},{"$f":"($T$46-0.64*$T$46)/14*($Z$288-7)+$T$46","v":0},{"$f":"($T$46-0.64*$T$46)/14*($AA$288-7)+$T$46","v":0},{"$f":"($T$46-0.64*$T$46)/14*($AB$288-7)+$T$46","v":0},{"$f":"($T$46-0.64*$T$46)/14*($AC$288-7)+$T$46","v":0},{"$f":"($T$46-0.64*$T$46)/14*($AD$288-7)+$T$46","v":0},{"$f":"($T$46-0.64*$T$46)/14*($AE$288-7)+$T$46","v":0},{"$f":"($T$46-0.64*$T$46)/14*($AF$288-7)+$T$46","v":0},{"$f":"($T$46-0.64*$T$46)/14*($AG$288-7)+$T$46","v":0},{"$f":"($T$46-0.64*$T$46)/14*($AH$288-7)+$T$46","v":0},{"$f":"($T$46-0.64*$T$46)/14*($AI$288-7)+$T$46","v":0},{"$f":"($T$46-0.64*$T$46)/14*($AJ$288-7)+$T$46","v":0},{"$f":"($T$46-0.64*$T$46)/14*($AK$288-7)+$T$46","v":0},{"$f":"($T$46-0.64*$T$46)/14*($AL$288-7)+$T$46","v":0},{"$f":"($T$46-0.64*$T$46)/14*($AM$288-7)+$T$46","v":0},{"$f":"($T$46-0.64*$T$46)/14*($AN$288-7)+$T$46","v":0},{"$f":"($T$46-0.64*$T$46)/14*($AO$288-7)+$T$46","v":0},{"$f":"($T$46-0.64*$T$46)/14*($AP$288-7)+$T$46","v":0},{"$f":"($T$46-0.64*$T$46)/14*($AQ$288-7)+$T$46","v":0},{"$f":"($T$46-0.64*$T$46)/14*($AR$288-7)+$T$46","v":0},{"$f":"($T$46-0.64*$T$46)/14*($AS$288-7)+$T$46","v":0},"暖房能力","Φw"]
[null,null,"暖房消費電力",{"$f":"($T$50-0.82*$T$47)/9*(D$288-7)+$T$50","v":0},{"$f":"($T$50-0.82*$T$47)/9*(E$288-7)+$T$50","v":0},0,0,0,0,0,0,0,0,0,0,{"$f":"($T$47-0.82*$T$47)/14*($P$288-7)+$T$47","v":0},{"$f":"($T$47-0.82*$T$47)/14*($Q$288-7)+$T$47","v":0},{"$f":"($T$47-0.82*$T$47)/14*($R$288-7)+$T$47","v":0},{"$f":"($T$47-0.82*$T$47)/14*($S$288-7)+$T$47","v":0},{"$f":"($T$47-0.82*$T$47)/14*($T$288-7)+$T$47","v":0},{"$f":"($T$47-0.82*$T$47)/14*($U$288-7)+$T$47","v":0},{"$f":"($T$47-0.82*$T$47)/14*($V$288-7)+$T$47","v":0},{"$f":"($T$47-0.82*$T$47)/14*($W$288-7)+$T$47","v":0},{"$f":"($T$47-0.82*$T$47)/14*($X$288-7)+$T$47","v":0},{"$f":"($T$47-0.82*$T$47)/14*($Y$288-7)+$T$47","v":0},{"$f":"($T$47-0.82*$T$47)/14*($Z$288-7)+$T$47","v":0},{"$f":"($T$47-0.82*$T$47)/14*($AA$288-7)+$T$47","v":0},{"$f":"($T$47-0.82*$T$47)/14*($AB$288-7)+$T$47","v":0},{"$f":"($T$47-0.82*$T$47)/14*($AC$288-7)+$T$47","v":0},{"$f":"($T$47-0.82*$T$47)/14*($AD$288-7)+$T$47","v":0},{"$f":"($T$47-0.82*$T$47)/14*($AE$288-7)+$T$47","v":0},{"$f":"($T$47-0.82*$T$47)/14*($AF$288-7)+$T$47","v":0},{"$f":"($T$47-0.82*$T$47)/14*($AG$288-7)+$T$47","v":0},{"$f":"($T$47-0.82*$T$47)/14*($AH$288-7)+$T$47","v":0},{"$f":"($T$47-0.82*$T$47)/14*($AI$288-7)+$T$47","v":0},{"$f":"($T$47-0.82*$T$47)/14*($AJ$288-7)+$T$47","v":0},{"$f":"($T$47-0.82*$T$47)/14*($AK$288-7)+$T$47","v":0},{"$f":"($T$47-0.82*$T$47)/14*($AL$288-7)+$T$47","v":0},{"$f":"($T$47-0.82*$T$47)/14*($AM$288-7)+$T$47","v":0},{"$f":"($T$47-0.82*$T$47)/14*($AN$288-7)+$T$47","v":0},{"$f":"($T$47-0.82*$T$47)/14*($AO$288-7)+$T$47","v":0},{"$f":"($T$47-0.82*$T$47)/14*($AP$288-7)+$T$47","v":0},{"$f":"($T$47-0.82*$T$47)/14*($AQ$288-7)+$T$47","v":0},{"$f":"($T$47-0.82*$T$47)/14*($AR$288-7)+$T$47","v":0},{"$f":"($T$47-0.82*$T$47)/14*($AS$288-7)+$T$47","v":0},"消費電力","Pw"]
[null,null,"暖房COP",{"$f":"D$384/D$385","v":{"$error":"#DIV/0!"}},{"$f":"E$384/E$385","v":{"$error":"#DIV/0!"}},{"$error":"#DIV/0!"},{"$error":"#DIV/0!"},{"$error":"#DIV/0!"},{"$error":"#DIV/0!"},{"$error":"#DIV/0!"},{"$error":"#DIV/0!"},{"$error":"#DIV/0!"},{"$error":"#DIV/0!"},{"$error":"#DIV/0!"},{"$error":"#DIV/0!"},{"$error":"#DIV/0!"},{"$error":"#DIV/0!"},{"$error":"#DIV/0!"},{"$error":"#DIV/0!"},{"$error":"#DIV/0!"},{"$error":"#DIV/0!"},{"$error":"#DIV/0!"},{"$error":"#DIV/0!"},{"$error":"#DIV/0!"},{"$error":"#DIV/0!"},{"$error":"#DIV/0!"},{"$error":"#DIV/0!"},{"$error":"#DIV/0!"},{"$error":"#DIV/0!"},{"$error":"#DIV/0!"},{"$error":"#DIV/0!"},{"$error":"#DIV/0!"},{"$error":"#DIV/0!"},{"$error":"#DIV/0!"},{"$error":"#DIV/0!"},{"$error":"#DIV/0!"},{"$error":"#DIV/0!"},{"$error":"#DIV/0!"},{"$error":"#DIV/0!"},{"$error":"#DIV/0!"},{"$error":"#DIV/0!"},{"$error":"#DIV/0!"},{"$error":"#DIV/0!"},{"$error":"#DIV/0!"},{"$error":"#DIV/0!"},"暖房COP","σw"]
[null,null,"暖房COP比",{"$f":"$D386/$Q386","v":{"$error":"#DIV/0!"}},{"$f":"$E386/$Q386","v":{"$error":"#DIV/0!"}},{"$f":"$F386/$Q386","v":{"$error":"#DIV/0!"}},{"$f":"$G386/$Q386","v":{"$error":"#DIV/0!"}},{"$f":"$H386/$Q386","v":{"$error":"#DIV/0!"}},{"$f":"$I386/$Q386","v":{"$error":"#DIV/0!"}},{"$f":"$J386/$Q386","v":{"$error":"#DIV/0!"}},{"$f":"$K386/$Q386","v":{"$error":"#DIV/0!"}},{"$f":"$L386/$Q386","v":{"$error":"#DIV/0!"}},{"$f":"$M386/$Q386","v":{"$error":"#DIV/0!"}},{"$f":"$N386/$Q386","v":{"$error":"#DIV/0!"}},{"$f":"$O386/$Q386","v":{"$error":"#DIV/0!"}},{"$f":"$P386/$Q386","v":{"$error":"#DIV/0!"}},{"$f":"$Q386/$Q386","v":{"$error":"#DIV/0!"}},{"$f":"$R386/$Q386","v":{"$error":"#DIV/0!"}},{"$f":"$S386/$Q386","v":{"$error":"#DIV/0!"}},{"$f":"$T386/$Q386","v":{"$error":"#DIV/0!"}},{"$f":"$U386/$Q386","v":{"$error":"#DIV/0!"}},{"$f":"$V386/$Q386","v":{"$error":"#DIV/0!"}},{"$f":"$W386/$Q386","v":{"$error":"#DIV/0!"}},{"$f":"$X386/$Q386","v":{"$error":"#DIV/0!"}},{"$f":"$Y386/$Q386","v":{"$error":"#DIV/0!"}},{"$f":"$Z386/$Q386","v":{"$error":"#DIV/0!"}},{"$f":"$AA386/$Q386","v":{"$error":"#DIV/0!"}},{"$f":"$AB386/$Q386","v":{"$error":"#DIV/0!"}},{"$f":"$AC386/$Q386","v":{"$error":"#DIV/0!"}},{"$f":"$AD386/$Q386","v":{"$error":"#DIV/0!"}},{"$f":"$AE386/$Q386","v":{"$error":"#DIV/0!"}},{"$f":"$AF386/$Q386","v":{"$error":"#DIV/0!"}},{"$f":"$AG386/$Q386","v":{"$error":"#DIV/0!"}},{"$f":"$AH386/$Q386","v":{"$error":"#DIV/0!"}},{"$f":"$AI386/$Q386","v":{"$error":"#DIV/0!"}},{"$f":"$AJ386/$Q386","v":{"$error":"#DIV/0!"}},{"$f":"$AK386/$Q386","v":{"$error":"#DIV/0!"}},{"$f":"$AL386/$Q386","v":{"$error":"#DIV/0!"}},{"$f":"$AM386/$Q386","v":{"$error":"#DIV/0!"}},{"$f":"$AN386/$Q386","v":{"$error":"#DIV/0!"}},{"$f":"$AO386/$Q386","v":{"$error":"#DIV/0!"}},{"$f":"$AP386/$Q386","v":{"$error":"#DIV/0!"}},{"$f":"$AQ386/$Q386","v":{"$error":"#DIV/0!"}},{"$f":"$AR386/$Q386","v":{"$error":"#DIV/0!"}},{"$f":"$AS386/$Q386","v":{"$error":"#DIV/0!"}},"暖房COP比","βw"]
[null,null,"Σ",{"$f":"($AB$26/$T$51)*D$383*D$301*D$426","v":{"$error":"#VALUE!"}},{"$f":"($AB$26/$T$51)*E$383*E$301*E$426","v":{"$error":"#VALUE!"}},{"$error":"#VALUE!"},{"$error":"#VALUE!"},{"$error":"#VALUE!"},{"$error":"#VALUE!"},{"$error":"#VALUE!"},{"$error":"#VALUE!"},{"$error":"#VALUE!"},{"$error":"#VALUE!"},{"$error":"#VALUE!"},{"$error":"#VALUE!"},{"$f":"($AB$26/$T$48)*P$383*P$301*P$426","v":{"$error":"#VALUE!"}},{"$error":"#VALUE!"},{"$error":"#VALUE!"},{"$error":"#VALUE!"},{"$error":"#VALUE!"},{"$error":"#VALUE!"},{"$error":"#VALUE!"},{"$error":"#VALUE!"},{"$error":"#VALUE!"},{"$error":"#VALUE!"},{"$error":"#VALUE!"},{"$error":"#VALUE!"},{"$error":"#VALUE!"},{"$error":"#VALUE!"},{"$error":"#VALUE!"},{"$error":"#VALUE!"},{"$error":"#VALUE!"},{"$error":"#VALUE!"},{"$error":"#VALUE!"},{"$error":"#VALUE!"},{"$error":"#VALUE!"},{"$error":"#VALUE!"},{"$error":"#VALUE!"},{"$error":"#VALUE!"},{"$error":"#VALUE!"},{"$error":"#VALUE!"},{"$error":"#VALUE!"},{"$error":"#VALUE!"},{"$error":"#VALUE!"},{"$error":"#VALUE!"},{"$f":"SUM($D388:$AS388)","v":{"$error":"#VALUE!"}},"Σ"]
[null,"後5","暖房時消費電力比",{"$f":"D$302/D$393","v":{"$error":"#DIV/0!"}},{"$f":"E$302/E$393","v":{"$error":"#DIV/0!"}},{"$error":"#DIV/0!"},{"$error":"#DIV/0!"},{"$error":"#DIV/0!"},{"$error":"#DIV/0!"},{"$error":"#DIV/0!"},{"$error":"#DIV/0!"},{"$error":"#DIV/0!"},{"$error":"#DIV/0!"},{"$error":"#DIV/0!"},{"$error":"#DIV/0!"},{"$error":"#DIV/0!"},{"$error":"#DIV/0!"},{"$error":"#DIV/0!"},{"$error":"#DIV/0!"},{"$error":"#DIV/0!"},{"$error":"#DIV/0!"},{"$error":"#DIV/0!"},{"$error":"#DIV/0!"},{"$error":"#DIV/0!"},{"$error":"#DIV/0!"},{"$error":"#DIV/0!"},{"$error":"#DIV/0!"},{"$error":"#DIV/0!"},{"$error":"#DIV/0!"},{"$error":"#DIV/0!"},{"$error":"#DIV/0!"},{"$error":"#DIV/0!"},{"$error":"#DIV/0!"},{"$error":"#DIV/0!"},{"$error":"#DIV/0!"},{"$error":"#DIV/0!"},{"$error":"#DIV/0!"},{"$error":"#DIV/0!"},{"$error":"#DIV/0!"},{"$error":"#DIV/0!"},{"$error":"#DIV/0!"},{"$error":"#DIV/0!"},{"$error":"#DIV/0!"},{"$error":"#DIV/0!"},{"$error":"#DIV/0!"},"暖房時消費電力比","εw"]
[null,null,"暖房能力",{"$f":"($U$49-0.64*$U$46)/9*(D$288-7)+$U$49","v":0},{"$f":"($U$49-0.64*$U$46)/9*(E$288-7)+$U$49","v":0},0,0,0,0,0,0,0,0,0,0,{"$f":"($U$46-0.64*$U$46)/14*($P$288-7)+$U$46","v":0},{"$f":"($U$46-0.64*$U$46)/14*($Q$288-7)+$U$46","v":0},{"$f":"($U$46-0.64*$U$46)/14*($R$288-7)+$U$46","v":0},{"$f":"($U$46-0.64*$U$46)/14*($S$288-7)+$U$46","v":0},{"$f":"($U$46-0.64*$U$46)/14*($T$288-7)+$U$46","v":0},{"$f":"($U$46-0.64*$U$46)/14*($U$288-7)+$U$46","v":0},{"$f":"($U$46-0.64*$U$46)/14*($V$288-7)+$U$46","v":0},{"$f":"($U$46-0.64*$U$46)/14*($W$288-7)+$U$46","v":0},{"$f":"($U$46-0.64*$U$46)/14*($X$288-7)+$U$46","v":0},{"$f":"($U$46-0.64*$U$46)/14*($Y$288-7)+$U$46","v":0},{"$f":"($U$46-0.64*$U$46)/14*($Z$288-7)+$U$46","v":0},{"$f":"($U$46-0.64*$U$46)/14*($AA$288-7)+$U$46","v":0},{"$f":"($U$46-0.64*$U$46)/14*($AB$288-7)+$U$46","v":0},{"$f":"($U$46-0.64*$U$46)/14*($AC$288-7)+$U$46","v":0},{"$f":"($U$46-0.64*$U$46)/14*($AD$288-7)+$U$46","v":0},{"$f":"($U$46-0.64*$U$46)/14*($AE$288-7)+$U$46","v":0},{"$f":"($U$46-0.64*$U$46)/14*($AF$288-7)+$U$46","v":0},{"$f":"($U$46-0.64*$U$46)/14*($AG$288-7)+$U$46","v":0},{"$f":"($U$46-0.64*$U$46)/14*($AH$288-7)+$U$46","v":0},{"$f":"($U$46-0.64*$U$46)/14*($AI$288-7)+$U$46","v":0},{"$f":"($U$46-0.64*$U$46)/14*($AJ$288-7)+$U$46","v":0},{"$f":"($U$46-0.64*$U$46)/14*($AK$288-7)+$U$46","v":0},{"$f":"($U$46-0.64*$U$46)/14*($AL$288-7)+$U$46","v":0},{"$f":"($U$46-0.64*$U$46)/14*($AM$288-7)+$U$46","v":0},{"$f":"($U$46-0.64*$U$46)/14*($AN$288-7)+$U$46","v":0},{"$f":"($U$46-0.64*$U$46)/14*($AO$288-7)+$U$46","v":0},{"$f":"($U$46-0.64*$U$46)/14*($AP$288-7)+$U$46","v":0},{"$f":"($U$46-0.64*$U$46)/14*($AQ$288-7)+$U$46","v":0},{"$f":"($U$46-0.64*$U$46)/14*($AR$288-7)+$U$46","v":0},{"$f":"($U$46-0.64*$U$46)/14*($AS$288-7)+$U$46","v":0},"暖房能力","Φw"]
[null,null,"暖房消費電力",{"$f":"($U$50-0.82*$U$47)/9*(D$288-7)+$U$50","v":0},{"$f":"($U$50-0.82*$U$47)/9*(E$288-7)+$U$50","v":0},0,0,0,0,0,0,0,{"$f":"($U$50-0.82*$U$47)/9*(M$288-7)+$U$50","v":0},0,0,{"$f":"($U$47-0.82*$U$47)/14*($P$288-7)+$U$47","v":0},{"$f":"($U$47-0.82*$U$47)/14*($Q$288-7)+$U$47","v":0},{"$f":"($U$47-0.82*$U$47)/14*($R$288-7)+$U$47","v":0},{"$f":"($U$47-0.82*$U$47)/14*($S$288-7)+$U$47","v":0},{"$f":"($U$47-0.82*$U$47)/14*($T$288-7)+$U$47","v":0},{"$f":"($U$47-0.82*$U$47)/14*($U$288-7)+$U$47","v":0},{"$f":"($U$47-0.82*$U$47)/14*($V$288-7)+$U$47","v":0},{"$f":"($U$47-0.82*$U$47)/14*($W$288-7)+$U$47","v":0},{"$f":"($U$47-0.82*$U$47)/14*($X$288-7)+$U$47","v":0},{"$f":"($U$47-0.82*$U$47)/14*($Y$288-7)+$U$47","v":0},{"$f":"($U$47-0.82*$U$47)/14*($Z$288-7)+$U$47","v":0},{"$f":"($U$47-0.82*$U$47)/14*($AA$288-7)+$U$47","v":0},{"$f":"($U$47-0.82*$U$47)/14*($AB$288-7)+$U$47","v":0},{"$f":"($U$47-0.82*$U$47)/14*($AC$288-7)+$U$47","v":0},{"$f":"($U$47-0.82*$U$47)/14*($AD$288-7)+$U$47","v":0},{"$f":"($U$47-0.82*$U$47)/14*($AE$288-7)+$U$47","v":0},{"$f":"($U$47-0.82*$U$47)/14*($AF$288-7)+$U$47","v":0},{"$f":"($U$47-0.82*$U$47)/14*($AG$288-7)+$U$47","v":0},{"$f":"($U$47-0.82*$U$47)/14*($AH$288-7)+$U$47","v":0},{"$f":"($U$47-0.82*$U$47)/14*($AI$288-7)+$U$47","v":0},{"$f":"($U$47-0.82*$U$47)/14*($AJ$288-7)+$U$47","v":0},{"$f":"($U$47-0.82*$U$47)/14*($AK$288-7)+$U$47","v":0},{"$f":"($U$47-0.82*$U$47)/14*($AL$288-7)+$U$47","v":0},{"$f":"($U$47-0.82*$U$47)/14*($AM$288-7)+$U$47","v":0},{"$f":"($U$47-0.82*$U$47)/14*($AN$288-7)+$U$47","v":0},{"$f":"($U$47-0.82*$U$47)/14*($AO$288-7)+$U$47","v":0},{"$f":"($U$47-0.82*$U$47)/14*($AP$288-7)+$U$47","v":0},{"$f":"($U$47-0.82*$U$47)/14*($AQ$288-7)+$U$47","v":0},{"$f":"($U$47-0.82*$U$47)/14*($AR$288-7)+$U$47","v":0},{"$f":"($U$47-0.82*$U$47)/14*($AS$288-7)+$U$47","v":0},"消費電力","Pw"]
[null,null,"暖房COP",{"$f":"D$390/D$391","v":{"$error":"#DIV/0!"}},{"$f":"E$390/E$391","v":{"$error":"#DIV/0!"}},{"$error":"#DIV/0!"},{"$error":"#DIV/0!"},{"$error":"#DIV/0!"},{"$error":"#DIV/0!"},{"$error":"#DIV/0!"},{"$error":"#DIV/0!"},{"$error":"#DIV/0!"},{"$error":"#DIV/0!"},{"$error":"#DIV/0!"},{"$error":"#DIV/0!"},{"$error":"#DIV/0!"},{"$error":"#DIV/0!"},{"$error":"#DIV/0!"},{"$error":"#DIV/0!"},{"$error":"#DIV/0!"},{"$error":"#DIV/0!"},{"$error":"#DIV/0!"},{"$error":"#DIV/0!"},{"$error":"#DIV/0!"},{"$error":"#DIV/0!"},{"$error":"#DIV/0!"},{"$error":"#DIV/0!"},{"$error":"#DIV/0!"},{"$error":"#DIV/0!"},{"$error":"#DIV/0!"},{"$error":"#DIV/0!"},{"$error":"#DIV/0!"},{"$error":"#DIV/0!"},{"$error":"#DIV/0!"},{"$error":"#DIV/0!"},{"$error":"#DIV/0!"},{"$error":"#DIV/0!"},{"$error":"#DIV/0!"},{"$error":"#DIV/0!"},{"$error":"#DIV/0!"},{"$error":"#DIV/0!"},{"$error":"#DIV/0!"},{"$error":"#DIV/0!"},{"$error":"#DIV/0!"},{"$error":"#DIV/0!"},"暖房COP","σw"]
[null,null,"暖房COP比",{"$f":"$D392/$Q392","v":{"$error":"#DIV/0!"}},{"$f":"$E392/$Q392","v":{"$error":"#DIV/0!"}},{"$f":"$F392/$Q392","v":{"$error":"#DIV/0!"}},{"$f":"$G392/$Q392","v":{"$error":"#DIV/0!"}},{"$f":"$H392/$Q392","v":{"$error":"#DIV/0!"}},{"$f":"$I392/$Q392","v":{"$error":"#DIV/0!"}},{"$f":"$J392/$Q392","v":{"$error":"#DIV/0!"}},{"$f":"$K392/$Q392","v":{"$error":"#DIV/0!"}},{"$f":"$L392/$Q392","v":{"$error":"#DIV/0!"}},{"$f":"$M392/$Q392","v":{"$error":"#DIV/0!"}},{"$f":"$N392/$Q392","v":{"$error":"#DIV/0!"}},{"$f":"$O392/$Q392","v":{"$error":"#DIV/0!"}},{"$f":"$P392/$Q392","v":{"$error":"#DIV/0!"}},{"$f":"$Q392/$Q392","v":{"$error":"#DIV/0!"}},{"$f":"$R392/$Q392","v":{"$error":"#DIV/0!"}},{"$f":"$S392/$Q392","v":{"$error":"#DIV/0!"}},{"$f":"$T392/$Q392","v":{"$error":"#DIV/0!"}},{"$f":"$U392/$Q392","v":{"$error":"#DIV/0!"}},{"$f":"$V392/$Q392","v":{"$error":"#DIV/0!"}},{"$f":"$W392/$Q392","v":{"$error":"#DIV/0!"}},{"$f":"$X392/$Q392","v":{"$error":"#DIV/0!"}},{"$f":"$Y392/$Q392","v":{"$error":"#DIV/0!"}},{"$f":"$Z392/$Q392","v":{"$error":"#DIV/0!"}},{"$f":"$AA392/$Q392","v":{"$error":"#DIV/0!"}},{"$f":"$AB392/$Q392","v":{"$error":"#DIV/0!"}},{"$f":"$AC392/$Q392","v":{"$error":"#DIV/0!"}},{"$f":"$AD392/$Q392","v":{"$error":"#DIV/0!"}},{"$f":"$AE392/$Q392","v":{"$error":"#DIV/0!"}},{"$f":"$AF392/$Q392","v":{"$error":"#DIV/0!"}},{"$f":"$AG392/$Q392","v":{"$error":"#DIV/0!"}},{"$f":"$AH392/$Q392","v":{"$error":"#DIV/0!"}},{"$f":"$AI392/$Q392","v":{"$error":"#DIV/0!"}},{"$f":"$AJ392/$Q392","v":{"$error":"#DIV/0!"}},{"$f":"$AK392/$Q392","v":{"$error":"#DIV/0!"}},{"$f":"$AL392/$Q392","v":{"$error":"#DIV/0!"}},{"$f":"$AM392/$Q392","v":{"$error":"#DIV/0!"}},{"$f":"$AN392/$Q392","v":{"$error":"#DIV/0!"}},{"$f":"$AO392/$Q392","v":{"$error":"#DIV/0!"}},{"$f":"$AP392/$Q392","v":{"$error":"#DIV/0!"}},{"$f":"$AQ392/$Q392","v":{"$error":"#DIV/0!"}},{"$f":"$AR392/$Q392","v":{"$error":"#DIV/0!"}},{"$f":"$AS392/$Q392","v":{"$error":"#DIV/0!"}},"暖房COP比","βw"]
[null,null,"Σ",{"$f":"($AB$26/$U$51)*D$389*D$301*D$426","v":{"$error":"#VALUE!"}},{"$f":"($AB$26/$U$51)*E$389*E$301*E$426","v":{"$error":"#VALUE!"}},{"$error":"#VALUE!"},{"$error":"#VALUE!"},{"$error":"#VALUE!"},{"$error":"#VALUE!"},{"$error":"#VALUE!"},{"$error":"#VALUE!"},{"$error":"#VALUE!"},{"$error":"#VALUE!"},{"$error":"#VALUE!"},{"$error":"#VALUE!"},{"$f":"($AB$26/$U$48)*P$389*P$301*P$426","v":{"$error":"#VALUE!"}},{"$error":"#VALUE!"},{"$error":"#VALUE!"},{"$error":"#VALUE!"},{"$error":"#VALUE!"},{"$error":"#VALUE!"},{"$error":"#VALUE!"},{"$error":"#VALUE!"},{"$error":"#VALUE!"},{"$error":"#VALUE!"},{"$error":"#VALUE!"},{"$error":"#VALUE!"},{"$error":"#VALUE!"},{"$error":"#VALUE!"},{"$error":"#VALUE!"},{"$error":"#VALUE!"},{"$error":"#VALUE!"},{"$error":"#VALUE!"},{"$error":"#VALUE!"},{"$error":"#VALUE!"},{"$error":"#VALUE!"},{"$error":"#VALUE!"},{"$error":"#VALUE!"},{"$error":"#VALUE!"},{"$error":"#VALUE!"},{"$error":"#VALUE!"},{"$error":"#VALUE!"},{"$error":"#VALUE!"},{"$error":"#VALUE!"},{"$error":"#VALUE!"},{"$f":"SUM($D394:$AS394)","v":{"$error":"#VALUE!"}},"Σ"]
[null,"後6","暖房時消費電力比",{"$f":"D$302/D$399","v":{"$error":"#DIV/0!"}},{"$f":"E$302/E$399","v":{"$error":"#DIV/0!"}},{"$error":"#DIV/0!"},{"$error":"#DIV/0!"},{"$error":"#DIV/0!"},{"$error":"#DIV/0!"},{"$error":"#DIV/0!"},{"$error":"#DIV/0!"},{"$error":"#DIV/0!"},{"$error":"#DIV/0!"},{"$error":"#DIV/0!"},{"$error":"#DIV/0!"},{"$error":"#DIV/0!"},{"$error":"#DIV/0!"},{"$error":"#DIV/0!"},{"$error":"#DIV/0!"},{"$error":"#DIV/0!"},{"$error":"#DIV/0!"},{"$error":"#DIV/0!"},{"$error":"#DIV/0!"},{"$error":"#DIV/0!"},{"$error":"#DIV/0!"},{"$error":"#DIV/0!"},{"$error":"#DIV/0!"},{"$error":"#DIV/0!"},{"$error":"#DIV/0!"},{"$error":"#DIV/0!"},{"$error":"#DIV/0!"},{"$error":"#DIV/0!"},{"$error":"#DIV/0!"},{"$error":"#DIV/0!"},{"$error":"#DIV/0!"},{"$error":"#DIV/0!"},{"$error":"#DIV/0!"},{"$error":"#DIV/0!"},{"$error":"#DIV/0!"},{"$error":"#DIV/0!"},{"$error":"#DIV/0!"},{"$error":"#DIV/0!"},{"$error":"#DIV/0!"},{"$error":"#DIV/0!"},{"$error":"#DIV/0!"},"暖房時消費電力比","εw"]
[null,null,"暖房能力",{"$f":"($V$49-0.64*$V$46)/9*(D$288-7)+$V$49","v":0},{"$f":"($V$49-0.64*$V$46)/9*(E$288-7)+$V$49","v":0},0,0,0,0,0,0,0,0,0,0,{"$f":"($V$46-0.64*$V$46)/14*($P$288-7)+$V$46","v":0},{"$f":"($V$46-0.64*$V$46)/14*($Q$288-7)+$V$46","v":0},{"$f":"($V$46-0.64*$V$46)/14*($R$288-7)+$V$46","v":0},{"$f":"($V$46-0.64*$V$46)/14*($S$288-7)+$V$46","v":0},{"$f":"($V$46-0.64*$V$46)/14*($T$288-7)+$V$46","v":0},{"$f":"($V$46-0.64*$V$46)/14*($U$288-7)+$V$46","v":0},{"$f":"($V$46-0.64*$V$46)/14*($V$288-7)+$V$46","v":0},{"$f":"($V$46-0.64*$V$46)/14*($W$288-7)+$V$46","v":0},{"$f":"($V$46-0.64*$V$46)/14*($X$288-7)+$V$46","v":0},{"$f":"($V$46-0.64*$V$46)/14*($Y$288-7)+$V$46","v":0},{"$f":"($V$46-0.64*$V$46)/14*($Z$288-7)+$V$46","v":0},{"$f":"($V$46-0.64*$V$46)/14*($AA$288-7)+$V$46","v":0},{"$f":"($V$46-0.64*$V$46)/14*($AB$288-7)+$V$46","v":0},{"$f":"($V$46-0.64*$V$46)/14*($AC$288-7)+$V$46","v":0},{"$f":"($V$46-0.64*$V$46)/14*($AD$288-7)+$V$46","v":0},{"$f":"($V$46-0.64*$V$46)/14*($AE$288-7)+$V$46","v":0},{"$f":"($V$46-0.64*$V$46)/14*($AF$288-7)+$V$46","v":0},{"$f":"($V$46-0.64*$V$46)/14*($AG$288-7)+$V$46","v":0},{"$f":"($V$46-0.64*$V$46)/14*($AH$288-7)+$V$46","v":0},{"$f":"($V$46-0.64*$V$46)/14*($AI$288-7)+$V$46","v":0},{"$f":"($V$46-0.64*$V$46)/14*($AJ$288-7)+$V$46","v":0},{"$f":"($V$46-0.64*$V$46)/14*($AK$288-7)+$V$46","v":0},{"$f":"($V$46-0.64*$V$46)/14*($AL$288-7)+$V$46","v":0},{"$f":"($V$46-0.64*$V$46)/14*($AM$288-7)+$V$46","v":0},{"$f":"($V$46-0.64*$V$46)/14*($AN$288-7)+$V$46","v":0},{"$f":"($V$46-0.64*$V$46)/14*($AO$288-7)+$V$46","v":0},{"$f":"($V$46-0.64*$V$46)/14*($AP$288-7)+$V$46","v":0},{"$f":"($V$46-0.64*$V$46)/14*($AQ$288-7)+$V$46","v":0},{"$f":"($V$46-0.64*$V$46)/14*($AR$288-7)+$V$46","v":0},{"$f":"($V$46-0.64*$V$46)/14*($AS$288-7)+$V$46","v":0},"暖房能力","Φw"]
[null,null,"暖房消費電力",{"$f":"($V$50-0.82*$V$47)/9*(D$288-7)+$V$50","v":0},{"$f":"($V$50-0.82*$V$47)/9*(E$288-7)+$V$50","v":0},0,0,0,0,0,0,0,0,0,0,{"$f":"($V$47-0.82*$V$47)/14*($P$288-7)+$V$47","v":0},{"$f":"($V$47-0.82*$V$47)/14*($Q$288-7)+$V$47","v":0},{"$f":"($V$47-0.82*$V$47)/14*($R$288-7)+$V$47","v":0},{"$f":"($V$47-0.82*$V$47)/14*($S$288-7)+$V$47","v":0},{"$f":"($V$47-0.82*$V$47)/14*($T$288-7)+$V$47","v":0},{"$f":"($V$47-0.82*$V$47)/14*($U$288-7)+$V$47","v":0},{"$f":"($V$47-0.82*$V$47)/14*($V$288-7)+$V$47","v":0},{"$f":"($V$47-0.82*$V$47)/14*($W$288-7)+$V$47","v":0},{"$f":"($V$47-0.82*$V$47)/14*($X$288-7)+$V$47","v":0},{"$f":"($V$47-0.82*$V$47)/14*($Y$288-7)+$V$47","v":0},{"$f":"($V$47-0.82*$V$47)/14*($Z$288-7)+$V$47","v":0},{"$f":"($V$47-0.82*$V$47)/14*($AA$288-7)+$V$47","v":0},{"$f":"($V$47-0.82*$V$47)/14*($AB$288-7)+$V$47","v":0},{"$f":"($V$47-0.82*$V$47)/14*($AC$288-7)+$V$47","v":0},{"$f":"($V$47-0.82*$V$47)/14*($AD$288-7)+$V$47","v":0},{"$f":"($V$47-0.82*$V$47)/14*($AE$288-7)+$V$47","v":0},{"$f":"($V$47-0.82*$V$47)/14*($AF$288-7)+$V$47","v":0},{"$f":"($V$47-0.82*$V$47)/14*($AG$288-7)+$V$47","v":0},{"$f":"($V$47-0.82*$V$47)/14*($AH$288-7)+$V$47","v":0},{"$f":"($V$47-0.82*$V$47)/14*($AI$288-7)+$V$47","v":0},{"$f":"($V$47-0.82*$V$47)/14*($AJ$288-7)+$V$47","v":0},{"$f":"($V$47-0.82*$V$47)/14*($AK$288-7)+$V$47","v":0},{"$f":"($V$47-0.82*$V$47)/14*($AL$288-7)+$V$47","v":0},{"$f":"($V$47-0.82*$V$47)/14*($AM$288-7)+$V$47","v":0},{"$f":"($V$47-0.82*$V$47)/14*($AN$288-7)+$V$47","v":0},{"$f":"($V$47-0.82*$V$47)/14*($AO$288-7)+$V$47","v":0},{"$f":"($V$47-0.82*$V$47)/14*($AP$288-7)+$V$47","v":0},{"$f":"($V$47-0.82*$V$47)/14*($AQ$288-7)+$V$47","v":0},{"$f":"($V$47-0.82*$V$47)/14*($AR$288-7)+$V$47","v":0},{"$f":"($V$47-0.82*$V$47)/14*($AS$288-7)+$V$47","v":0},"消費電力","Pw"]
[null,null,"暖房COP",{"$f":"D$396/D$397","v":{"$error":"#DIV/0!"}},{"$f":"E$396/E$397","v":{"$error":"#DIV/0!"}},{"$error":"#DIV/0!"},{"$error":"#DIV/0!"},{"$error":"#DIV/0!"},{"$error":"#DIV/0!"},{"$error":"#DIV/0!"},{"$error":"#DIV/0!"},{"$error":"#DIV/0!"},{"$error":"#DIV/0!"},{"$error":"#DIV/0!"},{"$error":"#DIV/0!"},{"$error":"#DIV/0!"},{"$error":"#DIV/0!"},{"$error":"#DIV/0!"},{"$error":"#DIV/0!"},{"$error":"#DIV/0!"},{"$error":"#DIV/0!"},{"$error":"#DIV/0!"},{"$error":"#DIV/0!"},{"$error":"#DIV/0!"},{"$error":"#DIV/0!"},{"$error":"#DIV/0!"},{"$error":"#DIV/0!"},{"$error":"#DIV/0!"},{"$error":"#DIV/0!"},{"$error":"#DIV/0!"},{"$error":"#DIV/0!"},{"$error":"#DIV/0!"},{"$error":"#DIV/0!"},{"$error":"#DIV/0!"},{"$error":"#DIV/0!"},{"$error":"#DIV/0!"},{"$error":"#DIV/0!"},{"$error":"#DIV/0!"},{"$error":"#DIV/0!"},{"$error":"#DIV/0!"},{"$error":"#DIV/0!"},{"$error":"#DIV/0!"},{"$error":"#DIV/0!"},{"$error":"#DIV/0!"},{"$error":"#DIV/0!"},"暖房COP","σw"]
[null,null,"暖房COP比",{"$f":"$D398/$Q398","v":{"$error":"#DIV/0!"}},{"$f":"$E398/$Q398","v":{"$error":"#DIV/0!"}},{"$f":"$F398/$Q398","v":{"$error":"#DIV/0!"}},{"$f":"$G398/$Q398","v":{"$error":"#DIV/0!"}},{"$f":"$H398/$Q398","v":{"$error":"#DIV/0!"}},{"$f":"$I398/$Q398","v":{"$error":"#DIV/0!"}},{"$f":"$J398/$Q398","v":{"$error":"#DIV/0!"}},{"$f":"$K398/$Q398","v":{"$error":"#DIV/0!"}},{"$f":"$L398/$Q398","v":{"$error":"#DIV/0!"}},{"$f":"$M398/$Q398","v":{"$error":"#DIV/0!"}},{"$f":"$N398/$Q398","v":{"$error":"#DIV/0!"}},{"$f":"$O398/$Q398","v":{"$error":"#DIV/0!"}},{"$f":"$P398/$Q398","v":{"$error":"#DIV/0!"}},{"$f":"$Q398/$Q398","v":{"$error":"#DIV/0!"}},{"$f":"$R398/$Q398","v":{"$error":"#DIV/0!"}},{"$f":"$S398/$Q398","v":{"$error":"#DIV/0!"}},{"$f":"$T398/$Q398","v":{"$error":"#DIV/0!"}},{"$f":"$U398/$Q398","v":{"$error":"#DIV/0!"}},{"$f":"$V398/$Q398","v":{"$error":"#DIV/0!"}},{"$f":"$W398/$Q398","v":{"$error":"#DIV/0!"}},{"$f":"$X398/$Q398","v":{"$error":"#DIV/0!"}},{"$f":"$Y398/$Q398","v":{"$error":"#DIV/0!"}},{"$f":"$Z398/$Q398","v":{"$error":"#DIV/0!"}},{"$f":"$AA398/$Q398","v":{"$error":"#DIV/0!"}},{"$f":"$AB398/$Q398","v":{"$error":"#DIV/0!"}},{"$f":"$AC398/$Q398","v":{"$error":"#DIV/0!"}},{"$f":"$AD398/$Q398","v":{"$error":"#DIV/0!"}},{"$f":"$AE398/$Q398","v":{"$error":"#DIV/0!"}},{"$f":"$AF398/$Q398","v":{"$error":"#DIV/0!"}},{"$f":"$AG398/$Q398","v":{"$error":"#DIV/0!"}},{"$f":"$AH398/$Q398","v":{"$error":"#DIV/0!"}},{"$f":"$AI398/$Q398","v":{"$error":"#DIV/0!"}},{"$f":"$AJ398/$Q398","v":{"$error":"#DIV/0!"}},{"$f":"$AK398/$Q398","v":{"$error":"#DIV/0!"}},{"$f":"$AL398/$Q398","v":{"$error":"#DIV/0!"}},{"$f":"$AM398/$Q398","v":{"$error":"#DIV/0!"}},{"$f":"$AN398/$Q398","v":{"$error":"#DIV/0!"}},{"$f":"$AO398/$Q398","v":{"$error":"#DIV/0!"}},{"$f":"$AP398/$Q398","v":{"$error":"#DIV/0!"}},{"$f":"$AQ398/$Q398","v":{"$error":"#DIV/0!"}},{"$f":"$AR398/$Q398","v":{"$error":"#DIV/0!"}},{"$f":"$AS398/$Q398","v":{"$error":"#DIV/0!"}},"暖房COP比","βw"]
[null,null,"Σ",{"$f":"($AB$26/$V$51)*D$395*D$301*D$426","v":{"$error":"#VALUE!"}},{"$f":"($AB$26/$V$51)*E$395*E$301*E$426","v":{"$error":"#VALUE!"}},{"$error":"#VALUE!"},{"$error":"#VALUE!"},{"$error":"#VALUE!"},{"$error":"#VALUE!"},{"$error":"#VALUE!"},{"$error":"#VALUE!"},{"$error":"#VALUE!"},{"$error":"#VALUE!"},{"$error":"#VALUE!"},{"$error":"#VALUE!"},{"$f":"($AB$26/$V$48)*P$395*P$301*P$426","v":{"$error":"#VALUE!"}},{"$error":"#VALUE!"},{"$error":"#VALUE!"},{"$error":"#VALUE!"},{"$error":"#VALUE!"},{"$error":"#VALUE!"},{"$error":"#VALUE!"},{"$error":"#VALUE!"},{"$error":"#VALUE!"},{"$error":"#VALUE!"},{"$error":"#VALUE!"},{"$error":"#VALUE!"},{"$error":"#VALUE!"},{"$error":"#VALUE!"},{"$error":"#VALUE!"},{"$error":"#VALUE!"},{"$error":"#VALUE!"},{"$error":"#VALUE!"},{"$error":"#VALUE!"},{"$error":"#VALUE!"},{"$error":"#VALUE!"},{"$error":"#VALUE!"},{"$error":"#VALUE!"},{"$error":"#VALUE!"},{"$error":"#VALUE!"},{"$error":"#VALUE!"},{"$error":"#VALUE!"},{"$error":"#VALUE!"},{"$error":"#VALUE!"},{"$error":"#VALUE!"},{"$f":"SUM($D400:$AS400)","v":{"$error":"#VALUE!"}},"Σ"]
[null,"後7","暖房時消費電力比",{"$f":"D$302/D$405","v":{"$error":"#DIV/0!"}},{"$f":"E$302/E$405","v":{"$error":"#DIV/0!"}},{"$error":"#DIV/0!"},{"$error":"#DIV/0!"},{"$error":"#DIV/0!"},{"$error":"#DIV/0!"},{"$error":"#DIV/0!"},{"$error":"#DIV/0!"},{"$error":"#DIV/0!"},{"$error":"#DIV/0!"},{"$error":"#DIV/0!"},{"$error":"#DIV/0!"},{"$error":"#DIV/0!"},{"$error":"#DIV/0!"},{"$error":"#DIV/0!"},{"$error":"#DIV/0!"},{"$error":"#DIV/0!"},{"$error":"#DIV/0!"},{"$error":"#DIV/0!"},{"$error":"#DIV/0!"},{"$error":"#DIV/0!"},{"$error":"#DIV/0!"},{"$error":"#DIV/0!"},{"$error":"#DIV/0!"},{"$error":"#DIV/0!"},{"$error":"#DIV/0!"},{"$error":"#DIV/0!"},{"$error":"#DIV/0!"},{"$error":"#DIV/0!"},{"$error":"#DIV/0!"},{"$error":"#DIV/0!"},{"$error":"#DIV/0!"},{"$error":"#DIV/0!"},{"$error":"#DIV/0!"},{"$error":"#DIV/0!"},{"$error":"#DIV/0!"},{"$error":"#DIV/0!"},{"$error":"#DIV/0!"},{"$error":"#DIV/0!"},{"$error":"#DIV/0!"},{"$error":"#DIV/0!"},{"$error":"#DIV/0!"},"暖房時消費電力比","εw"]
[null,null,"暖房能力",{"$f":"($W$49-0.64*$W$46)/9*(D$288-7)+$W$49","v":0},{"$f":"($W$49-0.64*$W$46)/9*(E$288-7)+$W$49","v":0},0,0,0,0,0,0,0,0,0,0,{"$f":"($W$46-0.64*$W$46)/14*($P$288-7)+$W$46","v":0},{"$f":"($W$46-0.64*$W$46)/14*($Q$288-7)+$W$46","v":0},{"$f":"($W$46-0.64*$W$46)/14*($R$288-7)+$W$46","v":0},{"$f":"($W$46-0.64*$W$46)/14*($S$288-7)+$W$46","v":0},{"$f":"($W$46-0.64*$W$46)/14*($T$288-7)+$W$46","v":0},{"$f":"($W$46-0.64*$W$46)/14*($U$288-7)+$W$46","v":0},{"$f":"($W$46-0.64*$W$46)/14*($V$288-7)+$W$46","v":0},{"$f":"($W$46-0.64*$W$46)/14*($W$288-7)+$W$46","v":0},{"$f":"($W$46-0.64*$W$46)/14*($X$288-7)+$W$46","v":0},{"$f":"($W$46-0.64*$W$46)/14*($Y$288-7)+$W$46","v":0},{"$f":"($W$46-0.64*$W$46)/14*($Z$288-7)+$W$46","v":0},{"$f":"($W$46-0.64*$W$46)/14*($AA$288-7)+$W$46","v":0},{"$f":"($W$46-0.64*$W$46)/14*($AB$288-7)+$W$46","v":0},{"$f":"($W$46-0.64*$W$46)/14*($AC$288-7)+$W$46","v":0},{"$f":"($W$46-0.64*$W$46)/14*($AD$288-7)+$W$46","v":0},{"$f":"($W$46-0.64*$W$46)/14*($AE$288-7)+$W$46","v":0},{"$f":"($W$46-0.64*$W$46)/14*($AF$288-7)+$W$46","v":0},{"$f":"($W$46-0.64*$W$46)/14*($AG$288-7)+$W$46","v":0},{"$f":"($W$46-0.64*$W$46)/14*($AH$288-7)+$W$46","v":0},{"$f":"($W$46-0.64*$W$46)/14*($AI$288-7)+$W$46","v":0},{"$f":"($W$46-0.64*$W$46)/14*($AJ$288-7)+$W$46","v":0},{"$f":"($W$46-0.64*$W$46)/14*($AK$288-7)+$W$46","v":0},{"$f":"($W$46-0.64*$W$46)/14*($AL$288-7)+$W$46","v":0},{"$f":"($W$46-0.64*$W$46)/14*($AM$288-7)+$W$46","v":0},{"$f":"($W$46-0.64*$W$46)/14*($AN$288-7)+$W$46","v":0},{"$f":"($W$46-0.64*$W$46)/14*($AO$288-7)+$W$46","v":0},{"$f":"($W$46-0.64*$W$46)/14*($AP$288-7)+$W$46","v":0},{"$f":"($W$46-0.64*$W$46)/14*($AQ$288-7)+$W$46","v":0},{"$f":"($W$46-0.64*$W$46)/14*($AR$288-7)+$W$46","v":0},{"$f":"($W$46-0.64*$W$46)/14*($AS$288-7)+$W$46","v":0},"暖房能力","Φw"]
[null,null,"暖房消費電力",{"$f":"($W$50-0.82*$W$47)/9*(D$288-7)+$W$50","v":0},{"$f":"($W$50-0.82*$W$47)/9*(E$288-7)+$W$50","v":0},0,0,0,0,0,0,0,0,0,0,{"$f":"($W$47-0.82*$W$47)/14*($P$288-7)+$W$47","v":0},{"$f":"($W$47-0.82*$W$47)/14*($Q$288-7)+$W$47","v":0},{"$f":"($W$47-0.82*$W$47)/14*($R$288-7)+$W$47","v":0},{"$f":"($W$47-0.82*$W$47)/14*($S$288-7)+$W$47","v":0},{"$f":"($W$47-0.82*$W$47)/14*($T$288-7)+$W$47","v":0},{"$f":"($W$47-0.82*$W$47)/14*($U$288-7)+$W$47","v":0},{"$f":"($W$47-0.82*$W$47)/14*($V$288-7)+$W$47","v":0},{"$f":"($W$47-0.82*$W$47)/14*($W$288-7)+$W$47","v":0},{"$f":"($W$47-0.82*$W$47)/14*($X$288-7)+$W$47","v":0},{"$f":"($W$47-0.82*$W$47)/14*($Y$288-7)+$W$47","v":0},{"$f":"($W$47-0.82*$W$47)/14*($Z$288-7)+$W$47","v":0},{"$f":"($W$47-0.82*$W$47)/14*($AA$288-7)+$W$47","v":0},{"$f":"($W$47-0.82*$W$47)/14*($AB$288-7)+$W$47","v":0},{"$f":"($W$47-0.82*$W$47)/14*($AC$288-7)+$W$47","v":0},{"$f":"($W$47-0.82*$W$47)/14*($AD$288-7)+$W$47","v":0},{"$f":"($W$47-0.82*$W$47)/14*($AE$288-7)+$W$47","v":0},{"$f":"($W$47-0.82*$W$47)/14*($AF$288-7)+$W$47","v":0},{"$f":"($W$47-0.82*$W$47)/14*($AG$288-7)+$W$47","v":0},{"$f":"($W$47-0.82*$W$47)/14*($AH$288-7)+$W$47","v":0},{"$f":"($W$47-0.82*$W$47)/14*($AI$288-7)+$W$47","v":0},{"$f":"($W$47-0.82*$W$47)/14*($AJ$288-7)+$W$47","v":0},{"$f":"($W$47-0.82*$W$47)/14*($AK$288-7)+$W$47","v":0},{"$f":"($W$47-0.82*$W$47)/14*($AL$288-7)+$W$47","v":0},{"$f":"($W$47-0.82*$W$47)/14*($AM$288-7)+$W$47","v":0},{"$f":"($W$47-0.82*$W$47)/14*($AN$288-7)+$W$47","v":0},{"$f":"($W$47-0.82*$W$47)/14*($AO$288-7)+$W$47","v":0},{"$f":"($W$47-0.82*$W$47)/14*($AP$288-7)+$W$47","v":0},{"$f":"($W$47-0.82*$W$47)/14*($AQ$288-7)+$W$47","v":0},{"$f":"($W$47-0.82*$W$47)/14*($AR$288-7)+$W$47","v":0},{"$f":"($W$47-0.82*$W$47)/14*($AS$288-7)+$W$47","v":0},"消費電力","Pw"]
[null,null,"暖房COP",{"$f":"D$402/D$403","v":{"$error":"#DIV/0!"}},{"$f":"E$402/E$403","v":{"$error":"#DIV/0!"}},{"$error":"#DIV/0!"},{"$error":"#DIV/0!"},{"$error":"#DIV/0!"},{"$error":"#DIV/0!"},{"$error":"#DIV/0!"},{"$error":"#DIV/0!"},{"$error":"#DIV/0!"},{"$error":"#DIV/0!"},{"$error":"#DIV/0!"},{"$error":"#DIV/0!"},{"$error":"#DIV/0!"},{"$error":"#DIV/0!"},{"$error":"#DIV/0!"},{"$error":"#DIV/0!"},{"$error":"#DIV/0!"},{"$error":"#DIV/0!"},{"$error":"#DIV/0!"},{"$error":"#DIV/0!"},{"$error":"#DIV/0!"},{"$error":"#DIV/0!"},{"$error":"#DIV/0!"},{"$error":"#DIV/0!"},{"$error":"#DIV/0!"},{"$error":"#DIV/0!"},{"$error":"#DIV/0!"},{"$error":"#DIV/0!"},{"$error":"#DIV/0!"},{"$error":"#DIV/0!"},{"$error":"#DIV/0!"},{"$error":"#DIV/0!"},{"$error":"#DIV/0!"},{"$error":"#DIV/0!"},{"$error":"#DIV/0!"},{"$error":"#DIV/0!"},{"$error":"#DIV/0!"},{"$error":"#DIV/0!"},{"$error":"#DIV/0!"},{"$error":"#DIV/0!"},{"$error":"#DIV/0!"},{"$error":"#DIV/0!"},"暖房COP","σw"]
[null,null,"暖房COP比",{"$f":"$D404/$Q404","v":{"$error":"#DIV/0!"}},{"$f":"$E404/$Q404","v":{"$error":"#DIV/0!"}},{"$f":"$F404/$Q404","v":{"$error":"#DIV/0!"}},{"$f":"$G404/$Q404","v":{"$error":"#DIV/0!"}},{"$f":"$H404/$Q404","v":{"$error":"#DIV/0!"}},{"$f":"$I404/$Q404","v":{"$error":"#DIV/0!"}},{"$f":"$J404/$Q404","v":{"$error":"#DIV/0!"}},{"$f":"$K404/$Q404","v":{"$error":"#DIV/0!"}},{"$f":"$L404/$Q404","v":{"$error":"#DIV/0!"}},{"$f":"$M404/$Q404","v":{"$error":"#DIV/0!"}},{"$f":"$N404/$Q404","v":{"$error":"#DIV/0!"}},{"$f":"$O404/$Q404","v":{"$error":"#DIV/0!"}},{"$f":"$P404/$Q404","v":{"$error":"#DIV/0!"}},{"$f":"$Q404/$Q404","v":{"$error":"#DIV/0!"}},{"$f":"$R404/$Q404","v":{"$error":"#DIV/0!"}},{"$f":"$S404/$Q404","v":{"$error":"#DIV/0!"}},{"$f":"$T404/$Q404","v":{"$error":"#DIV/0!"}},{"$f":"$U404/$Q404","v":{"$error":"#DIV/0!"}},{"$f":"$V404/$Q404","v":{"$error":"#DIV/0!"}},{"$f":"$W404/$Q404","v":{"$error":"#DIV/0!"}},{"$f":"$X404/$Q404","v":{"$error":"#DIV/0!"}},{"$f":"$Y404/$Q404","v":{"$error":"#DIV/0!"}},{"$f":"$Z404/$Q404","v":{"$error":"#DIV/0!"}},{"$f":"$AA404/$Q404","v":{"$error":"#DIV/0!"}},{"$f":"$AB404/$Q404","v":{"$error":"#DIV/0!"}},{"$f":"$AC404/$Q404","v":{"$error":"#DIV/0!"}},{"$f":"$AD404/$Q404","v":{"$error":"#DIV/0!"}},{"$f":"$AE404/$Q404","v":{"$error":"#DIV/0!"}},{"$f":"$AF404/$Q404","v":{"$error":"#DIV/0!"}},{"$f":"$AG404/$Q404","v":{"$error":"#DIV/0!"}},{"$f":"$AH404/$Q404","v":{"$error":"#DIV/0!"}},{"$f":"$AI404/$Q404","v":{"$error":"#DIV/0!"}},{"$f":"$AJ404/$Q404","v":{"$error":"#DIV/0!"}},{"$f":"$AK404/$Q404","v":{"$error":"#DIV/0!"}},{"$f":"$AL404/$Q404","v":{"$error":"#DIV/0!"}},{"$f":"$AM404/$Q404","v":{"$error":"#DIV/0!"}},{"$f":"$AN404/$Q404","v":{"$error":"#DIV/0!"}},{"$f":"$AO404/$Q404","v":{"$error":"#DIV/0!"}},{"$f":"$AP404/$Q404","v":{"$error":"#DIV/0!"}},{"$f":"$AQ404/$Q404","v":{"$error":"#DIV/0!"}},{"$f":"$AR404/$Q404","v":{"$error":"#DIV/0!"}},{"$f":"$AS404/$Q404","v":{"$error":"#DIV/0!"}},"暖房COP比","βw"]
[null,null,"Σ",{"$f":"($AB$26/$W$51)*D$401*D$301*D$426","v":{"$error":"#VALUE!"}},{"$f":"($AB$26/$W$51)*E$401*E$301*E$426","v":{"$error":"#VALUE!"}},{"$error":"#VALUE!"},{"$error":"#VALUE!"},{"$error":"#VALUE!"},{"$error":"#VALUE!"},{"$error":"#VALUE!"},{"$error":"#VALUE!"},{"$error":"#VALUE!"},{"$error":"#VALUE!"},{"$error":"#VALUE!"},{"$error":"#VALUE!"},{"$f":"($AB$26/$W$48)*P$401*P$301*P$426","v":{"$error":"#VALUE!"}},{"$error":"#VALUE!"},{"$error":"#VALUE!"},{"$error":"#VALUE!"},{"$error":"#VALUE!"},{"$error":"#VALUE!"},{"$error":"#VALUE!"},{"$error":"#VALUE!"},{"$error":"#VALUE!"},{"$error":"#VALUE!"},{"$error":"#VALUE!"},{"$error":"#VALUE!"},{"$error":"#VALUE!"},{"$error":"#VALUE!"},{"$error":"#VALUE!"},{"$error":"#VALUE!"},{"$error":"#VALUE!"},{"$error":"#VALUE!"},{"$error":"#VALUE!"},{"$error":"#VALUE!"},{"$error":"#VALUE!"},{"$error":"#VALUE!"},{"$error":"#VALUE!"},{"$error":"#VALUE!"},{"$error":"#VALUE!"},{"$error":"#VALUE!"},{"$error":"#VALUE!"},{"$error":"#VALUE!"},{"$error":"#VALUE!"},{"$error":"#VALUE!"},{"$f":"SUM($D406:$AS406)","v":{"$error":"#VALUE!"}},"Σ"]
[null,"後8","暖房時消費電力比",{"$f":"D$302/D$411","v":{"$error":"#DIV/0!"}},{"$f":"E$302/E$411","v":{"$error":"#DIV/0!"}},{"$error":"#DIV/0!"},{"$error":"#DIV/0!"},{"$error":"#DIV/0!"},{"$error":"#DIV/0!"},{"$error":"#DIV/0!"},{"$error":"#DIV/0!"},{"$error":"#DIV/0!"},{"$error":"#DIV/0!"},{"$error":"#DIV/0!"},{"$error":"#DIV/0!"},{"$error":"#DIV/0!"},{"$error":"#DIV/0!"},{"$error":"#DIV/0!"},{"$error":"#DIV/0!"},{"$error":"#DIV/0!"},{"$error":"#DIV/0!"},{"$error":"#DIV/0!"},{"$error":"#DIV/0!"},{"$error":"#DIV/0!"},{"$error":"#DIV/0!"},{"$error":"#DIV/0!"},{"$error":"#DIV/0!"},{"$error":"#DIV/0!"},{"$error":"#DIV/0!"},{"$error":"#DIV/0!"},{"$error":"#DIV/0!"},{"$error":"#DIV/0!"},{"$error":"#DIV/0!"},{"$error":"#DIV/0!"},{"$error":"#DIV/0!"},{"$error":"#DIV/0!"},{"$error":"#DIV/0!"},{"$error":"#DIV/0!"},{"$error":"#DIV/0!"},{"$error":"#DIV/0!"},{"$error":"#DIV/0!"},{"$error":"#DIV/0!"},{"$error":"#DIV/0!"},{"$error":"#DIV/0!"},{"$error":"#DIV/0!"},"暖房時消費電力比","εw"]
[null,null,"暖房能力",{"$f":"($X$49-0.64*$X$46)/9*(D$288-7)+$X$49","v":0},{"$f":"($X$49-0.64*$X$46)/9*(E$288-7)+$X$49","v":0},0,0,0,0,0,0,0,0,0,0,{"$f":"($X$46-0.64*$X$46)/14*($P$288-7)+$X$46","v":0},{"$f":"($X$46-0.64*$X$46)/14*($Q$288-7)+$X$46","v":0},{"$f":"($X$46-0.64*$X$46)/14*($R$288-7)+$X$46","v":0},{"$f":"($X$46-0.64*$X$46)/14*($S$288-7)+$X$46","v":0},{"$f":"($X$46-0.64*$X$46)/14*($T$288-7)+$X$46","v":0},{"$f":"($X$46-0.64*$X$46)/14*($U$288-7)+$X$46","v":0},{"$f":"($X$46-0.64*$X$46)/14*($V$288-7)+$X$46","v":0},{"$f":"($X$46-0.64*$X$46)/14*($W$288-7)+$X$46","v":0},{"$f":"($X$46-0.64*$X$46)/14*($X$288-7)+$X$46","v":0},{"$f":"($X$46-0.64*$X$46)/14*($Y$288-7)+$X$46","v":0},{"$f":"($X$46-0.64*$X$46)/14*($Z$288-7)+$X$46","v":0},{"$f":"($X$46-0.64*$X$46)/14*($AA$288-7)+$X$46","v":0},{"$f":"($X$46-0.64*$X$46)/14*($AB$288-7)+$X$46","v":0},{"$f":"($X$46-0.64*$X$46)/14*($AC$288-7)+$X$46","v":0},{"$f":"($X$46-0.64*$X$46)/14*($AD$288-7)+$X$46","v":0},{"$f":"($X$46-0.64*$X$46)/14*($AE$288-7)+$X$46","v":0},{"$f":"($X$46-0.64*$X$46)/14*($AF$288-7)+$X$46","v":0},{"$f":"($X$46-0.64*$X$46)/14*($AG$288-7)+$X$46","v":0},{"$f":"($X$46-0.64*$X$46)/14*($AH$288-7)+$X$46","v":0},{"$f":"($X$46-0.64*$X$46)/14*($AI$288-7)+$X$46","v":0},{"$f":"($X$46-0.64*$X$46)/14*($AJ$288-7)+$X$46","v":0},{"$f":"($X$46-0.64*$X$46)/14*($AK$288-7)+$X$46","v":0},{"$f":"($X$46-0.64*$X$46)/14*($AL$288-7)+$X$46","v":0},{"$f":"($X$46-0.64*$X$46)/14*($AM$288-7)+$X$46","v":0},{"$f":"($X$46-0.64*$X$46)/14*($AN$288-7)+$X$46","v":0},{"$f":"($X$46-0.64*$X$46)/14*($AO$288-7)+$X$46","v":0},{"$f":"($X$46-0.64*$X$46)/14*($AP$288-7)+$X$46","v":0},{"$f":"($X$46-0.64*$X$46)/14*($AQ$288-7)+$X$46","v":0},{"$f":"($X$46-0.64*$X$46)/14*($AR$288-7)+$X$46","v":0},{"$f":"($X$46-0.64*$X$46)/14*($AS$288-7)+$X$46","v":0},"暖房能力","Φw"]
[null,null,"暖房消費電力",{"$f":"($X$50-0.82*$X$47)/9*(D$288-7)+$X$50","v":0},{"$f":"($X$50-0.82*$X$47)/9*(E$288-7)+$X$50","v":0},0,0,0,0,0,0,0,0,0,0,{"$f":"($X$47-0.82*$X$47)/14*($P$288-7)+$X$47","v":0},{"$f":"($X$47-0.82*$X$47)/14*($Q$288-7)+$X$47","v":0},{"$f":"($X$47-0.82*$X$47)/14*($R$288-7)+$X$47","v":0},{"$f":"($X$47-0.82*$X$47)/14*($S$288-7)+$X$47","v":0},{"$f":"($X$47-0.82*$X$47)/14*($T$288-7)+$X$47","v":0},{"$f":"($X$47-0.82*$X$47)/14*($U$288-7)+$X$47","v":0},{"$f":"($X$47-0.82*$X$47)/14*($V$288-7)+$X$47","v":0},{"$f":"($X$47-0.82*$X$47)/14*($W$288-7)+$X$47","v":0},{"$f":"($X$47-0.82*$X$47)/14*($X$288-7)+$X$47","v":0},{"$f":"($X$47-0.82*$X$47)/14*($Y$288-7)+$X$47","v":0},{"$f":"($X$47-0.82*$X$47)/14*($Z$288-7)+$X$47","v":0},{"$f":"($X$47-0.82*$X$47)/14*($AA$288-7)+$X$47","v":0},{"$f":"($X$47-0.82*$X$47)/14*($AB$288-7)+$X$47","v":0},{"$f":"($X$47-0.82*$X$47)/14*($AC$288-7)+$X$47","v":0},{"$f":"($X$47-0.82*$X$47)/14*($AD$288-7)+$X$47","v":0},{"$f":"($X$47-0.82*$X$47)/14*($AE$288-7)+$X$47","v":0},{"$f":"($X$47-0.82*$X$47)/14*($AF$288-7)+$X$47","v":0},{"$f":"($X$47-0.82*$X$47)/14*($AG$288-7)+$X$47","v":0},{"$f":"($X$47-0.82*$X$47)/14*($AH$288-7)+$X$47","v":0},{"$f":"($X$47-0.82*$X$47)/14*($AI$288-7)+$X$47","v":0},{"$f":"($X$47-0.82*$X$47)/14*($AJ$288-7)+$X$47","v":0},{"$f":"($X$47-0.82*$X$47)/14*($AK$288-7)+$X$47","v":0},{"$f":"($X$47-0.82*$X$47)/14*($AL$288-7)+$X$47","v":0},{"$f":"($X$47-0.82*$X$47)/14*($AM$288-7)+$X$47","v":0},{"$f":"($X$47-0.82*$X$47)/14*($AN$288-7)+$X$47","v":0},{"$f":"($X$47-0.82*$X$47)/14*($AO$288-7)+$X$47","v":0},{"$f":"($X$47-0.82*$X$47)/14*($AP$288-7)+$X$47","v":0},{"$f":"($X$47-0.82*$X$47)/14*($AQ$288-7)+$X$47","v":0},{"$f":"($X$47-0.82*$X$47)/14*($AR$288-7)+$X$47","v":0},{"$f":"($X$47-0.82*$X$47)/14*($AS$288-7)+$X$47","v":0},"消費電力","Pw"]
[null,null,"暖房COP",{"$f":"D$408/D$409","v":{"$error":"#DIV/0!"}},{"$f":"E$408/E$409","v":{"$error":"#DIV/0!"}},{"$error":"#DIV/0!"},{"$error":"#DIV/0!"},{"$error":"#DIV/0!"},{"$error":"#DIV/0!"},{"$error":"#DIV/0!"},{"$error":"#DIV/0!"},{"$error":"#DIV/0!"},{"$error":"#DIV/0!"},{"$error":"#DIV/0!"},{"$error":"#DIV/0!"},{"$error":"#DIV/0!"},{"$error":"#DIV/0!"},{"$error":"#DIV/0!"},{"$error":"#DIV/0!"},{"$error":"#DIV/0!"},{"$error":"#DIV/0!"},{"$error":"#DIV/0!"},{"$error":"#DIV/0!"},{"$error":"#DIV/0!"},{"$error":"#DIV/0!"},{"$error":"#DIV/0!"},{"$error":"#DIV/0!"},{"$error":"#DIV/0!"},{"$error":"#DIV/0!"},{"$error":"#DIV/0!"},{"$error":"#DIV/0!"},{"$error":"#DIV/0!"},{"$error":"#DIV/0!"},{"$error":"#DIV/0!"},{"$error":"#DIV/0!"},{"$error":"#DIV/0!"},{"$error":"#DIV/0!"},{"$error":"#DIV/0!"},{"$error":"#DIV/0!"},{"$error":"#DIV/0!"},{"$error":"#DIV/0!"},{"$error":"#DIV/0!"},{"$error":"#DIV/0!"},{"$error":"#DIV/0!"},{"$error":"#DIV/0!"},"暖房COP","σw"]
[null,null,"暖房COP比",{"$f":"$D410/$Q410","v":{"$error":"#DIV/0!"}},{"$f":"$E410/$Q410","v":{"$error":"#DIV/0!"}},{"$f":"$F410/$Q410","v":{"$error":"#DIV/0!"}},{"$f":"$G410/$Q410","v":{"$error":"#DIV/0!"}},{"$f":"$H410/$Q410","v":{"$error":"#DIV/0!"}},{"$f":"$I410/$Q410","v":{"$error":"#DIV/0!"}},{"$f":"$J410/$Q410","v":{"$error":"#DIV/0!"}},{"$f":"$K410/$Q410","v":{"$error":"#DIV/0!"}},{"$f":"$L410/$Q410","v":{"$error":"#DIV/0!"}},{"$f":"$M410/$Q410","v":{"$error":"#DIV/0!"}},{"$f":"$N410/$Q410","v":{"$error":"#DIV/0!"}},{"$f":"$O410/$Q410","v":{"$error":"#DIV/0!"}},{"$f":"$P410/$Q410","v":{"$error":"#DIV/0!"}},{"$f":"$Q410/$Q410","v":{"$error":"#DIV/0!"}},{"$f":"$R410/$Q410","v":{"$error":"#DIV/0!"}},{"$f":"$S410/$Q410","v":{"$error":"#DIV/0!"}},{"$f":"$T410/$Q410","v":{"$error":"#DIV/0!"}},{"$f":"$U410/$Q410","v":{"$error":"#DIV/0!"}},{"$f":"$V410/$Q410","v":{"$error":"#DIV/0!"}},{"$f":"$W410/$Q410","v":{"$error":"#DIV/0!"}},{"$f":"$X410/$Q410","v":{"$error":"#DIV/0!"}},{"$f":"$Y410/$Q410","v":{"$error":"#DIV/0!"}},{"$f":"$Z410/$Q410","v":{"$error":"#DIV/0!"}},{"$f":"$AA410/$Q410","v":{"$error":"#DIV/0!"}},{"$f":"$AB410/$Q410","v":{"$error":"#DIV/0!"}},{"$f":"$AC410/$Q410","v":{"$error":"#DIV/0!"}},{"$f":"$AD410/$Q410","v":{"$error":"#DIV/0!"}},{"$f":"$AE410/$Q410","v":{"$error":"#DIV/0!"}},{"$f":"$AF410/$Q410","v":{"$error":"#DIV/0!"}},{"$f":"$AG410/$Q410","v":{"$error":"#DIV/0!"}},{"$f":"$AH410/$Q410","v":{"$error":"#DIV/0!"}},{"$f":"$AI410/$Q410","v":{"$error":"#DIV/0!"}},{"$f":"$AJ410/$Q410","v":{"$error":"#DIV/0!"}},{"$f":"$AK410/$Q410","v":{"$error":"#DIV/0!"}},{"$f":"$AL410/$Q410","v":{"$error":"#DIV/0!"}},{"$f":"$AM410/$Q410","v":{"$error":"#DIV/0!"}},{"$f":"$AN410/$Q410","v":{"$error":"#DIV/0!"}},{"$f":"$AO410/$Q410","v":{"$error":"#DIV/0!"}},{"$f":"$AP410/$Q410","v":{"$error":"#DIV/0!"}},{"$f":"$AQ410/$Q410","v":{"$error":"#DIV/0!"}},{"$f":"$AR410/$Q410","v":{"$error":"#DIV/0!"}},{"$f":"$AS410/$Q410","v":{"$error":"#DIV/0!"}},"暖房COP比","βw"]
[null,null,"Σ",{"$f":"($AB$26/$X$51)*D$407*D$301*D$426","v":{"$error":"#VALUE!"}},{"$f":"($AB$26/$X$51)*E$407*E$301*E$426","v":{"$error":"#VALUE!"}},{"$error":"#VALUE!"},{"$error":"#VALUE!"},{"$error":"#VALUE!"},{"$error":"#VALUE!"},{"$error":"#VALUE!"},{"$error":"#VALUE!"},{"$error":"#VALUE!"},{"$error":"#VALUE!"},{"$error":"#VALUE!"},{"$error":"#VALUE!"},{"$f":"($AB$26/$X$48)*P$407*P$301*P$426","v":{"$error":"#VALUE!"}},{"$error":"#VALUE!"},{"$error":"#VALUE!"},{"$error":"#VALUE!"},{"$error":"#VALUE!"},{"$error":"#VALUE!"},{"$error":"#VALUE!"},{"$error":"#VALUE!"},{"$error":"#VALUE!"},{"$error":"#VALUE!"},{"$error":"#VALUE!"},{"$error":"#VALUE!"},{"$error":"#VALUE!"},{"$error":"#VALUE!"},{"$error":"#VALUE!"},{"$error":"#VALUE!"},{"$error":"#VALUE!"},{"$error":"#VALUE!"},{"$error":"#VALUE!"},{"$error":"#VALUE!"},{"$error":"#VALUE!"},{"$error":"#VALUE!"},{"$error":"#VALUE!"},{"$error":"#VALUE!"},{"$error":"#VALUE!"},{"$error":"#VALUE!"},{"$error":"#VALUE!"},{"$error":"#VALUE!"},{"$error":"#VALUE!"},{"$error":"#VALUE!"},{"$f":"SUM($D412:$AS412)","v":{"$error":"#VALUE!"}},"Σ"]
[null,"後9","暖房時消費電力比",{"$f":"D$302/D$417","v":{"$error":"#DIV/0!"}},{"$f":"E$302/E$417","v":{"$error":"#DIV/0!"}},{"$error":"#DIV/0!"},{"$error":"#DIV/0!"},{"$error":"#DIV/0!"},{"$error":"#DIV/0!"},{"$error":"#DIV/0!"},{"$error":"#DIV/0!"},{"$error":"#DIV/0!"},{"$error":"#DIV/0!"},{"$error":"#DIV/0!"},{"$error":"#DIV/0!"},{"$error":"#DIV/0!"},{"$error":"#DIV/0!"},{"$error":"#DIV/0!"},{"$error":"#DIV/0!"},{"$error":"#DIV/0!"},{"$error":"#DIV/0!"},{"$error":"#DIV/0!"},{"$error":"#DIV/0!"},{"$error":"#DIV/0!"},{"$error":"#DIV/0!"},{"$error":"#DIV/0!"},{"$error":"#DIV/0!"},{"$error":"#DIV/0!"},{"$error":"#DIV/0!"},{"$error":"#DIV/0!"},{"$error":"#DIV/0!"},{"$error":"#DIV/0!"},{"$error":"#DIV/0!"},{"$error":"#DIV/0!"},{"$error":"#DIV/0!"},{"$error":"#DIV/0!"},{"$error":"#DIV/0!"},{"$error":"#DIV/0!"},{"$error":"#DIV/0!"},{"$error":"#DIV/0!"},{"$error":"#DIV/0!"},{"$error":"#DIV/0!"},{"$error":"#DIV/0!"},{"$error":"#DIV/0!"},{"$error":"#DIV/0!"},"暖房時消費電力比","εw"]
[null,null,"暖房能力",{"$f":"($Y$49-0.64*$Y$46)/9*(D$288-7)+$Y$49","v":0},{"$f":"($Y$49-0.64*$Y$46)/9*(E$288-7)+$Y$49","v":0},0,0,0,0,0,0,0,0,0,0,{"$f":"($Y$46-0.64*$Y$46)/14*($P$288-7)+$Y$46","v":0},{"$f":"($Y$46-0.64*$Y$46)/14*($Q$288-7)+$Y$46","v":0},{"$f":"($Y$46-0.64*$Y$46)/14*($R$288-7)+$Y$46","v":0},{"$f":"($Y$46-0.64*$Y$46)/14*($S$288-7)+$Y$46","v":0},{"$f":"($Y$46-0.64*$Y$46)/14*($T$288-7)+$Y$46","v":0},{"$f":"($Y$46-0.64*$Y$46)/14*($U$288-7)+$Y$46","v":0},{"$f":"($Y$46-0.64*$Y$46)/14*($V$288-7)+$Y$46","v":0},{"$f":"($Y$46-0.64*$Y$46)/14*($W$288-7)+$Y$46","v":0},{"$f":"($Y$46-0.64*$Y$46)/14*($X$288-7)+$Y$46","v":0},{"$f":"($Y$46-0.64*$Y$46)/14*($Y$288-7)+$Y$46","v":0},{"$f":"($Y$46-0.64*$Y$46)/14*($Z$288-7)+$Y$46","v":0},{"$f":"($Y$46-0.64*$Y$46)/14*($AA$288-7)+$Y$46","v":0},{"$f":"($Y$46-0.64*$Y$46)/14*($AB$288-7)+$Y$46","v":0},{"$f":"($Y$46-0.64*$Y$46)/14*($AC$288-7)+$Y$46","v":0},{"$f":"($Y$46-0.64*$Y$46)/14*($AD$288-7)+$Y$46","v":0},{"$f":"($Y$46-0.64*$Y$46)/14*($AE$288-7)+$Y$46","v":0},{"$f":"($Y$46-0.64*$Y$46)/14*($AF$288-7)+$Y$46","v":0},{"$f":"($Y$46-0.64*$Y$46)/14*($AG$288-7)+$Y$46","v":0},{"$f":"($Y$46-0.64*$Y$46)/14*($AH$288-7)+$Y$46","v":0},{"$f":"($Y$46-0.64*$Y$46)/14*($AI$288-7)+$Y$46","v":0},{"$f":"($Y$46-0.64*$Y$46)/14*($AJ$288-7)+$Y$46","v":0},{"$f":"($Y$46-0.64*$Y$46)/14*($AK$288-7)+$Y$46","v":0},{"$f":"($Y$46-0.64*$Y$46)/14*($AL$288-7)+$Y$46","v":0},{"$f":"($Y$46-0.64*$Y$46)/14*($AM$288-7)+$Y$46","v":0},{"$f":"($Y$46-0.64*$Y$46)/14*($AN$288-7)+$Y$46","v":0},{"$f":"($Y$46-0.64*$Y$46)/14*($AO$288-7)+$Y$46","v":0},{"$f":"($Y$46-0.64*$Y$46)/14*($AP$288-7)+$Y$46","v":0},{"$f":"($Y$46-0.64*$Y$46)/14*($AQ$288-7)+$Y$46","v":0},{"$f":"($Y$46-0.64*$Y$46)/14*($AR$288-7)+$Y$46","v":0},{"$f":"($Y$46-0.64*$Y$46)/14*($AS$288-7)+$Y$46","v":0},"暖房能力","Φw"]
[null,null,"暖房消費電力",{"$f":"($Y$50-0.82*$Y$47)/9*(D$288-7)+$Y$50","v":0},{"$f":"($Y$50-0.82*$Y$47)/9*(E$288-7)+$Y$50","v":0},0,0,0,0,0,0,0,0,0,0,{"$f":"($Y$47-0.82*$Y$47)/14*($P$288-7)+$Y$47","v":0},{"$f":"($Y$47-0.82*$Y$47)/14*($Q$288-7)+$Y$47","v":0},{"$f":"($Y$47-0.82*$Y$47)/14*($R$288-7)+$Y$47","v":0},{"$f":"($Y$47-0.82*$Y$47)/14*($S$288-7)+$Y$47","v":0},{"$f":"($Y$47-0.82*$Y$47)/14*($T$288-7)+$Y$47","v":0},{"$f":"($Y$47-0.82*$Y$47)/14*($U$288-7)+$Y$47","v":0},{"$f":"($Y$47-0.82*$Y$47)/14*($V$288-7)+$Y$47","v":0},{"$f":"($Y$47-0.82*$Y$47)/14*($W$288-7)+$Y$47","v":0},{"$f":"($Y$47-0.82*$Y$47)/14*($X$288-7)+$Y$47","v":0},{"$f":"($Y$47-0.82*$Y$47)/14*($Y$288-7)+$Y$47","v":0},{"$f":"($Y$47-0.82*$Y$47)/14*($Z$288-7)+$Y$47","v":0},{"$f":"($Y$47-0.82*$Y$47)/14*($AA$288-7)+$Y$47","v":0},{"$f":"($Y$47-0.82*$Y$47)/14*($AB$288-7)+$Y$47","v":0},{"$f":"($Y$47-0.82*$Y$47)/14*($AC$288-7)+$Y$47","v":0},{"$f":"($Y$47-0.82*$Y$47)/14*($AD$288-7)+$Y$47","v":0},{"$f":"($Y$47-0.82*$Y$47)/14*($AE$288-7)+$Y$47","v":0},{"$f":"($Y$47-0.82*$Y$47)/14*($AF$288-7)+$Y$47","v":0},{"$f":"($Y$47-0.82*$Y$47)/14*($AG$288-7)+$Y$47","v":0},{"$f":"($Y$47-0.82*$Y$47)/14*($AH$288-7)+$Y$47","v":0},{"$f":"($Y$47-0.82*$Y$47)/14*($AI$288-7)+$Y$47","v":0},{"$f":"($Y$47-0.82*$Y$47)/14*($AJ$288-7)+$Y$47","v":0},{"$f":"($Y$47-0.82*$Y$47)/14*($AK$288-7)+$Y$47","v":0},{"$f":"($Y$47-0.82*$Y$47)/14*($AL$288-7)+$Y$47","v":0},{"$f":"($Y$47-0.82*$Y$47)/14*($AM$288-7)+$Y$47","v":0},{"$f":"($Y$47-0.82*$Y$47)/14*($AN$288-7)+$Y$47","v":0},{"$f":"($Y$47-0.82*$Y$47)/14*($AO$288-7)+$Y$47","v":0},{"$f":"($Y$47-0.82*$Y$47)/14*($AP$288-7)+$Y$47","v":0},{"$f":"($Y$47-0.82*$Y$47)/14*($AQ$288-7)+$Y$47","v":0},{"$f":"($Y$47-0.82*$Y$47)/14*($AR$288-7)+$Y$47","v":0},{"$f":"($Y$47-0.82*$Y$47)/14*($AS$288-7)+$Y$47","v":0},"消費電力","Pw"]
[null,null,"暖房COP",{"$f":"D$414/D$415","v":{"$error":"#DIV/0!"}},{"$f":"E$414/E$415","v":{"$error":"#DIV/0!"}},{"$error":"#DIV/0!"},{"$error":"#DIV/0!"},{"$error":"#DIV/0!"},{"$error":"#DIV/0!"},{"$error":"#DIV/0!"},{"$error":"#DIV/0!"},{"$error":"#DIV/0!"},{"$error":"#DIV/0!"},{"$error":"#DIV/0!"},{"$error":"#DIV/0!"},{"$error":"#DIV/0!"},{"$error":"#DIV/0!"},{"$error":"#DIV/0!"},{"$error":"#DIV/0!"},{"$error":"#DIV/0!"},{"$error":"#DIV/0!"},{"$error":"#DIV/0!"},{"$error":"#DIV/0!"},{"$error":"#DIV/0!"},{"$error":"#DIV/0!"},{"$error":"#DIV/0!"},{"$error":"#DIV/0!"},{"$error":"#DIV/0!"},{"$error":"#DIV/0!"},{"$error":"#DIV/0!"},{"$error":"#DIV/0!"},{"$error":"#DIV/0!"},{"$error":"#DIV/0!"},{"$error":"#DIV/0!"},{"$error":"#DIV/0!"},{"$error":"#DIV/0!"},{"$error":"#DIV/0!"},{"$error":"#DIV/0!"},{"$error":"#DIV/0!"},{"$error":"#DIV/0!"},{"$error":"#DIV/0!"},{"$error":"#DIV/0!"},{"$error":"#DIV/0!"},{"$error":"#DIV/0!"},{"$error":"#DIV/0!"},"暖房COP","σw"]
[null,null,"暖房COP比",{"$f":"$D416/$Q416","v":{"$error":"#DIV/0!"}},{"$f":"$E416/$Q416","v":{"$error":"#DIV/0!"}},{"$f":"$F416/$Q416","v":{"$error":"#DIV/0!"}},{"$f":"$G416/$Q416","v":{"$error":"#DIV/0!"}},{"$f":"$H416/$Q416","v":{"$error":"#DIV/0!"}},{"$f":"$I416/$Q416","v":{"$error":"#DIV/0!"}},{"$f":"$J416/$Q416","v":{"$error":"#DIV/0!"}},{"$f":"$K416/$Q416","v":{"$error":"#DIV/0!"}},{"$f":"$L416/$Q416","v":{"$error":"#DIV/0!"}},{"$f":"$M416/$Q416","v":{"$error":"#DIV/0!"}},{"$f":"$N416/$Q416","v":{"$error":"#DIV/0!"}},{"$f":"$O416/$Q416","v":{"$error":"#DIV/0!"}},{"$f":"$P416/$Q416","v":{"$error":"#DIV/0!"}},{"$f":"$Q416/$Q416","v":{"$error":"#DIV/0!"}},{"$f":"$R416/$Q416","v":{"$error":"#DIV/0!"}},{"$f":"$S416/$Q416","v":{"$error":"#DIV/0!"}},{"$f":"$T416/$Q416","v":{"$error":"#DIV/0!"}},{"$f":"$U416/$Q416","v":{"$error":"#DIV/0!"}},{"$f":"$V416/$Q416","v":{"$error":"#DIV/0!"}},{"$f":"$W416/$Q416","v":{"$error":"#DIV/0!"}},{"$f":"$X416/$Q416","v":{"$error":"#DIV/0!"}},{"$f":"$Y416/$Q416","v":{"$error":"#DIV/0!"}},{"$f":"$Z416/$Q416","v":{"$error":"#DIV/0!"}},{"$f":"$AA416/$Q416","v":{"$error":"#DIV/0!"}},{"$f":"$AB416/$Q416","v":{"$error":"#DIV/0!"}},{"$f":"$AC416/$Q416","v":{"$error":"#DIV/0!"}},{"$f":"$AD416/$Q416","v":{"$error":"#DIV/0!"}},{"$f":"$AE416/$Q416","v":{"$error":"#DIV/0!"}},{"$f":"$AF416/$Q416","v":{"$error":"#DIV/0!"}},{"$f":"$AG416/$Q416","v":{"$error":"#DIV/0!"}},{"$f":"$AH416/$Q416","v":{"$error":"#DIV/0!"}},{"$f":"$AI416/$Q416","v":{"$error":"#DIV/0!"}},{"$f":"$AJ416/$Q416","v":{"$error":"#DIV/0!"}},{"$f":"$AK416/$Q416","v":{"$error":"#DIV/0!"}},{"$f":"$AL416/$Q416","v":{"$error":"#DIV/0!"}},{"$f":"$AM416/$Q416","v":{"$error":"#DIV/0!"}},{"$f":"$AN416/$Q416","v":{"$error":"#DIV/0!"}},{"$f":"$AO416/$Q416","v":{"$error":"#DIV/0!"}},{"$f":"$AP416/$Q416","v":{"$error":"#DIV/0!"}},{"$f":"$AQ416/$Q416","v":{"$error":"#DIV/0!"}},{"$f":"$AR416/$Q416","v":{"$error":"#DIV/0!"}},{"$f":"$AS416/$Q416","v":{"$error":"#DIV/0!"}},"暖房COP比","βw"]
[null,null,"Σ",{"$f":"($AB$26/$Y$51)*D$413*D$301*D$426","v":{"$error":"#VALUE!"}},{"$f":"($AB$26/$Y$51)*E$413*E$301*E$426","v":{"$error":"#VALUE!"}},{"$error":"#VALUE!"},{"$error":"#VALUE!"},{"$error":"#VALUE!"},{"$error":"#VALUE!"},{"$error":"#VALUE!"},{"$error":"#VALUE!"},{"$error":"#VALUE!"},{"$error":"#VALUE!"},{"$error":"#VALUE!"},{"$error":"#VALUE!"},{"$f":"($AB$26/$Y$48)*P$413*P$301*P$426","v":{"$error":"#VALUE!"}},{"$error":"#VALUE!"},{"$error":"#VALUE!"},{"$error":"#VALUE!"},{"$error":"#VALUE!"},{"$error":"#VALUE!"},{"$error":"#VALUE!"},{"$error":"#VALUE!"},{"$error":"#VALUE!"},{"$error":"#VALUE!"},{"$error":"#VALUE!"},{"$error":"#VALUE!"},{"$error":"#VALUE!"},{"$error":"#VALUE!"},{"$error":"#VALUE!"},{"$error":"#VALUE!"},{"$error":"#VALUE!"},{"$error":"#VALUE!"},{"$error":"#VALUE!"},{"$error":"#VALUE!"},{"$error":"#VALUE!"},{"$error":"#VALUE!"},{"$error":"#VALUE!"},{"$error":"#VALUE!"},{"$error":"#VALUE!"},{"$error":"#VALUE!"},{"$error":"#VALUE!"},{"$error":"#VALUE!"},{"$error":"#VALUE!"},{"$error":"#VALUE!"},{"$f":"SUM($D418:$AS418)","v":{"$error":"#VALUE!"}},"Σ"]
[null,"後10","暖房時消費電力比",{"$f":"D$302/D$423","v":{"$error":"#DIV/0!"}},{"$f":"E$302/E$423","v":{"$error":"#DIV/0!"}},{"$error":"#DIV/0!"},{"$error":"#DIV/0!"},{"$error":"#DIV/0!"},{"$error":"#DIV/0!"},{"$error":"#DIV/0!"},{"$error":"#DIV/0!"},{"$error":"#DIV/0!"},{"$error":"#DIV/0!"},{"$error":"#DIV/0!"},{"$error":"#DIV/0!"},{"$error":"#DIV/0!"},{"$error":"#DIV/0!"},{"$error":"#DIV/0!"},{"$error":"#DIV/0!"},{"$error":"#DIV/0!"},{"$error":"#DIV/0!"},{"$error":"#DIV/0!"},{"$error":"#DIV/0!"},{"$error":"#DIV/0!"},{"$error":"#DIV/0!"},{"$error":"#DIV/0!"},{"$error":"#DIV/0!"},{"$error":"#DIV/0!"},{"$error":"#DIV/0!"},{"$error":"#DIV/0!"},{"$error":"#DIV/0!"},{"$error":"#DIV/0!"},{"$error":"#DIV/0!"},{"$error":"#DIV/0!"},{"$error":"#DIV/0!"},{"$error":"#DIV/0!"},{"$error":"#DIV/0!"},{"$error":"#DIV/0!"},{"$error":"#DIV/0!"},{"$error":"#DIV/0!"},{"$error":"#DIV/0!"},{"$error":"#DIV/0!"},{"$error":"#DIV/0!"},{"$error":"#DIV/0!"},{"$error":"#DIV/0!"},"暖房時消費電力比","εw"]
[null,null,"暖房能力",{"$f":"($Z$49-0.64*$Z$46)/9*(D$288-7)+$Z$49","v":0},{"$f":"($Z$49-0.64*$Z$46)/9*(E$288-7)+$Z$49","v":0},0,0,0,0,0,0,0,0,0,0,{"$f":"($Z$46-0.64*$Z$46)/14*($P$288-7)+$Z$46","v":0},{"$f":"($Z$46-0.64*$Z$46)/14*($Q$288-7)+$Z$46","v":0},{"$f":"($Z$46-0.64*$Z$46)/14*($R$288-7)+$Z$46","v":0},{"$f":"($Z$46-0.64*$Z$46)/14*($S$288-7)+$Z$46","v":0},{"$f":"($Z$46-0.64*$Z$46)/14*($T$288-7)+$Z$46","v":0},{"$f":"($Z$46-0.64*$Z$46)/14*($U$288-7)+$Z$46","v":0},{"$f":"($Z$46-0.64*$Z$46)/14*($V$288-7)+$Z$46","v":0},{"$f":"($Z$46-0.64*$Z$46)/14*($W$288-7)+$Z$46","v":0},{"$f":"($Z$46-0.64*$Z$46)/14*($X$288-7)+$Z$46","v":0},{"$f":"($Z$46-0.64*$Z$46)/14*($Y$288-7)+$Z$46","v":0},{"$f":"($Z$46-0.64*$Z$46)/14*($Z$288-7)+$Z$46","v":0},{"$f":"($Z$46-0.64*$Z$46)/14*($AA$288-7)+$Z$46","v":0},{"$f":"($Z$46-0.64*$Z$46)/14*($AB$288-7)+$Z$46","v":0},{"$f":"($Z$46-0.64*$Z$46)/14*($AC$288-7)+$Z$46","v":0},{"$f":"($Z$46-0.64*$Z$46)/14*($AD$288-7)+$Z$46","v":0},{"$f":"($Z$46-0.64*$Z$46)/14*($AE$288-7)+$Z$46","v":0},{"$f":"($Z$46-0.64*$Z$46)/14*($AF$288-7)+$Z$46","v":0},{"$f":"($Z$46-0.64*$Z$46)/14*($AG$288-7)+$Z$46","v":0},{"$f":"($Z$46-0.64*$Z$46)/14*($AH$288-7)+$Z$46","v":0},{"$f":"($Z$46-0.64*$Z$46)/14*($AI$288-7)+$Z$46","v":0},{"$f":"($Z$46-0.64*$Z$46)/14*($AJ$288-7)+$Z$46","v":0},{"$f":"($Z$46-0.64*$Z$46)/14*($AK$288-7)+$Z$46","v":0},{"$f":"($Z$46-0.64*$Z$46)/14*($AL$288-7)+$Z$46","v":0},{"$f":"($Z$46-0.64*$Z$46)/14*($AM$288-7)+$Z$46","v":0},{"$f":"($Z$46-0.64*$Z$46)/14*($AN$288-7)+$Z$46","v":0},{"$f":"($Z$46-0.64*$Z$46)/14*($AO$288-7)+$Z$46","v":0},{"$f":"($Z$46-0.64*$Z$46)/14*($AP$288-7)+$Z$46","v":0},{"$f":"($Z$46-0.64*$Z$46)/14*($AQ$288-7)+$Z$46","v":0},{"$f":"($Z$46-0.64*$Z$46)/14*($AR$288-7)+$Z$46","v":0},{"$f":"($Z$46-0.64*$Z$46)/14*($AS$288-7)+$Z$46","v":0},"暖房能力","Φw"]
[null,null,"暖房消費電力",{"$f":"($Z$50-0.82*$Z$47)/9*(D$288-7)+$Z$50","v":0},{"$f":"($Z$50-0.82*$Z$47)/9*(E$288-7)+$Z$50","v":0},0,0,0,0,0,0,0,0,0,0,{"$f":"($Z$47-0.82*$Z$47)/14*($P$288-7)+$Z$47","v":0},{"$f":"($Z$47-0.82*$Z$47)/14*($Q$288-7)+$Z$47","v":0},{"$f":"($Z$47-0.82*$Z$47)/14*($R$288-7)+$Z$47","v":0},{"$f":"($Z$47-0.82*$Z$47)/14*($S$288-7)+$Z$47","v":0},{"$f":"($Z$47-0.82*$Z$47)/14*($T$288-7)+$Z$47","v":0},{"$f":"($Z$47-0.82*$Z$47)/14*($U$288-7)+$Z$47","v":0},{"$f":"($Z$47-0.82*$Z$47)/14*($V$288-7)+$Z$47","v":0},{"$f":"($Z$47-0.82*$Z$47)/14*($W$288-7)+$Z$47","v":0},{"$f":"($Z$47-0.82*$Z$47)/14*($X$288-7)+$Z$47","v":0},{"$f":"($Z$47-0.82*$Z$47)/14*($Y$288-7)+$Z$47","v":0},{"$f":"($Z$47-0.82*$Z$47)/14*($Z$288-7)+$Z$47","v":0},{"$f":"($Z$47-0.82*$Z$47)/14*($AA$288-7)+$Z$47","v":0},{"$f":"($Z$47-0.82*$Z$47)/14*($AB$288-7)+$Z$47","v":0},{"$f":"($Z$47-0.82*$Z$47)/14*($AC$288-7)+$Z$47","v":0},{"$f":"($Z$47-0.82*$Z$47)/14*($AD$288-7)+$Z$47","v":0},{"$f":"($Z$47-0.82*$Z$47)/14*($AE$288-7)+$Z$47","v":0},{"$f":"($Z$47-0.82*$Z$47)/14*($AF$288-7)+$Z$47","v":0},{"$f":"($Z$47-0.82*$Z$47)/14*($AG$288-7)+$Z$47","v":0},{"$f":"($Z$47-0.82*$Z$47)/14*($AH$288-7)+$Z$47","v":0},{"$f":"($Z$47-0.82*$Z$47)/14*($AI$288-7)+$Z$47","v":0},{"$f":"($Z$47-0.82*$Z$47)/14*($AJ$288-7)+$Z$47","v":0},{"$f":"($Z$47-0.82*$Z$47)/14*($AK$288-7)+$Z$47","v":0},{"$f":"($Z$47-0.82*$Z$47)/14*($AL$288-7)+$Z$47","v":0},{"$f":"($Z$47-0.82*$Z$47)/14*($AM$288-7)+$Z$47","v":0},{"$f":"($Z$47-0.82*$Z$47)/14*($AN$288-7)+$Z$47","v":0},{"$f":"($Z$47-0.82*$Z$47)/14*($AO$288-7)+$Z$47","v":0},{"$f":"($Z$47-0.82*$Z$47)/14*($AP$288-7)+$Z$47","v":0},{"$f":"($Z$47-0.82*$Z$47)/14*($AQ$288-7)+$Z$47","v":0},{"$f":"($Z$47-0.82*$Z$47)/14*($AR$288-7)+$Z$47","v":0},{"$f":"($Z$47-0.82*$Z$47)/14*($AS$288-7)+$Z$47","v":0},"消費電力","Pw"]
[null,null,"暖房COP",{"$f":"D$420/D$421","v":{"$error":"#DIV/0!"}},{"$f":"E$420/E$421","v":{"$error":"#DIV/0!"}},{"$error":"#DIV/0!"},{"$error":"#DIV/0!"},{"$error":"#DIV/0!"},{"$error":"#DIV/0!"},{"$error":"#DIV/0!"},{"$error":"#DIV/0!"},{"$error":"#DIV/0!"},{"$error":"#DIV/0!"},{"$error":"#DIV/0!"},{"$error":"#DIV/0!"},{"$error":"#DIV/0!"},{"$error":"#DIV/0!"},{"$error":"#DIV/0!"},{"$error":"#DIV/0!"},{"$error":"#DIV/0!"},{"$error":"#DIV/0!"},{"$error":"#DIV/0!"},{"$error":"#DIV/0!"},{"$error":"#DIV/0!"},{"$error":"#DIV/0!"},{"$error":"#DIV/0!"},{"$error":"#DIV/0!"},{"$error":"#DIV/0!"},{"$error":"#DIV/0!"},{"$error":"#DIV/0!"},{"$error":"#DIV/0!"},{"$error":"#DIV/0!"},{"$error":"#DIV/0!"},{"$error":"#DIV/0!"},{"$error":"#DIV/0!"},{"$error":"#DIV/0!"},{"$error":"#DIV/0!"},{"$error":"#DIV/0!"},{"$error":"#DIV/0!"},{"$error":"#DIV/0!"},{"$error":"#DIV/0!"},{"$error":"#DIV/0!"},{"$error":"#DIV/0!"},{"$error":"#DIV/0!"},{"$error":"#DIV/0!"},"暖房COP","σw"]
[null,null,"暖房COP比",{"$f":"$D422/$Q422","v":{"$error":"#DIV/0!"}},{"$f":"$E422/$Q422","v":{"$error":"#DIV/0!"}},{"$f":"$F422/$Q422","v":{"$error":"#DIV/0!"}},{"$f":"$G422/$Q422","v":{"$error":"#DIV/0!"}},{"$f":"$H422/$Q422","v":{"$error":"#DIV/0!"}},{"$f":"$I422/$Q422","v":{"$error":"#DIV/0!"}},{"$f":"$J422/$Q422","v":{"$error":"#DIV/0!"}},{"$f":"$K422/$Q422","v":{"$error":"#DIV/0!"}},{"$f":"$L422/$Q422","v":{"$error":"#DIV/0!"}},{"$f":"$M422/$Q422","v":{"$error":"#DIV/0!"}},{"$f":"$N422/$Q422","v":{"$error":"#DIV/0!"}},{"$f":"$O422/$Q422","v":{"$error":"#DIV/0!"}},{"$f":"$P422/$Q422","v":{"$error":"#DIV/0!"}},{"$f":"$Q422/$Q422","v":{"$error":"#DIV/0!"}},{"$f":"$R422/$Q422","v":{"$error":"#DIV/0!"}},{"$f":"$S422/$Q422","v":{"$error":"#DIV/0!"}},{"$f":"$T422/$Q422","v":{"$error":"#DIV/0!"}},{"$f":"$U422/$Q422","v":{"$error":"#DIV/0!"}},{"$f":"$V422/$Q422","v":{"$error":"#DIV/0!"}},{"$f":"$W422/$Q422","v":{"$error":"#DIV/0!"}},{"$f":"$X422/$Q422","v":{"$error":"#DIV/0!"}},{"$f":"$Y422/$Q422","v":{"$error":"#DIV/0!"}},{"$f":"$Z422/$Q422","v":{"$error":"#DIV/0!"}},{"$f":"$AA422/$Q422","v":{"$error":"#DIV/0!"}},{"$f":"$AB422/$Q422","v":{"$error":"#DIV/0!"}},{"$f":"$AC422/$Q422","v":{"$error":"#DIV/0!"}},{"$f":"$AD422/$Q422","v":{"$error":"#DIV/0!"}},{"$f":"$AE422/$Q422","v":{"$error":"#DIV/0!"}},{"$f":"$AF422/$Q422","v":{"$error":"#DIV/0!"}},{"$f":"$AG422/$Q422","v":{"$error":"#DIV/0!"}},{"$f":"$AH422/$Q422","v":{"$error":"#DIV/0!"}},{"$f":"$AI422/$Q422","v":{"$error":"#DIV/0!"}},{"$f":"$AJ422/$Q422","v":{"$error":"#DIV/0!"}},{"$f":"$AK422/$Q422","v":{"$error":"#DIV/0!"}},{"$f":"$AL422/$Q422","v":{"$error":"#DIV/0!"}},{"$f":"$AM422/$Q422","v":{"$error":"#DIV/0!"}},{"$f":"$AN422/$Q422","v":{"$error":"#DIV/0!"}},{"$f":"$AO422/$Q422","v":{"$error":"#DIV/0!"}},{"$f":"$AP422/$Q422","v":{"$error":"#DIV/0!"}},{"$f":"$AQ422/$Q422","v":{"$error":"#DIV/0!"}},{"$f":"$AR422/$Q422","v":{"$error":"#DIV/0!"}},{"$f":"$AS422/$Q422","v":{"$error":"#DIV/0!"}},"暖房COP比","βw"]
[null,null,"Σ",{"$f":"($AB$26/$Z$51)*D$419*D$301*D$426","v":{"$error":"#VALUE!"}},{"$f":"($AB$26/$Z$51)*E$419*E$301*E$426","v":{"$error":"#VALUE!"}},{"$error":"#VALUE!"},{"$error":"#VALUE!"},{"$error":"#VALUE!"},{"$error":"#VALUE!"},{"$error":"#VALUE!"},{"$error":"#VALUE!"},{"$error":"#VALUE!"},{"$error":"#VALUE!"},{"$error":"#VALUE!"},{"$error":"#VALUE!"},{"$f":"($AB$26/$Z$48)*P$419*P$301*P$426","v":{"$error":"#VALUE!"}},{"$error":"#VALUE!"},{"$error":"#VALUE!"},{"$error":"#VALUE!"},{"$error":"#VALUE!"},{"$error":"#VALUE!"},{"$error":"#VALUE!"},{"$error":"#VALUE!"},{"$error":"#VALUE!"},{"$error":"#VALUE!"},{"$error":"#VALUE!"},{"$error":"#VALUE!"},{"$error":"#VALUE!"},{"$error":"#VALUE!"},{"$error":"#VALUE!"},{"$error":"#VALUE!"},{"$error":"#VALUE!"},{"$error":"#VALUE!"},{"$error":"#VALUE!"},{"$error":"#VALUE!"},{"$error":"#VALUE!"},{"$error":"#VALUE!"},{"$error":"#VALUE!"},{"$error":"#VALUE!"},{"$error":"#VALUE!"},{"$error":"#VALUE!"},{"$error":"#VALUE!"},{"$error":"#VALUE!"},{"$error":"#VALUE!"},{"$error":"#VALUE!"},{"$f":"SUM($D424:$AS424)","v":{"$error":"#VALUE!"}},"Σ"]
[]
[null,null,"1+δ",{"$f":"1+D427","v":1.0214285714285714},{"$f":"1+E427","v":1.0428571428571429},1.0642857142857143,1.0857142857142856,1.1071428571428572,1.1285714285714286,1.1499999999999999,1.1227272727272728,1.0954545454545455,1.0681818181818181,1.040909090909091,1.0136363636363637,1,1,1,1,1,1,1,1,1,1,1,1,1,1,1,1,1,1,1,1,1,1,1,1,1,1,1,1,1,1,"1+δ"]
[null,null,"集積加熱補正係数",{"$f":"(0.15/7)*D428+0.15","v":2.1428571428571436E-2},{"$f":"(0.15/7)*E428+0.15","v":4.2857142857142844E-2},{"$f":"(0.15/7)*F428+0.15","v":6.4285714285714279E-2},8.5714285714285715E-2,0.10714285714285714,{"$f":"(0.15/7)*I428+0.15","v":0.12857142857142856},{"$f":"(-0.15/5.5)*J428+0.15","v":0.15},0.12272727272727273,9.5454545454545459E-2,6.8181818181818177E-2,4.0909090909090909E-2,1.3636363636363641E-2,0,0,0,0,0,0,0,0,0,0,0,0,0,0,0,0,0,0,0,0,0,0,0,0,0,0,0,0,0,0,"集積加熱補正係数","δ"]
[null,null," 温度(T)",-6,-5,-4,-3,-2,-1,0,1,2,3,4,5,6,7,8,9,10,11,12,13,14,15,16,17,18,19,20,21,22,23,24,25,26,27,28,29,30,31,32,33,34,35," 温度(T)"]
[]
[null,null,"前1",{"$f":"$AB$26/$Q$37","v":9.3000000000000007},9.3000000000000007,9.3000000000000007,9.3000000000000007,9.3000000000000007,9.3000000000000007,9.3000000000000007,9.3000000000000007,9.3000000000000007,9.3000000000000007,9.3000000000000007,9.3000000000000007,{"$f":"$AB$26/$Q$34","v":6.4},6.4,6.4,6.4,6.4,6.4,6.4,6.4,6.4,6.4,6.4,6.4,6.4,6.4,6.4,6.4,6.4,6.4,6.4,6.4,6.4,6.4,6.4,6.4,6.4,6.4,6.4,6.4,6.4,6.4,"前1"]
[null,null,"前2",{"$f":"$AB$26/$R$37","v":{"$error":"#VALUE!"}},{"$error":"#VALUE!"},{"$error":"#VALUE!"},{"$error":"#VALUE!"},{"$error":"#VALUE!"},{"$error":"#VALUE!"},{"$error":"#VALUE!"},{"$error":"#VALUE!"},{"$error":"#VALUE!"},{"$error":"#VALUE!"},{"$error":"#VALUE!"},{"$error":"#VALUE!"},{"$f":"$AB$26/$R$34","v":{"$error":"#VALUE!"}},{"$error":"#VALUE!"},{"$error":"#VALUE!"},{"$error":"#VALUE!"},{"$error":"#VALUE!"},{"$error":"#VALUE!"},{"$error":"#VALUE!"},{"$error":"#VALUE!"},{"$error":"#VALUE!"},{"$error":"#VALUE!"},{"$error":"#VALUE!"},{"$error":"#VALUE!"},{"$error":"#VALUE!"},{"$error":"#VALUE!"},{"$error":"#VALUE!"},{"$error":"#VALUE!"},{"$error":"#VALUE!"},{"$error":"#VALUE!"},{"$error":"#VALUE!"},{"$error":"#VALUE!"},{"$error":"#VALUE!"},{"$error":"#VALUE!"},{"$error":"#VALUE!"},{"$error":"#VALUE!"},{"$error":"#VALUE!"},{"$error":"#VALUE!"},{"$error":"#VALUE!"},{"$error":"#VALUE!"},{"$error":"#VALUE!"},{"$error":"#VALUE!"},"前2"]
[null,null,"前3",{"$f":"$AB$26/$S$37","v":{"$error":"#VALUE!"}},{"$error":"#VALUE!"},{"$error":"#VALUE!"},{"$error":"#VALUE!"},{"$error":"#VALUE!"},{"$error":"#VALUE!"},{"$error":"#VALUE!"},{"$error":"#VALUE!"},{"$error":"#VALUE!"},{"$error":"#VALUE!"},{"$error":"#VALUE!"},{"$error":"#VALUE!"},{"$f":"$AB$26/$S$34","v":{"$error":"#VALUE!"}},{"$error":"#VALUE!"},{"$error":"#VALUE!"},{"$error":"#VALUE!"},{"$error":"#VALUE!"},{"$error":"#VALUE!"},{"$error":"#VALUE!"},{"$error":"#VALUE!"},{"$error":"#VALUE!"},{"$error":"#VALUE!"},{"$error":"#VALUE!"},{"$error":"#VALUE!"},{"$error":"#VALUE!"},{"$error":"#VALUE!"},{"$error":"#VALUE!"},{"$error":"#VALUE!"},{"$error":"#VALUE!"},{"$error":"#VALUE!"},{"$error":"#VALUE!"},{"$error":"#VALUE!"},{"$error":"#VALUE!"},{"$error":"#VALUE!"},{"$error":"#VALUE!"},{"$error":"#VALUE!"},{"$error":"#VALUE!"},{"$error":"#VALUE!"},{"$error":"#VALUE!"},{"$error":"#VALUE!"},{"$error":"#VALUE!"},{"$error":"#VALUE!"},"前3"]
[null,null,"前4",{"$f":"$AB$26/$T$37","v":{"$error":"#VALUE!"}},{"$error":"#VALUE!"},{"$error":"#VALUE!"},{"$error":"#VALUE!"},{"$error":"#VALUE!"},{"$error":"#VALUE!"},{"$error":"#VALUE!"},{"$error":"#VALUE!"},{"$error":"#VALUE!"},{"$error":"#VALUE!"},{"$error":"#VALUE!"},{"$error":"#VALUE!"},{"$f":"$AB$26/$T$34","v":{"$error":"#VALUE!"}},{"$error":"#VALUE!"},{"$error":"#VALUE!"},{"$error":"#VALUE!"},{"$error":"#VALUE!"},{"$error":"#VALUE!"},{"$error":"#VALUE!"},{"$error":"#VALUE!"},{"$error":"#VALUE!"},{"$error":"#VALUE!"},{"$error":"#VALUE!"},{"$error":"#VALUE!"},{"$error":"#VALUE!"},{"$error":"#VALUE!"},{"$error":"#VALUE!"},{"$error":"#VALUE!"},{"$error":"#VALUE!"},{"$error":"#VALUE!"},{"$error":"#VALUE!"},{"$error":"#VALUE!"},{"$error":"#VALUE!"},{"$error":"#VALUE!"},{"$error":"#VALUE!"},{"$error":"#VALUE!"},{"$error":"#VALUE!"},{"$error":"#VALUE!"},{"$error":"#VALUE!"},{"$error":"#VALUE!"},{"$error":"#VALUE!"},{"$error":"#VALUE!"},"前4"]
[null,null,"前5",{"$f":"$AB$26/$U$37","v":{"$error":"#VALUE!"}},{"$error":"#VALUE!"},{"$error":"#VALUE!"},{"$error":"#VALUE!"},{"$error":"#VALUE!"},{"$error":"#VALUE!"},{"$error":"#VALUE!"},{"$error":"#VALUE!"},{"$error":"#VALUE!"},{"$error":"#VALUE!"},{"$error":"#VALUE!"},{"$error":"#VALUE!"},{"$f":"$AB$26/$U$34","v":{"$error":"#VALUE!"}},{"$error":"#VALUE!"},{"$error":"#VALUE!"},{"$error":"#VALUE!"},{"$error":"#VALUE!"},{"$error":"#VALUE!"},{"$error":"#VALUE!"},{"$error":"#VALUE!"},{"$error":"#VALUE!"},{"$error":"#VALUE!"},{"$error":"#VALUE!"},{"$error":"#VALUE!"},{"$error":"#VALUE!"},{"$error":"#VALUE!"},{"$error":"#VALUE!"},{"$error":"#VALUE!"},{"$error":"#VALUE!"},{"$error":"#VALUE!"},{"$error":"#VALUE!"},{"$error":"#VALUE!"},{"$error":"#VALUE!"},{"$error":"#VALUE!"},{"$error":"#VALUE!"},{"$error":"#VALUE!"},{"$error":"#VALUE!"},{"$error":"#VALUE!"},{"$error":"#VALUE!"},{"$error":"#VALUE!"},{"$error":"#VALUE!"},{"$error":"#VALUE!"},"前5"]
[null,null,"前6",{"$f":"$AB$26/$V$37","v":{"$error":"#VALUE!"}},{"$error":"#VALUE!"},{"$error":"#VALUE!"},{"$error":"#VALUE!"},{"$error":"#VALUE!"},{"$error":"#VALUE!"},{"$error":"#VALUE!"},{"$error":"#VALUE!"},{"$error":"#VALUE!"},{"$error":"#VALUE!"},{"$error":"#VALUE!"},{"$error":"#VALUE!"},{"$f":"$AB$26/$V$34","v":{"$error":"#VALUE!"}},{"$error":"#VALUE!"},{"$error":"#VALUE!"},{"$error":"#VALUE!"},{"$error":"#VALUE!"},{"$error":"#VALUE!"},{"$error":"#VALUE!"},{"$error":"#VALUE!"},{"$error":"#VALUE!"},{"$error":"#VALUE!"},{"$error":"#VALUE!"},{"$error":"#VALUE!"},{"$error":"#VALUE!"},{"$error":"#VALUE!"},{"$error":"#VALUE!"},{"$error":"#VALUE!"},{"$error":"#VALUE!"},{"$error":"#VALUE!"},{"$error":"#VALUE!"},{"$error":"#VALUE!"},{"$error":"#VALUE!"},{"$error":"#VALUE!"},{"$error":"#VALUE!"},{"$error":"#VALUE!"},{"$error":"#VALUE!"},{"$error":"#VALUE!"},{"$error":"#VALUE!"},{"$error":"#VALUE!"},{"$error":"#VALUE!"},{"$error":"#VALUE!"},"前6"]
[null,null,"前7",{"$f":"$AB$26/$W$37","v":{"$error":"#VALUE!"}},{"$error":"#VALUE!"},{"$error":"#VALUE!"},{"$error":"#VALUE!"},{"$error":"#VALUE!"},{"$error":"#VALUE!"},{"$error":"#VALUE!"},{"$error":"#VALUE!"},{"$error":"#VALUE!"},{"$error":"#VALUE!"},{"$error":"#VALUE!"},{"$error":"#VALUE!"},{"$f":"$AB$26/$W$34","v":{"$error":"#VALUE!"}},{"$error":"#VALUE!"},{"$error":"#VALUE!"},{"$error":"#VALUE!"},{"$error":"#VALUE!"},{"$error":"#VALUE!"},{"$error":"#VALUE!"},{"$error":"#VALUE!"},{"$error":"#VALUE!"},{"$error":"#VALUE!"},{"$error":"#VALUE!"},{"$error":"#VALUE!"},{"$error":"#VALUE!"},{"$error":"#VALUE!"},{"$error":"#VALUE!"},{"$error":"#VALUE!"},{"$error":"#VALUE!"},{"$error":"#VALUE!"},{"$error":"#VALUE!"},{"$error":"#VALUE!"},{"$error":"#VALUE!"},{"$error":"#VALUE!"},{"$error":"#VALUE!"},{"$error":"#VALUE!"},{"$error":"#VALUE!"},{"$error":"#VALUE!"},{"$error":"#VALUE!"},{"$error":"#VALUE!"},{"$error":"#VALUE!"},{"$error":"#VALUE!"},"前7"]
[null,null,"前8",{"$f":"$AB$26/$X$37","v":{"$error":"#VALUE!"}},{"$error":"#VALUE!"},{"$error":"#VALUE!"},{"$error":"#VALUE!"},{"$error":"#VALUE!"},{"$error":"#VALUE!"},{"$error":"#VALUE!"},{"$error":"#VALUE!"},{"$error":"#VALUE!"},{"$error":"#VALUE!"},{"$error":"#VALUE!"},{"$error":"#VALUE!"},{"$f":"$AB$26/$X$34","v":{"$error":"#VALUE!"}},{"$error":"#VALUE!"},{"$error":"#VALUE!"},{"$error":"#VALUE!"},{"$error":"#VALUE!"},{"$error":"#VALUE!"},{"$error":"#VALUE!"},{"$error":"#VALUE!"},{"$error":"#VALUE!"},{"$error":"#VALUE!"},{"$error":"#VALUE!"},{"$error":"#VALUE!"},{"$error":"#VALUE!"},{"$error":"#VALUE!"},{"$error":"#VALUE!"},{"$error":"#VALUE!"},{"$error":"#VALUE!"},{"$error":"#VALUE!"},{"$error":"#VALUE!"},{"$error":"#VALUE!"},{"$error":"#VALUE!"},{"$error":"#VALUE!"},{"$error":"#VALUE!"},{"$error":"#VALUE!"},{"$error":"#VALUE!"},{"$error":"#VALUE!"},{"$error":"#VALUE!"},{"$error":"#VALUE!"},{"$error":"#VALUE!"},{"$error":"#VALUE!"},"前8"]
[null,null,"前9",{"$f":"$AB$26/$Y$37","v":{"$error":"#VALUE!"}},{"$error":"#VALUE!"},{"$error":"#VALUE!"},{"$error":"#VALUE!"},{"$error":"#VALUE!"},{"$error":"#VALUE!"},{"$error":"#VALUE!"},{"$error":"#VALUE!"},{"$error":"#VALUE!"},{"$error":"#VALUE!"},{"$error":"#VALUE!"},{"$error":"#VALUE!"},{"$f":"$AB$26/$Y$34","v":{"$error":"#VALUE!"}},{"$error":"#VALUE!"},{"$error":"#VALUE!"},{"$error":"#VALUE!"},{"$error":"#VALUE!"},{"$error":"#VALUE!"},{"$error":"#VALUE!"},{"$error":"#VALUE!"},{"$error":"#VALUE!"},{"$error":"#VALUE!"},{"$error":"#VALUE!"},{"$error":"#VALUE!"},{"$error":"#VALUE!"},{"$error":"#VALUE!"},{"$error":"#VALUE!"},{"$error":"#VALUE!"},{"$error":"#VALUE!"},{"$error":"#VALUE!"},{"$error":"#VALUE!"},{"$error":"#VALUE!"},{"$error":"#VALUE!"},{"$error":"#VALUE!"},{"$error":"#VALUE!"},{"$error":"#VALUE!"},{"$error":"#VALUE!"},{"$error":"#VALUE!"},{"$error":"#VALUE!"},{"$error":"#VALUE!"},{"$error":"#VALUE!"},{"$error":"#VALUE!"},"前9"]
[null,null,"前10",{"$f":"$AB$26/$Z$37","v":{"$error":"#VALUE!"}},{"$error":"#VALUE!"},{"$error":"#VALUE!"},{"$error":"#VALUE!"},{"$error":"#VALUE!"},{"$error":"#VALUE!"},{"$error":"#VALUE!"},{"$error":"#VALUE!"},{"$error":"#VALUE!"},{"$error":"#VALUE!"},{"$error":"#VALUE!"},{"$error":"#VALUE!"},{"$f":"$AB$26/$Z$34","v":{"$error":"#VALUE!"}},{"$error":"#VALUE!"},{"$error":"#VALUE!"},{"$error":"#VALUE!"},{"$error":"#VALUE!"},{"$error":"#VALUE!"},{"$error":"#VALUE!"},{"$error":"#VALUE!"},{"$error":"#VALUE!"},{"$error":"#VALUE!"},{"$error":"#VALUE!"},{"$error":"#VALUE!"},{"$error":"#VALUE!"},{"$error":"#VALUE!"},{"$error":"#VALUE!"},{"$error":"#VALUE!"},{"$error":"#VALUE!"},{"$error":"#VALUE!"},{"$error":"#VALUE!"},{"$error":"#VALUE!"},{"$error":"#VALUE!"},{"$error":"#VALUE!"},{"$error":"#VALUE!"},{"$error":"#VALUE!"},{"$error":"#VALUE!"},{"$error":"#VALUE!"},{"$error":"#VALUE!"},{"$error":"#VALUE!"},{"$error":"#VALUE!"},{"$error":"#VALUE!"},"前10"]
[null,null,"後1",{"$f":"$AB$26/$Q$51","v":{"$error":"#VALUE!"}},{"$f":"$AB$26/$Q$51","v":{"$error":"#VALUE!"}},{"$error":"#VALUE!"},{"$error":"#VALUE!"},{"$error":"#VALUE!"},{"$error":"#VALUE!"},{"$error":"#VALUE!"},{"$error":"#VALUE!"},{"$error":"#VALUE!"},{"$error":"#VALUE!"},{"$error":"#VALUE!"},{"$f":"$AB$26/$Q$51","v":{"$error":"#VALUE!"}},{"$f":"$AB$26/$Q$48","v":{"$error":"#VALUE!"}},{"$f":"$AB$26/$Q$48","v":{"$error":"#VALUE!"}},{"$error":"#VALUE!"},{"$error":"#VALUE!"},{"$error":"#VALUE!"},{"$error":"#VALUE!"},{"$error":"#VALUE!"},{"$error":"#VALUE!"},{"$error":"#VALUE!"},{"$error":"#VALUE!"},{"$error":"#VALUE!"},{"$error":"#VALUE!"},{"$error":"#VALUE!"},{"$error":"#VALUE!"},{"$error":"#VALUE!"},{"$error":"#VALUE!"},{"$error":"#VALUE!"},{"$error":"#VALUE!"},{"$error":"#VALUE!"},{"$error":"#VALUE!"},{"$error":"#VALUE!"},{"$error":"#VALUE!"},{"$error":"#VALUE!"},{"$error":"#VALUE!"},{"$error":"#VALUE!"},{"$error":"#VALUE!"},{"$error":"#VALUE!"},{"$error":"#VALUE!"},{"$error":"#VALUE!"},{"$error":"#VALUE!"},"後1"]
[null,null,"後2",{"$f":"$AB$26/$R$51","v":{"$error":"#VALUE!"}},{"$f":"$AB$26/$R$51","v":{"$error":"#VALUE!"}},{"$error":"#VALUE!"},{"$error":"#VALUE!"},{"$error":"#VALUE!"},{"$error":"#VALUE!"},{"$error":"#VALUE!"},{"$error":"#VALUE!"},{"$error":"#VALUE!"},{"$error":"#VALUE!"},{"$error":"#VALUE!"},{"$f":"$AB$26/$R$51","v":{"$error":"#VALUE!"}},{"$f":"$AB$26/$R$48","v":{"$error":"#VALUE!"}},{"$f":"$AB$26/$R$48","v":{"$error":"#VALUE!"}},{"$error":"#VALUE!"},{"$error":"#VALUE!"},{"$error":"#VALUE!"},{"$error":"#VALUE!"},{"$error":"#VALUE!"},{"$error":"#VALUE!"},{"$error":"#VALUE!"},{"$error":"#VALUE!"},{"$error":"#VALUE!"},{"$error":"#VALUE!"},{"$error":"#VALUE!"},{"$error":"#VALUE!"},{"$error":"#VALUE!"},{"$error":"#VALUE!"},{"$error":"#VALUE!"},{"$error":"#VALUE!"},{"$error":"#VALUE!"},{"$error":"#VALUE!"},{"$error":"#VALUE!"},{"$error":"#VALUE!"},{"$error":"#VALUE!"},{"$error":"#VALUE!"},{"$error":"#VALUE!"},{"$error":"#VALUE!"},{"$error":"#VALUE!"},{"$error":"#VALUE!"},{"$error":"#VALUE!"},{"$error":"#VALUE!"},"後2"]
[null,null,"後3",{"$f":"$AB$26/$S$51","v":{"$error":"#VALUE!"}},{"$f":"$AB$26/$S$51","v":{"$error":"#VALUE!"}},{"$error":"#VALUE!"},{"$error":"#VALUE!"},{"$error":"#VALUE!"},{"$error":"#VALUE!"},{"$error":"#VALUE!"},{"$error":"#VALUE!"},{"$error":"#VALUE!"},{"$error":"#VALUE!"},{"$error":"#VALUE!"},{"$error":"#VALUE!"},{"$f":"$AB$26/$S$48","v":{"$error":"#VALUE!"}},{"$f":"$AB$26/$S$48","v":{"$error":"#VALUE!"}},{"$error":"#VALUE!"},{"$error":"#VALUE!"},{"$error":"#VALUE!"},{"$error":"#VALUE!"},{"$error":"#VALUE!"},{"$error":"#VALUE!"},{"$error":"#VALUE!"},{"$error":"#VALUE!"},{"$error":"#VALUE!"},{"$error":"#VALUE!"},{"$error":"#VALUE!"},{"$error":"#VALUE!"},{"$error":"#VALUE!"},{"$error":"#VALUE!"},{"$error":"#VALUE!"},{"$error":"#VALUE!"},{"$error":"#VALUE!"},{"$error":"#VALUE!"},{"$error":"#VALUE!"},{"$error":"#VALUE!"},{"$error":"#VALUE!"},{"$error":"#VALUE!"},{"$error":"#VALUE!"},{"$error":"#VALUE!"},{"$error":"#VALUE!"},{"$error":"#VALUE!"},{"$error":"#VALUE!"},{"$error":"#VALUE!"},"後3"]
[null,null,"後4",{"$f":"$AB$26/$T$51","v":{"$error":"#VALUE!"}},{"$f":"$AB$26/$T$51","v":{"$error":"#VALUE!"}},{"$error":"#VALUE!"},{"$error":"#VALUE!"},{"$error":"#VALUE!"},{"$error":"#VALUE!"},{"$error":"#VALUE!"},{"$error":"#VALUE!"},{"$error":"#VALUE!"},{"$error":"#VALUE!"},{"$error":"#VALUE!"},{"$error":"#VALUE!"},{"$f":"$AB$26/$T$48","v":{"$error":"#VALUE!"}},{"$f":"$AB$26/$T$48","v":{"$error":"#VALUE!"}},{"$error":"#VALUE!"},{"$error":"#VALUE!"},{"$error":"#VALUE!"},{"$error":"#VALUE!"},{"$error":"#VALUE!"},{"$error":"#VALUE!"},{"$error":"#VALUE!"},{"$error":"#VALUE!"},{"$error":"#VALUE!"},{"$error":"#VALUE!"},{"$error":"#VALUE!"},{"$error":"#VALUE!"},{"$error":"#VALUE!"},{"$error":"#VALUE!"},{"$error":"#VALUE!"},{"$error":"#VALUE!"},{"$error":"#VALUE!"},{"$error":"#VALUE!"},{"$error":"#VALUE!"},{"$error":"#VALUE!"},{"$error":"#VALUE!"},{"$error":"#VALUE!"},{"$error":"#VALUE!"},{"$error":"#VALUE!"},{"$error":"#VALUE!"},{"$error":"#VALUE!"},{"$error":"#VALUE!"},{"$error":"#VALUE!"},"後4"]
[null,null,"後5",{"$f":"$AB$26/$U$51","v":{"$error":"#VALUE!"}},{"$f":"$AB$26/$U$51","v":{"$error":"#VALUE!"}},{"$error":"#VALUE!"},{"$error":"#VALUE!"},{"$error":"#VALUE!"},{"$error":"#VALUE!"},{"$error":"#VALUE!"},{"$error":"#VALUE!"},{"$error":"#VALUE!"},{"$error":"#VALUE!"},{"$error":"#VALUE!"},{"$error":"#VALUE!"},{"$f":"$AB$26/$U$48","v":{"$error":"#VALUE!"}},{"$f":"$AB$26/$U$48","v":{"$error":"#VALUE!"}},{"$error":"#VALUE!"},{"$error":"#VALUE!"},{"$error":"#VALUE!"},{"$error":"#VALUE!"},{"$error":"#VALUE!"},{"$error":"#VALUE!"},{"$error":"#VALUE!"},{"$error":"#VALUE!"},{"$error":"#VALUE!"},{"$error":"#VALUE!"},{"$error":"#VALUE!"},{"$error":"#VALUE!"},{"$error":"#VALUE!"},{"$error":"#VALUE!"},{"$error":"#VALUE!"},{"$error":"#VALUE!"},{"$error":"#VALUE!"},{"$error":"#VALUE!"},{"$error":"#VALUE!"},{"$error":"#VALUE!"},{"$error":"#VALUE!"},{"$error":"#VALUE!"},{"$error":"#VALUE!"},{"$error":"#VALUE!"},{"$error":"#VALUE!"},{"$error":"#VALUE!"},{"$error":"#VALUE!"},{"$error":"#VALUE!"},"後5"]
[null,null,"後6",{"$f":"$AB$26/$V$51","v":{"$error":"#VALUE!"}},{"$f":"$AB$26/$V$51","v":{"$error":"#VALUE!"}},{"$error":"#VALUE!"},{"$error":"#VALUE!"},{"$error":"#VALUE!"},{"$error":"#VALUE!"},{"$error":"#VALUE!"},{"$error":"#VALUE!"},{"$error":"#VALUE!"},{"$error":"#VALUE!"},{"$error":"#VALUE!"},{"$error":"#VALUE!"},{"$f":"$AB$26/$V$48","v":{"$error":"#VALUE!"}},{"$f":"$AB$26/$V$48","v":{"$error":"#VALUE!"}},{"$error":"#VALUE!"},{"$error":"#VALUE!"},{"$error":"#VALUE!"},{"$error":"#VALUE!"},{"$error":"#VALUE!"},{"$error":"#VALUE!"},{"$error":"#VALUE!"},{"$error":"#VALUE!"},{"$error":"#VALUE!"},{"$error":"#VALUE!"},{"$error":"#VALUE!"},{"$error":"#VALUE!"},{"$error":"#VALUE!"},{"$error":"#VALUE!"},{"$error":"#VALUE!"},{"$error":"#VALUE!"},{"$error":"#VALUE!"},{"$error":"#VALUE!"},{"$error":"#VALUE!"},{"$error":"#VALUE!"},{"$error":"#VALUE!"},{"$error":"#VALUE!"},{"$error":"#VALUE!"},{"$error":"#VALUE!"},{"$error":"#VALUE!"},{"$error":"#VALUE!"},{"$error":"#VALUE!"},{"$error":"#VALUE!"},"後6"]
[null,null,"後7",{"$f":"$AB$26/$W$51","v":{"$error":"#VALUE!"}},{"$f":"$AB$26/$W$51","v":{"$error":"#VALUE!"}},{"$error":"#VALUE!"},{"$error":"#VALUE!"},{"$error":"#VALUE!"},{"$error":"#VALUE!"},{"$error":"#VALUE!"},{"$error":"#VALUE!"},{"$error":"#VALUE!"},{"$error":"#VALUE!"},{"$error":"#VALUE!"},{"$error":"#VALUE!"},{"$f":"$AB$26/$W$48","v":{"$error":"#VALUE!"}},{"$f":"$AB$26/$W$48","v":{"$error":"#VALUE!"}},{"$error":"#VALUE!"},{"$error":"#VALUE!"},{"$error":"#VALUE!"},{"$error":"#VALUE!"},{"$error":"#VALUE!"},{"$error":"#VALUE!"},{"$error":"#VALUE!"},{"$error":"#VALUE!"},{"$error":"#VALUE!"},{"$error":"#VALUE!"},{"$error":"#VALUE!"},{"$error":"#VALUE!"},{"$error":"#VALUE!"},{"$error":"#VALUE!"},{"$error":"#VALUE!"},{"$error":"#VALUE!"},{"$error":"#VALUE!"},{"$error":"#VALUE!"},{"$error":"#VALUE!"},{"$error":"#VALUE!"},{"$error":"#VALUE!"},{"$error":"#VALUE!"},{"$error":"#VALUE!"},{"$error":"#VALUE!"},{"$error":"#VALUE!"},{"$error":"#VALUE!"},{"$error":"#VALUE!"},{"$error":"#VALUE!"},"後7"]
[null,null,"後8",{"$f":"$AB$26/$X$51","v":{"$error":"#VALUE!"}},{"$f":"$AB$26/$X$51","v":{"$error":"#VALUE!"}},{"$error":"#VALUE!"},{"$error":"#VALUE!"},{"$error":"#VALUE!"},{"$error":"#VALUE!"},{"$error":"#VALUE!"},{"$error":"#VALUE!"},{"$error":"#VALUE!"},{"$error":"#VALUE!"},{"$error":"#VALUE!"},{"$error":"#VALUE!"},{"$f":"$AB$26/$X$48","v":{"$error":"#VALUE!"}},{"$f":"$AB$26/$X$48","v":{"$error":"#VALUE!"}},{"$error":"#VALUE!"},{"$error":"#VALUE!"},{"$error":"#VALUE!"},{"$error":"#VALUE!"},{"$error":"#VALUE!"},{"$error":"#VALUE!"},{"$error":"#VALUE!"},{"$error":"#VALUE!"},{"$error":"#VALUE!"},{"$error":"#VALUE!"},{"$error":"#VALUE!"},{"$error":"#VALUE!"},{"$error":"#VALUE!"},{"$error":"#VALUE!"},{"$error":"#VALUE!"},{"$error":"#VALUE!"},{"$error":"#VALUE!"},{"$error":"#VALUE!"},{"$error":"#VALUE!"},{"$error":"#VALUE!"},{"$error":"#VALUE!"},{"$error":"#VALUE!"},{"$error":"#VALUE!"},{"$error":"#VALUE!"},{"$error":"#VALUE!"},{"$error":"#VALUE!"},{"$error":"#VALUE!"},{"$error":"#VALUE!"},"後8"]
[null,null,"後9",{"$f":"$AB$26/$Y$51","v":{"$error":"#VALUE!"}},{"$f":"$AB$26/$Y$51","v":{"$error":"#VALUE!"}},{"$error":"#VALUE!"},{"$error":"#VALUE!"},{"$error":"#VALUE!"},{"$error":"#VALUE!"},{"$error":"#VALUE!"},{"$error":"#VALUE!"},{"$error":"#VALUE!"},{"$error":"#VALUE!"},{"$error":"#VALUE!"},{"$error":"#VALUE!"},{"$f":"$AB$26/$Y$48","v":{"$error":"#VALUE!"}},{"$f":"$AB$26/$Y$48","v":{"$error":"#VALUE!"}},{"$error":"#VALUE!"},{"$error":"#VALUE!"},{"$error":"#VALUE!"},{"$error":"#VALUE!"},{"$error":"#VALUE!"},{"$error":"#VALUE!"},{"$error":"#VALUE!"},{"$error":"#VALUE!"},{"$error":"#VALUE!"},{"$error":"#VALUE!"},{"$error":"#VALUE!"},{"$error":"#VALUE!"},{"$error":"#VALUE!"},{"$error":"#VALUE!"},{"$error":"#VALUE!"},{"$error":"#VALUE!"},{"$error":"#VALUE!"},{"$error":"#VALUE!"},{"$error":"#VALUE!"},{"$error":"#VALUE!"},{"$error":"#VALUE!"},{"$error":"#VALUE!"},{"$error":"#VALUE!"},{"$error":"#VALUE!"},{"$error":"#VALUE!"},{"$error":"#VALUE!"},{"$error":"#VALUE!"},{"$error":"#VALUE!"},"後9"]
[null,null,"後10",{"$f":"$AB$26/$Z$51","v":{"$error":"#VALUE!"}},{"$f":"$AB$26/$Z$51","v":{"$error":"#VALUE!"}},{"$error":"#VALUE!"},{"$error":"#VALUE!"},{"$error":"#VALUE!"},{"$error":"#VALUE!"},{"$error":"#VALUE!"},{"$error":"#VALUE!"},{"$error":"#VALUE!"},{"$error":"#VALUE!"},{"$error":"#VALUE!"},{"$error":"#VALUE!"},{"$f":"$AB$26/$Z$48","v":{"$error":"#VALUE!"}},{"$f":"$AB$26/$Z$48","v":{"$error":"#VALUE!"}},{"$error":"#VALUE!"},{"$error":"#VALUE!"},{"$error":"#VALUE!"},{"$error":"#VALUE!"},{"$error":"#VALUE!"},{"$error":"#VALUE!"},{"$error":"#VALUE!"},{"$error":"#VALUE!"},{"$error":"#VALUE!"},{"$error":"#VALUE!"},{"$error":"#VALUE!"},{"$error":"#VALUE!"},{"$error":"#VALUE!"},{"$error":"#VALUE!"},{"$error":"#VALUE!"},{"$error":"#VALUE!"},{"$error":"#VALUE!"},{"$error":"#VALUE!"},{"$error":"#VALUE!"},{"$error":"#VALUE!"},{"$error":"#VALUE!"},{"$error":"#VALUE!"},{"$error":"#VALUE!"},{"$error":"#VALUE!"},{"$error":"#VALUE!"},{"$error":"#VALUE!"},{"$error":"#VALUE!"},{"$error":"#VALUE!"},"後10"]

{"sheet":"温暖地(γ個別入力)","index":3,"n_rows":424,"n_cols":67,"rows_kept":424,"cut":false,"hidden":false,"merged":[[406,1,411,1],[412,1,417,1],[418,1,423,1],[370,1,375,1],[376,1,381,1],[382,1,387,1],[388,1,393,1],[394,1,399,1],[400,1,405,1],[364,1,369,1],[286,3,286,44],[303,1,308,1],[309,1,314,1],[315,1,320,1],[321,1,326,1],[327,1,332,1],[333,1,338,1],[339,1,344,1],[345,1,350,1],[351,1,356,1],[357,1,362,1],[278,1,283,1],[211,1,216,1],[217,1,222,1],[224,1,229,1],[230,1,235,1],[236,1,241,1],[242,1,247,1],[248,1,253,1],[254,1,259,1],[260,1,265,1],[266,1,271,1],[272,1,277,1],[205,1,210,1],[98,3,98,26],[114,3,114,26],[130,3,130,26],[146,3,146,44],[163,1,168,1],[169,1,174,1],[175,1,180,1],[181,1,186,1],[187,1,192,1],[193,1,198,1],[199,1,204,1],[75,49,76,50],[78,3,78,4],[78,5,78,6],[78,7,78,8],[96,24,96,25],[96,49,96,50],[57,7,57,8],[1,2,1,3],[2,2,2,3],[3,2,3,3],[5,2,5,3],[6,2,6,3],[9,3,9,26],[24,3,25,3],[27,3,35,3],[41,3,49,3],[57,3,57,4],[57,5,57,6]]}
[]
[null,null,"EHPの設置場所"]
[null,null,{"$f":"IF(必ずこのシートから始めてください!$L$8=\"\",\"\",必ずこのシートから始めてください!$L$8)","v":""},null,null,"手順1：空調を行う月、時間を下記の指定の色で塗る(指定の色以外で塗ると計算できません。)"]
[null,null,{"$f":"VLOOKUP($C$3,γ一覧表!$C$3:$E$50,2,FALSE)","v":{"$error":"#N/A"}},null,null,null,"冷房","青","【左から5列目、一番薄い色(アクセント1,白＋基本色80％)】"]
[null,null,null,null,null,null,"暖房","オレンジ","【左から6番目、一番薄い色(アクセント2,白＋基本色80％)】"]
[null,null,"使用するγ値",null,null,"手順2：各月の運転日数を入力する"]
[null,null,{"$f":"IF(必ずこのシートから始めてください!$L$22=\"\",\"---\",IF(必ずこのシートから始めてください!$L$22>1,\"---\",必ずこのシートから始めてください!$L$22))","v":"---"},null,null,"手順3：Ctrl + Alt + F9を同時に押す",null,null,null,null,null,null,null,null,null,null,null,"●時刻別平均気温表記載の数値は、選択された都道府県の県庁所在地の月別、時刻別平均気温"]
[null,null,null,null,null,"手順4：黄色のセルに値を入力する(緑は自動計算)",null,null,null,null,null,null,null,null,null,null,null,"●本データは気象庁発表の1992年4月1日から2022年3月31日までの30年の1時間データを整理したもの"]
[null,null,"時刻別平均気温[℃]",null,null,null,null,null,null,null,null,null,null,null,null,null,null,"●2月はうるう日を含みます"]
[null,null,null," 時刻",null,null,null,null,null,null,null,null,null,null,null,null,null,null,null,null,null,null,null,null,null,null,null,{"$f":"SUM($AB$11:$AB$23)","v":0},{"$f":"必ずこのシートから始めてください!M3","v":"Ver.2.1"}]
[null,null,"月",0,1,2,3,4,5,6,7,8,9,10,11,12,13,14,15,16,17,18,19,20,21,22,23,"運転日数","月"]
[null,null,4,{"$f":"IFERROR(INDIRECT($C$4&\"!B5\"),\"\")","v":""},{"$f":"IFERROR(INDIRECT($C$4&\"!C5\"),\"\")","v":""},{"$f":"IFERROR(INDIRECT($C$4&\"!D5\"),\"\")","v":""},{"$f":"IFERROR(INDIRECT($C$4&\"!E5\"),\"\")","v":""},{"$f":"IFERROR(INDIRECT($C$4&\"!F5\"),\"\")","v":""},{"$f":"IFERROR(INDIRECT($C$4&\"!G5\"),\"\")","v":""},{"$f":"IFERROR(INDIRECT($C$4&\"!H5\"),\"\")","v":""},{"$f":"IFERROR(INDIRECT($C$4&\"!I5\"),\"\")","v":""},{"$f":"IFERROR(INDIRECT($C$4&\"!J5\"),\"\")","v":""},{"$f":"IFERROR(INDIRECT($C$4&\"!K5\"),\"\")","v":""},{"$f":"IFERROR(INDIRECT($C$4&\"!L5\"),\"\")","v":""},{"$f":"IFERROR(INDIRECT($C$4&\"!M5\"),\"\")","v":""},{"$f":"IFERROR(INDIRECT($C$4&\"!N5\"),\"\")","v":""},{"$f":"IFERROR(INDIRECT($C$4&\"!O5\"),\"\")","v":""},{"$f":"IFERROR(INDIRECT($C$4&\"!P5\"),\"\")","v":""},{"$f":"IFERROR(INDIRECT($C$4&\"!Q5\"),\"\")","v":""},{"$f":"IFERROR(INDIRECT($C$4&\"!R5\"),\"\")","v":""},{"$f":"IFERROR(INDIRECT($C$4&\"!S5\"),\"\")","v":""},{"$f":"IFERROR(INDIRECT($C$4&\"!T5\"),\"\")","v":""},{"$f":"IFERROR(INDIRECT($C$4&\"!U5\"),\"\")","v":""},{"$f":"IFERROR(INDIRECT($C$4&\"!V5\"),\"\")","v":""},{"$f":"IFERROR(INDIRECT($C$4&\"!W5\"),\"\")","v":""},{"$f":"IFERROR(INDIRECT($C$4&\"!X5\"),\"\")","v":""},{"$f":"IFERROR(INDIRECT($C$4&\"!Y5\"),\"\")","v":""},null,4]
[null,null,5,{"$f":"IFERROR(INDIRECT($C$4&\"!B6\"),\"\")","v":""},{"$f":"IFERROR(INDIRECT($C$4&\"!C6\"),\"\")","v":""},{"$f":"IFERROR(INDIRECT($C$4&\"!D6\"),\"\")","v":""},{"$f":"IFERROR(INDIRECT($C$4&\"!E6\"),\"\")","v":""},{"$f":"IFERROR(INDIRECT($C$4&\"!F6\"),\"\")","v":""},{"$f":"IFERROR(INDIRECT($C$4&\"!G6\"),\"\")","v":""},{"$f":"IFERROR(INDIRECT($C$4&\"!H6\"),\"\")","v":""},{"$f":"IFERROR(INDIRECT($C$4&\"!I6\"),\"\")","v":""},{"$f":"IFERROR(INDIRECT($C$4&\"!J6\"),\"\")","v":""},{"$f":"IFERROR(INDIRECT($C$4&\"!K6\"),\"\")","v":""},{"$f":"IFERROR(INDIRECT($C$4&\"!L6\"),\"\")","v":""},{"$f":"IFERROR(INDIRECT($C$4&\"!M6\"),\"\")","v":""},{"$f":"IFERROR(INDIRECT($C$4&\"!N6\"),\"\")","v":""},{"$f":"IFERROR(INDIRECT($C$4&\"!O6\"),\"\")","v":""},{"$f":"IFERROR(INDIRECT($C$4&\"!P6\"),\"\")","v":""},{"$f":"IFERROR(INDIRECT($C$4&\"!Q6\"),\"\")","v":""},{"$f":"IFERROR(INDIRECT($C$4&\"!R6\"),\"\")","v":""},{"$f":"IFERROR(INDIRECT($C$4&\"!S6\"),\"\")","v":""},{"$f":"IFERROR(INDIRECT($C$4&\"!T6\"),\"\")","v":""},{"$f":"IFERROR(INDIRECT($C$4&\"!U6\"),\"\")","v":""},{"$f":"IFERROR(INDIRECT($C$4&\"!V6\"),\"\")","v":""},{"$f":"IFERROR(INDIRECT($C$4&\"!W6\"),\"\")","v":""},{"$f":"IFERROR(INDIRECT($C$4&\"!X6\"),\"\")","v":""},{"$f":"IFERROR(INDIRECT($C$4&\"!Y6\"),\"\")","v":""},null,5]
[null,null,6,{"$f":"IFERROR(INDIRECT($C$4&\"!B7\"),\"\")","v":""},{"$f":"IFERROR(INDIRECT($C$4&\"!C7\"),\"\")","v":""},{"$f":"IFERROR(INDIRECT($C$4&\"!D7\"),\"\")","v":""},{"$f":"IFERROR(INDIRECT($C$4&\"!E7\"),\"\")","v":""},{"$f":"IFERROR(INDIRECT($C$4&\"!F7\"),\"\")","v":""},{"$f":"IFERROR(INDIRECT($C$4&\"!G7\"),\"\")","v":""},{"$f":"IFERROR(INDIRECT($C$4&\"!H7\"),\"\")","v":""},{"$f":"IFERROR(INDIRECT($C$4&\"!I7\"),\"\")","v":""},{"$f":"IFERROR(INDIRECT($C$4&\"!J7\"),\"\")","v":""},{"$f":"IFERROR(INDIRECT($C$4&\"!K7\"),\"\")","v":""},{"$f":"IFERROR(INDIRECT($C$4&\"!L7\"),\"\")","v":""},{"$f":"IFERROR(INDIRECT($C$4&\"!M7\"),\"\")","v":""},{"$f":"IFERROR(INDIRECT($C$4&\"!N7\"),\"\")","v":""},{"$f":"IFERROR(INDIRECT($C$4&\"!O7\"),\"\")","v":""},{"$f":"IFERROR(INDIRECT($C$4&\"!P7\"),\"\")","v":""},{"$f":"IFERROR(INDIRECT($C$4&\"!Q7\"),\"\")","v":""},{"$f":"IFERROR(INDIRECT($C$4&\"!R7\"),\"\")","v":""},{"$f":"IFERROR(INDIRECT($C$4&\"!S7\"),\"\")","v":""},{"$f":"IFERROR(INDIRECT($C$4&\"!T7\"),\"\")","v":""},{"$f":"IFERROR(INDIRECT($C$4&\"!U7\"),\"\")","v":""},{"$f":"IFERROR(INDIRECT($C$4&\"!V7\"),\"\")","v":""},{"$f":"IFERROR(INDIRECT($C$4&\"!W7\"),\"\")","v":""},{"$f":"IFERROR(INDIRECT($C$4&\"!X7\"),\"\")","v":""},{"$f":"IFERROR(INDIRECT($C$4&\"!Y7\"),\"\")","v":""},null,6]
[null,null,7,{"$f":"IFERROR(INDIRECT($C$4&\"!B8\"),\"\")","v":""},{"$f":"IFERROR(INDIRECT($C$4&\"!C8\"),\"\")","v":""},{"$f":"IFERROR(INDIRECT($C$4&\"!D8\"),\"\")","v":""},{"$f":"IFERROR(INDIRECT($C$4&\"!E8\"),\"\")","v":""},{"$f":"IFERROR(INDIRECT($C$4&\"!F8\"),\"\")","v":""},{"$f":"IFERROR(INDIRECT($C$4&\"!G8\"),\"\")","v":""},{"$f":"IFERROR(INDIRECT($C$4&\"!H8\"),\"\")","v":""},{"$f":"IFERROR(INDIRECT($C$4&\"!I8\"),\"\")","v":""},{"$f":"IFERROR(INDIRECT($C$4&\"!J8\"),\"\")","v":""},{"$f":"IFERROR(INDIRECT($C$4&\"!K8\"),\"\")","v":""},{"$f":"IFERROR(INDIRECT($C$4&\"!L8\"),\"\")","v":""},{"$f":"IFERROR(INDIRECT($C$4&\"!M8\"),\"\")","v":""},{"$f":"IFERROR(INDIRECT($C$4&\"!N8\"),\"\")","v":""},{"$f":"IFERROR(INDIRECT($C$4&\"!O8\"),\"\")","v":""},{"$f":"IFERROR(INDIRECT($C$4&\"!P8\"),\"\")","v":""},{"$f":"IFERROR(INDIRECT($C$4&\"!Q8\"),\"\")","v":""},{"$f":"IFERROR(INDIRECT($C$4&\"!R8\"),\"\")","v":""},{"$f":"IFERROR(INDIRECT($C$4&\"!S8\"),\"\")","v":""},{"$f":"IFERROR(INDIRECT($C$4&\"!T8\"),\"\")","v":""},{"$f":"IFERROR(INDIRECT($C$4&\"!U8\"),\"\")","v":""},{"$f":"IFERROR(INDIRECT($C$4&\"!V8\"),\"\")","v":""},{"$f":"IFERROR(INDIRECT($C$4&\"!W8\"),\"\")","v":""},{"$f":"IFERROR(INDIRECT($C$4&\"!X8\"),\"\")","v":""},{"$f":"IFERROR(INDIRECT($C$4&\"!Y8\"),\"\")","v":""},null,7]
[null,null,8,{"$f":"IFERROR(INDIRECT($C$4&\"!B9\"),\"\")","v":""},{"$f":"IFERROR(INDIRECT($C$4&\"!C9\"),\"\")","v":""},{"$f":"IFERROR(INDIRECT($C$4&\"!D9\"),\"\")","v":""},{"$f":"IFERROR(INDIRECT($C$4&\"!E9\"),\"\")","v":""},{"$f":"IFERROR(INDIRECT($C$4&\"!F9\"),\"\")","v":""},{"$f":"IFERROR(INDIRECT($C$4&\"!G9\"),\"\")","v":""},{"$f":"IFERROR(INDIRECT($C$4&\"!H9\"),\"\")","v":""},{"$f":"IFERROR(INDIRECT($C$4&\"!I9\"),\"\")","v":""},{"$f":"IFERROR(INDIRECT($C$4&\"!J9\"),\"\")","v":""},{"$f":"IFERROR(INDIRECT($C$4&\"!K9\"),\"\")","v":""},{"$f":"IFERROR(INDIRECT($C$4&\"!L9\"),\"\")","v":""},{"$f":"IFERROR(INDIRECT($C$4&\"!M9\"),\"\")","v":""},{"$f":"IFERROR(INDIRECT($C$4&\"!N9\"),\"\")","v":""},{"$f":"IFERROR(INDIRECT($C$4&\"!O9\"),\"\")","v":""},{"$f":"IFERROR(INDIRECT($C$4&\"!P9\"),\"\")","v":""},{"$f":"IFERROR(INDIRECT($C$4&\"!Q9\"),\"\")","v":""},{"$f":"IFERROR(INDIRECT($C$4&\"!R9\"),\"\")","v":""},{"$f":"IFERROR(INDIRECT($C$4&\"!S9\"),\"\")","v":""},{"$f":"IFERROR(INDIRECT($C$4&\"!T9\"),\"\")","v":""},{"$f":"IFERROR(INDIRECT($C$4&\"!U9\"),\"\")","v":""},{"$f":"IFERROR(INDIRECT($C$4&\"!V9\"),\"\")","v":""},{"$f":"IFERROR(INDIRECT($C$4&\"!W9\"),\"\")","v":""},{"$f":"IFERROR(INDIRECT($C$4&\"!X9\"),\"\")","v":""},{"$f":"IFERROR(INDIRECT($C$4&\"!Y9\"),\"\")","v":""},null,8]
[null,null,9,{"$f":"IFERROR(INDIRECT($C$4&\"!B10\"),\"\")","v":""},{"$f":"IFERROR(INDIRECT($C$4&\"!C10\"),\"\")","v":""},{"$f":"IFERROR(INDIRECT($C$4&\"!D10\"),\"\")","v":""},{"$f":"IFERROR(INDIRECT($C$4&\"!E10\"),\"\")","v":""},{"$f":"IFERROR(INDIRECT($C$4&\"!F10\"),\"\")","v":""},{"$f":"IFERROR(INDIRECT($C$4&\"!G10\"),\"\")","v":""},{"$f":"IFERROR(INDIRECT($C$4&\"!H10\"),\"\")","v":""},{"$f":"IFERROR(INDIRECT($C$4&\"!I10\"),\"\")","v":""},{"$f":"IFERROR(INDIRECT($C$4&\"!J10\"),\"\")","v":""},{"$f":"IFERROR(INDIRECT($C$4&\"!K10\"),\"\")","v":""},{"$f":"IFERROR(INDIRECT($C$4&\"!L10\"),\"\")","v":""},{"$f":"IFERROR(INDIRECT($C$4&\"!M10\"),\"\")","v":""},{"$f":"IFERROR(INDIRECT($C$4&\"!N10\"),\"\")","v":""},{"$f":"IFERROR(INDIRECT($C$4&\"!O10\"),\"\")","v":""},{"$f":"IFERROR(INDIRECT($C$4&\"!P10\"),\"\")","v":""},{"$f":"IFERROR(INDIRECT($C$4&\"!Q10\"),\"\")","v":""},{"$f":"IFERROR(INDIRECT($C$4&\"!R10\"),\"\")","v":""},{"$f":"IFERROR(INDIRECT($C$4&\"!S10\"),\"\")","v":""},{"$f":"IFERROR(INDIRECT($C$4&\"!T10\"),\"\")","v":""},{"$f":"IFERROR(INDIRECT($C$4&\"!U10\"),\"\")","v":""},{"$f":"IFERROR(INDIRECT($C$4&\"!V10\"),\"\")","v":""},{"$f":"IFERROR(INDIRECT($C$4&\"!W10\"),\"\")","v":""},{"$f":"IFERROR(INDIRECT($C$4&\"!X10\"),\"\")","v":""},{"$f":"IFERROR(INDIRECT($C$4&\"!Y10\"),\"\")","v":""},null,9]
[null,null,10,{"$f":"IFERROR(INDIRECT($C$4&\"!B11\"),\"\")","v":""},{"$f":"IFERROR(INDIRECT($C$4&\"!C11\"),\"\")","v":""},{"$f":"IFERROR(INDIRECT($C$4&\"!D11\"),\"\")","v":""},{"$f":"IFERROR(INDIRECT($C$4&\"!E11\"),\"\")","v":""},{"$f":"IFERROR(INDIRECT($C$4&\"!F11\"),\"\")","v":""},{"$f":"IFERROR(INDIRECT($C$4&\"!G11\"),\"\")","v":""},{"$f":"IFERROR(INDIRECT($C$4&\"!H11\"),\"\")","v":""},{"$f":"IFERROR(INDIRECT($C$4&\"!I11\"),\"\")","v":""},{"$f":"IFERROR(INDIRECT($C$4&\"!J11\"),\"\")","v":""},{"$f":"IFERROR(INDIRECT($C$4&\"!K11\"),\"\")","v":""},{"$f":"IFERROR(INDIRECT($C$4&\"!L11\"),\"\")","v":""},{"$f":"IFERROR(INDIRECT($C$4&\"!M11\"),\"\")","v":""},{"$f":"IFERROR(INDIRECT($C$4&\"!N11\"),\"\")","v":""},{"$f":"IFERROR(INDIRECT($C$4&\"!O11\"),\"\")","v":""},{"$f":"IFERROR(INDIRECT($C$4&\"!P11\"),\"\")","v":""},{"$f":"IFERROR(INDIRECT($C$4&\"!Q11\"),\"\")","v":""},{"$f":"IFERROR(INDIRECT($C$4&\"!R11\"),\"\")","v":""},{"$f":"IFERROR(INDIRECT($C$4&\"!S11\"),\"\")","v":""},{"$f":"IFERROR(INDIRECT($C$4&\"!T11\"),\"\")","v":""},{"$f":"IFERROR(INDIRECT($C$4&\"!U11\"),\"\")","v":""},{"$f":"IFERROR(INDIRECT($C$4&\"!V11\"),\"\")","v":""},{"$f":"IFERROR(INDIRECT($C$4&\"!W11\"),\"\")","v":""},{"$f":"IFERROR(INDIRECT($C$4&\"!X11\"),\"\")","v":""},{"$f":"IFERROR(INDIRECT($C$4&\"!Y11\"),\"\")","v":""},null,10]
[null,null,11,{"$f":"IFERROR(INDIRECT($C$4&\"!B12\"),\"\")","v":""},{"$f":"IFERROR(INDIRECT($C$4&\"!C12\"),\"\")","v":""},{"$f":"IFERROR(INDIRECT($C$4&\"!D12\"),\"\")","v":""},{"$f":"IFERROR(INDIRECT($C$4&\"!E12\"),\"\")","v":""},{"$f":"IFERROR(INDIRECT($C$4&\"!F12\"),\"\")","v":""},{"$f":"IFERROR(INDIRECT($C$4&\"!G12\"),\"\")","v":""},{"$f":"IFERROR(INDIRECT($C$4&\"!H12\"),\"\")","v":""},{"$f":"IFERROR(INDIRECT($C$4&\"!I12\"),\"\")","v":""},{"$f":"IFERROR(INDIRECT($C$4&\"!J12\"),\"\")","v":""},{"$f":"IFERROR(INDIRECT($C$4&\"!K12\"),\"\")","v":""},{"$f":"IFERROR(INDIRECT($C$4&\"!L12\"),\"\")","v":""},{"$f":"IFERROR(INDIRECT($C$4&\"!M12\"),\"\")","v":""},{"$f":"IFERROR(INDIRECT($C$4&\"!N12\"),\"\")","v":""},{"$f":"IFERROR(INDIRECT($C$4&\"!O12\"),\"\")","v":""},{"$f":"IFERROR(INDIRECT($C$4&\"!P12\"),\"\")","v":""},{"$f":"IFERROR(INDIRECT($C$4&\"!Q12\"),\"\")","v":""},{"$f":"IFERROR(INDIRECT($C$4&\"!R12\"),\"\")","v":""},{"$f":"IFERROR(INDIRECT($C$4&\"!S12\"),\"\")","v":""},{"$f":"IFERROR(INDIRECT($C$4&\"!T12\"),\"\")","v":""},{"$f":"IFERROR(INDIRECT($C$4&\"!U12\"),\"\")","v":""},{"$f":"IFERROR(INDIRECT($C$4&\"!V12\"),\"\")","v":""},{"$f":"IFERROR(INDIRECT($C$4&\"!W12\"),\"\")","v":""},{"$f":"IFERROR(INDIRECT($C$4&\"!X12\"),\"\")","v":""},{"$f":"IFERROR(INDIRECT($C$4&\"!Y12\"),\"\")","v":""},null,11]
[null,null,12,{"$f":"IFERROR(INDIRECT($C$4&\"!B13\"),\"\")","v":""},{"$f":"IFERROR(INDIRECT($C$4&\"!C13\"),\"\")","v":""},{"$f":"IFERROR(INDIRECT($C$4&\"!D13\"),\"\")","v":""},{"$f":"IFERROR(INDIRECT($C$4&\"!E13\"),\"\")","v":""},{"$f":"IFERROR(INDIRECT($C$4&\"!F13\"),\"\")","v":""},{"$f":"IFERROR(INDIRECT($C$4&\"!G13\"),\"\")","v":""},{"$f":"IFERROR(INDIRECT($C$4&\"!H13\"),\"\")","v":""},{"$f":"IFERROR(INDIRECT($C$4&\"!I13\"),\"\")","v":""},{"$f":"IFERROR(INDIRECT($C$4&\"!J13\"),\"\")","v":""},{"$f":"IFERROR(INDIRECT($C$4&\"!K13\"),\"\")","v":""},{"$f":"IFERROR(INDIRECT($C$4&\"!L13\"),\"\")","v":""},{"$f":"IFERROR(INDIRECT($C$4&\"!M13\"),\"\")","v":""},{"$f":"IFERROR(INDIRECT($C$4&\"!N13\"),\"\")","v":""},{"$f":"IFERROR(INDIRECT($C$4&\"!O13\"),\"\")","v":""},{"$f":"IFERROR(INDIRECT($C$4&\"!P13\"),\"\")","v":""},{"$f":"IFERROR(INDIRECT($C$4&\"!Q13\"),\"\")","v":""},{"$f":"IFERROR(INDIRECT($C$4&\"!R13\"),\"\")","v":""},{"$f":"IFERROR(INDIRECT($C$4&\"!S13\"),\"\")","v":""},{"$f":"IFERROR(INDIRECT($C$4&\"!T13\"),\"\")","v":""},{"$f":"IFERROR(INDIRECT($C$4&\"!U13\"),\"\")","v":""},{"$f":"IFERROR(INDIRECT($C$4&\"!V13\"),\"\")","v":""},{"$f":"IFERROR(INDIRECT($C$4&\"!W13\"),\"\")","v":""},{"$f":"IFERROR(INDIRECT($C$4&\"!X13\"),\"\")","v":""},{"$f":"IFERROR(INDIRECT($C$4&\"!Y13\"),\"\")","v":""},null,12]
[null,null,1,{"$f":"IFERROR(INDIRECT($C$4&\"!B14\"),\"\")","v":""},{"$f":"IFERROR(INDIRECT($C$4&\"!C14\"),\"\")","v":""},{"$f":"IFERROR(INDIRECT($C$4&\"!D14\"),\"\")","v":""},{"$f":"IFERROR(INDIRECT($C$4&\"!E14\"),\"\")","v":""},{"$f":"IFERROR(INDIRECT($C$4&\"!F14\"),\"\")","v":""},{"$f":"IFERROR(INDIRECT($C$4&\"!G14\"),\"\")","v":""},{"$f":"IFERROR(INDIRECT($C$4&\"!H14\"),\"\")","v":""},{"$f":"IFERROR(INDIRECT($C$4&\"!I14\"),\"\")","v":""},{"$f":"IFERROR(INDIRECT($C$4&\"!J14\"),\"\")","v":""},{"$f":"IFERROR(INDIRECT($C$4&\"!K14\"),\"\")","v":""},{"$f":"IFERROR(INDIRECT($C$4&\"!L14\"),\"\")","v":""},{"$f":"IFERROR(INDIRECT($C$4&\"!M14\"),\"\")","v":""},{"$f":"IFERROR(INDIRECT($C$4&\"!N14\"),\"\")","v":""},{"$f":"IFERROR(INDIRECT($C$4&\"!O14\"),\"\")","v":""},{"$f":"IFERROR(INDIRECT($C$4&\"!P14\"),\"\")","v":""},{"$f":"IFERROR(INDIRECT($C$4&\"!Q14\"),\"\")","v":""},{"$f":"IFERROR(INDIRECT($C$4&\"!R14\"),\"\")","v":""},{"$f":"IFERROR(INDIRECT($C$4&\"!S14\"),\"\")","v":""},{"$f":"IFERROR(INDIRECT($C$4&\"!T14\"),\"\")","v":""},{"$f":"IFERROR(INDIRECT($C$4&\"!U14\"),\"\")","v":""},{"$f":"IFERROR(INDIRECT($C$4&\"!V14\"),\"\")","v":""},{"$f":"IFERROR(INDIRECT($C$4&\"!W14\"),\"\")","v":""},{"$f":"IFERROR(INDIRECT($C$4&\"!X14\"),\"\")","v":""},{"$f":"IFERROR(INDIRECT($C$4&\"!Y14\"),\"\")","v":""},null,1]
[null,null,2,{"$f":"IFERROR(INDIRECT($C$4&\"!B15\"),\"\")","v":""},{"$f":"IFERROR(INDIRECT($C$4&\"!C15\"),\"\")","v":""},{"$f":"IFERROR(INDIRECT($C$4&\"!D15\"),\"\")","v":""},{"$f":"IFERROR(INDIRECT($C$4&\"!E15\"),\"\")","v":""},{"$f":"IFERROR(INDIRECT($C$4&\"!F15\"),\"\")","v":""},{"$f":"IFERROR(INDIRECT($C$4&\"!G15\"),\"\")","v":""},{"$f":"IFERROR(INDIRECT($C$4&\"!H15\"),\"\")","v":""},{"$f":"IFERROR(INDIRECT($C$4&\"!I15\"),\"\")","v":""},{"$f":"IFERROR(INDIRECT($C$4&\"!J15\"),\"\")","v":""},{"$f":"IFERROR(INDIRECT($C$4&\"!K15\"),\"\")","v":""},{"$f":"IFERROR(INDIRECT($C$4&\"!L15\"),\"\")","v":""},{"$f":"IFERROR(INDIRECT($C$4&\"!M15\"),\"\")","v":""},{"$f":"IFERROR(INDIRECT($C$4&\"!N15\"),\"\")","v":""},{"$f":"IFERROR(INDIRECT($C$4&\"!O15\"),\"\")","v":""},{"$f":"IFERROR(INDIRECT($C$4&\"!P15\"),\"\")","v":""},{"$f":"IFERROR(INDIRECT($C$4&\"!Q15\"),\"\")","v":""},{"$f":"IFERROR(INDIRECT($C$4&\"!R15\"),\"\")","v":""},{"$f":"IFERROR(INDIRECT($C$4&\"!S15\"),\"\")","v":""},{"$f":"IFERROR(INDIRECT($C$4&\"!T15\"),\"\")","v":""},{"$f":"IFERROR(INDIRECT($C$4&\"!U15\"),\"\")","v":""},{"$f":"IFERROR(INDIRECT($C$4&\"!V15\"),\"\")","v":""},{"$f":"IFERROR(INDIRECT($C$4&\"!W15\"),\"\")","v":""},{"$f":"IFERROR(INDIRECT($C$4&\"!X15\"),\"\")","v":""},{"$f":"IFERROR(INDIRECT($C$4&\"!Y15\"),\"\")","v":""},null,2]
[null,null,3,{"$f":"IFERROR(INDIRECT($C$4&\"!B16\"),\"\")","v":""},{"$f":"IFERROR(INDIRECT($C$4&\"!C16\"),\"\")","v":""},{"$f":"IFERROR(INDIRECT($C$4&\"!D16\"),\"\")","v":""},{"$f":"IFERROR(INDIRECT($C$4&\"!E16\"),\"\")","v":""},{"$f":"IFERROR(INDIRECT($C$4&\"!F16\"),\"\")","v":""},{"$f":"IFERROR(INDIRECT($C$4&\"!G16\"),\"\")","v":""},{"$f":"IFERROR(INDIRECT($C$4&\"!H16\"),\"\")","v":""},{"$f":"IFERROR(INDIRECT($C$4&\"!I16\"),\"\")","v":""},{"$f":"IFERROR(INDIRECT($C$4&\"!J16\"),\"\")","v":""},{"$f":"IFERROR(INDIRECT($C$4&\"!K16\"),\"\")","v":""},{"$f":"IFERROR(INDIRECT($C$4&\"!L16\"),\"\")","v":""},{"$f":"IFERROR(INDIRECT($C$4&\"!M16\"),\"\")","v":""},{"$f":"IFERROR(INDIRECT($C$4&\"!N16\"),\"\")","v":""},{"$f":"IFERROR(INDIRECT($C$4&\"!O16\"),\"\")","v":""},{"$f":"IFERROR(INDIRECT($C$4&\"!P16\"),\"\")","v":""},{"$f":"IFERROR(INDIRECT($C$4&\"!Q16\"),\"\")","v":""},{"$f":"IFERROR(INDIRECT($C$4&\"!R16\"),\"\")","v":""},{"$f":"IFERROR(INDIRECT($C$4&\"!S16\"),\"\")","v":""},{"$f":"IFERROR(INDIRECT($C$4&\"!T16\"),\"\")","v":""},{"$f":"IFERROR(INDIRECT($C$4&\"!U16\"),\"\")","v":""},{"$f":"IFERROR(INDIRECT($C$4&\"!V16\"),\"\")","v":""},{"$f":"IFERROR(INDIRECT($C$4&\"!W16\"),\"\")","v":""},{"$f":"IFERROR(INDIRECT($C$4&\"!X16\"),\"\")","v":""},{"$f":"IFERROR(INDIRECT($C$4&\"!Y16\"),\"\")","v":""},null,3]
[]
[null,null,null,"共通","冷房負荷ゼロ点",null,"冷房が不要になると思われる外気温度を入力",null,null,null,null,"Tco",18,"℃"]
[null,null,null,null,"暖房負荷ゼロ点",null,"暖房が不要になると思われる外気温度を入力",null,null,null,null,"Two",12,"℃"]
[]
[null,null,null,"設備導入前",null,null,null,null,null,null,null,null,null,null,null,null,"前1","前2","前3","前4","前5","前6","前7","前8","前9","前10"]
[null,null,null,null,"定格冷房能力",null,"EHPの仕様を入力",null,null,null,null,null,null,null,null,"Φco",22,null,null,null,null,null,null,null,null,null,"kW"]
[null,null,null,null,"定格冷房消費電力",null,"EHPの仕様を入力",null,null,null,null,null,null,null,null,"Pco",6.6,null,null,null,null,null,null,null,null,null,"kW"]
[null,null,null,null,"定格冷房COP",null,"自動計算",null,null,null,null,null,null,null,null,"σco",{"$f":"IFERROR(Q$29/Q$30,\"\")","v":3.3333333333333335},"","","","","","","","","","σco＝Φco／Pco"]
[null,null,null,null,"定格暖房能力",null,"EHPの仕様を入力",null,null,null,null,null,null,null,null,"Φwo",25,null,null,null,null,null,null,null,null,null,"kW"]
[null,null,null,null,"定格暖房消費電力",null,"EHPの仕様を入力",null,null,null,null,null,null,null,null,"Pwo",6.4,null,null,null,null,null,null,null,null,null,"kW"]
[null,null,null,null,"定格暖房COP",null,"自動計算",null,null,null,null,null,null,null,null,"σwo",{"$f":"IFERROR(Q$32/Q$33,\"\")","v":3.90625},{"$f":"IFERROR(R$32/R$33,\"\")","v":""},"","","","","","","",{"$f":"IFERROR(Z$32/Z$33,\"\")","v":""},"σwo＝Φwo／Pwo"]
[null,null,null,null,"最大冷房負荷",null,"設計時の値を入力（不明の際は空白のまま）",null,null,null,null,null,null,null,null,"Qc",null,null,null,null,null,null,null,null,null,null,"kW"]
[null,null,null,null,"台数",null,"同じ容量のEHPの台数を入力",null,null,null,null,null,null,null,null,null,null,null,null,null,null,null,null,null,null,null,"台"]
[null,null,null,null,"機器選定余裕率",null,"自動計算",null,null,null,null,null,null,null,null,"fs=",{"$f":"IF(Q$35=\"\",0.8,IF(Q$35=0,0.8,IF(Q$29<Q$35,1,Q$35/Q$29)))","v":0.8},{"$f":"IF(R$35=\"\",0.8,IF(R$35=0,0.8,IF(R$29<R$35,1,R$35/R$29)))","v":0.8},{"$f":"IF(S$35=\"\",0.8,IF(S$35=0,0.8,IF(S$29<S$35,1,S$35/S$29)))","v":0.8},{"$f":"IF(T$35=\"\",0.8,IF(T$35=0,0.8,IF(T$29<T$35,1,T$35/T$29)))","v":0.8},{"$f":"IF(U$35=\"\",0.8,IF(U$35=0,0.8,IF(U$29<U$35,1,U$35/U$29)))","v":0.8},{"$f":"IF(V$35=\"\",0.8,IF(V$35=0,0.8,IF(V$29<V$35,1,V$35/V$29)))","v":0.8},0.8,0.8,0.8,0.8]
[]
[]
[]
[]
[null,null,null,"設備導入後",null,null,null,null,null,null,null,null,null,null,null,null,"後1","後2","後3","後4","後5","後6","後7","後8","後9","後10"]
[null,null,null,null,"定格冷房能力",null,"EHPの仕様を入力",null,null,null,null,null,null,null,null,"Φco",null,null,null,null,null,null,null,null,null,null,"kW"]
[null,null,null,null,"定格冷房消費電力",null,"EHPの仕様を入力",null,null,null,null,null,null,null,null,"Pco",null,null,null,null,null,null,null,null,null,null,"kW"]
[null,null,null,null,"定格冷房COP",null,"自動計算",null,null,null,null,null,null,null,null,"σco",{"$f":"IFERROR(Q$43/Q$44,\"\")","v":""},"","","","","","","","","","σco＝Φco／Pco"]
[null,null,null,null,"定格暖房能力",null,"EHPの仕様を入力",null,null,null,null,null,null,null,null,"Φwo",null,null,null,null,null,null,null,null,null,null,"kW"]
[null,null,null,null,"定格暖房消費電力",null,"EHPの仕様を入力",null,null,null,null,null,null,null,null,"Pwo",null,null,null,null,null,null,null,null,null,null,"kW"]
[null,null,null,null,"定格暖房COP",null,"自動計算",null,null,null,null,null,null,null,null,"σwo",{"$f":"IFERROR(Q$46/Q$47,\"\")","v":""},"","","","","","","","","","σwo＝Φwo／Pwo"]
[null,null,null,null,"最大冷房負荷",null,"設計時の値を入力（不明の際は空白のまま）",null,null,null,null,null,null,null,null,"Qc",null,null,null,null,null,null,null,null,null,null,"kW"]
[null,null,null,null,"台数",null,"同じ容量のEHPの台数を入力",null,null,null,null,null,null,null,null,null,null,null,null,null,null,null,null,null,null,null,"台"]
[null,null,null,null,"機器選定余裕率",null,"自動計算",null,null,null,null,null,null,null,null,"fs=",{"$f":"IF(Q$49=\"\",0.8,IF(Q$49=0,0.8,IF(Q$43<Q$49,1,Q$49/Q$43)))","v":0.8},{"$f":"IF(R$49=\"\",0.8,IF(R$49=0,0.8,IF(R$43<R$49,1,R$49/R$43)))","v":0.8},{"$f":"IF(S$49=\"\",0.8,IF(S$49=0,0.8,IF(S$43<S$49,1,S$49/S$43)))","v":0.8},0.8,0.8,0.8,0.8,0.8,0.8,{"$f":"IF(Z$49=\"\",0.8,IF(Z$49=0,0.8,IF(Z$43<Z$49,1,Z$49/Z$43)))","v":0.8}]
[]
[]
[]
[]
[null,null,"設備導入前電力使用量[kWh]"]
[null,null,null,"冷房(Ec)",null,"暖房(Ew)",null,"合計(Ecw)"]
[null,null,null,{"$f":"IFERROR(D74*F60+G74*I60+J74*L60+M74*O60+P74*R60+S74*U60+V74*X60+Y74*AA60+AB74*AD60+AE74*AG60,\"\")","v":0},null,{"$f":"IFERROR(E74*F60+H74*I60+K74*L60+N74*O60+Q74*R60+T74*U60+W74*X60+Z74*AA60+AC74*AD60+AF74*AG60,\"\")","v":0},null,{"$f":"IFERROR(SUM(D58:G58),\"\")","v":0}]
[]
[null,null,"1台当たり","前1",null,{"$f":"IF(Q36=\"\",1,Q36)","v":1},"前2",null,{"$f":"IF(R36=\"\",1,R36)","v":1},"前3",null,{"$f":"IF(S36=\"\",1,S36)","v":1},"前4",null,{"$f":"IF(T36=\"\",1,T36)","v":1},"前5",null,{"$f":"IF(U36=\"\",1,U36)","v":1},"前6",null,{"$f":"IF(V36=\"\",1,V36)","v":1},"前7",null,{"$f":"IF(W36=\"\",1,W36)","v":1},"前8",null,{"$f":"IF(X36=\"\",1,X36)","v":1},"前9",null,{"$f":"IF(Y36=\"\",1,Y36)","v":1},"前10",null,{"$f":"IF(Z36=\"\",1,Z36)","v":1},"1台当たり"]
[null,null,"月    期間","冷房","暖房","月合計","冷房","暖房","月合計","冷房","暖房","月合計","冷房","暖房","月合計","冷房","暖房","月合計","冷房","暖房","月合計","冷房","暖房","月合計","冷房","暖房","月合計","冷房","暖房","月合計","冷房","暖房","月合計","期間    月"]
[null,null,4,{"$f":"IF($C$7=\"---\",\"\",IFERROR($Q$29/$Q$31*$AU149*$Q$37,\"\"))","v":""},{"$f":"IFERROR(($Q$29*$C$7)/($Q$34)*$AU289*$Q$37,\"\")","v":""},{"$f":"IFERROR(SUM(D62:E62),\"\")","v":0},{"$f":"IF($C$7=\"---\",\"\",IFERROR($R$29/$R$31*$AV149*$R$37,\"\"))","v":""},{"$f":"IFERROR(($R$29*$C$7)/($R$34)*$AV289*$R$37,\"\")","v":""},{"$f":"IFERROR(SUM(G62:H62),\"\")","v":0},{"$f":"IF($C$7=\"---\",\"\",IFERROR($S$29/$S$31*$AW149*$S$37,\"\"))","v":""},{"$f":"IFERROR(($S$29*$C$7)/($S$34)*$AW289*$S$37,\"\")","v":""},{"$f":"IFERROR(SUM(J62:K62),\"\")","v":0},{"$f":"IF($C$7=\"---\",\"\",IFERROR($T$29/$T$31*$AX149*$T$37,\"\"))","v":""},{"$f":"IFERROR(($T$29*$C$7)/($T$34)*$AX289*$T$37,\"\")","v":""},{"$f":"IFERROR(SUM(M62:N62),\"\")","v":0},{"$f":"IF($C$7=\"---\",\"\",IFERROR($U$29/$U$31*$AY149*$U$37,\"\"))","v":""},{"$f":"IFERROR(($U$29*$C$7)/($U$34)*$AY289*$U$37,\"\")","v":""},{"$f":"IFERROR(SUM(P62:Q62),\"\")","v":0},{"$f":"IF($C$7=\"---\",\"\",IFERROR($V$29/$V$31*$AZ149*$V$37,\"\"))","v":""},{"$f":"IFERROR(($V$29*$C$7)/($V$34)*$AZ289*$V$37,\"\")","v":""},{"$f":"IFERROR(SUM(S62:T62),\"\")","v":0},{"$f":"IF($C$7=\"---\",\"\",IFERROR($W$29/$W$31*$BA149*$W$37,\"\"))","v":""},{"$f":"IFERROR(($W$29*$C$7)/($W$34)*$BA289*$W$37,\"\")","v":""},{"$f":"IFERROR(SUM(V62:W62),\"\")","v":0},{"$f":"IF($C$7=\"---\",\"\",IFERROR($X$29/$X$31*$BB149*$X$37,\"\"))","v":""},{"$f":"IFERROR(($X$29*$C$7)/($X$34)*$BB289*$X$37,\"\")","v":""},{"$f":"IFERROR(SUM(Y62:Z62),\"\")","v":0},{"$f":"IF($C$7=\"---\",\"\",IFERROR($Y$29/$Y$31*$BC149*$Y$37,\"\"))","v":""},{"$f":"IFERROR(($Y$29*$C$7)/($Y$34)*$BC289*$Y$37,\"\")","v":""},{"$f":"IFERROR(SUM(AB62:AC62),\"\")","v":0},{"$f":"IF($C$7=\"---\",\"\",IFERROR($Z$29/$Z$31*$BD149*$Z$37,\"\"))","v":""},{"$f":"IFERROR(($Z$29*$C$7)/($Z$34)*$BD289*$Z$37,\"\")","v":""},{"$f":"IFERROR(SUM(AE62:AF62),\"\")","v":0},4]
[null,null,5,{"$f":"IF($C$7=\"---\",\"\",IFERROR($Q$29/$Q$31*$AU150*$Q$37,\"\"))","v":""},{"$f":"IFERROR(($Q$29*$C$7)/($Q$34)*$AU290*$Q$37,\"\")","v":""},{"$f":"IFERROR(SUM(D63:E63),\"\")","v":0},{"$f":"IF($C$7=\"---\",\"\",IFERROR($R$29/$R$31*$AV150*$R$37,\"\"))","v":""},{"$f":"IFERROR(($R$29*$C$7)/($R$34)*$AV290*$R$37,\"\")","v":""},{"$f":"IFERROR(SUM(G63:H63),\"\")","v":0},{"$f":"IF($C$7=\"---\",\"\",IFERROR($S$29/$S$31*$AW150*$S$37,\"\"))","v":""},{"$f":"IFERROR(($S$29*$C$7)/($S$34)*$AW290*$S$37,\"\")","v":""},{"$f":"IFERROR(SUM(J63:K63),\"\")","v":0},{"$f":"IF($C$7=\"---\",\"\",IFERROR($T$29/$T$31*$AX150*$T$37,\"\"))","v":""},{"$f":"IFERROR(($T$29*$C$7)/($T$34)*$AX290*$T$37,\"\")","v":""},{"$f":"IFERROR(SUM(M63:N63),\"\")","v":0},{"$f":"IF($C$7=\"---\",\"\",IFERROR($U$29/$U$31*$AY150*$U$37,\"\"))","v":""},{"$f":"IFERROR(($U$29*$C$7)/($U$34)*$AY290*$U$37,\"\")","v":""},{"$f":"IFERROR(SUM(P63:Q63),\"\")","v":0},{"$f":"IF($C$7=\"---\",\"\",IFERROR($V$29/$V$31*$AZ150*$V$37,\"\"))","v":""},{"$f":"IFERROR(($V$29*$C$7)/($V$34)*$AZ290*$V$37,\"\")","v":""},{"$f":"IFERROR(SUM(S63:T63),\"\")","v":0},{"$f":"IF($C$7=\"---\",\"\",IFERROR($W$29/$W$31*$BA150*$W$37,\"\"))","v":""},{"$f":"IFERROR(($W$29*$C$7)/($W$34)*$BA290*$W$37,\"\")","v":""},{"$f":"IFERROR(SUM(V63:W63),\"\")","v":0},{"$f":"IF($C$7=\"---\",\"\",IFERROR($X$29/$X$31*$BB150*$X$37,\"\"))","v":""},{"$f":"IFERROR(($X$29*$C$7)/($X$34)*$BB290*$X$37,\"\")","v":""},{"$f":"IFERROR(SUM(Y63:Z63),\"\")","v":0},{"$f":"IF($C$7=\"---\",\"\",IFERROR($Y$29/$Y$31*$BC150*$Y$37,\"\"))","v":""},{"$f":"IFERROR(($Y$29*$C$7)/($Y$34)*$BC290*$Y$37,\"\")","v":""},{"$f":"IFERROR(SUM(AB63:AC63),\"\")","v":0},{"$f":"IF($C$7=\"---\",\"\",IFERROR($Z$29/$Z$31*$BD150*$Z$37,\"\"))","v":""},{"$f":"IFERROR(($Z$29*$C$7)/($Z$34)*$BD290*$Z$37,\"\")","v":""},{"$f":"IFERROR(SUM(AE63:AF63),\"\")","v":0},5]
[null,null,6,"","",{"$f":"IFERROR(SUM(D64:E64),\"\")","v":0},"","",{"$f":"IFERROR(SUM(G64:H64),\"\")","v":0},"","",{"$f":"IFERROR(SUM(J64:K64),\"\")","v":0},"","",{"$f":"IFERROR(SUM(M64:N64),\"\")","v":0},"","",{"$f":"IFERROR(SUM(P64:Q64),\"\")","v":0},"","",{"$f":"IFERROR(SUM(S64:T64),\"\")","v":0},"","",{"$f":"IFERROR(SUM(V64:W64),\"\")","v":0},"","",{"$f":"IFERROR(SUM(Y64:Z64),\"\")","v":0},"","",{"$f":"IFERROR(SUM(AB64:AC64),\"\")","v":0},"","",{"$f":"IFERROR(SUM(AE64:AF64),\"\")","v":0},6]
[null,null,7,"","",0,"","",0,"","",0,"","",{"$f":"IFERROR(SUM(M65:N65),\"\")","v":0},"","",{"$f":"IFERROR(SUM(P65:Q65),\"\")","v":0},"","",0,"","",0,"","",0,"","",0,"","",0,7]
[null,null,8,"","",0,"","",0,"","",0,"","",0,"","",0,"","",{"$f":"IFERROR(SUM(S66:T66),\"\")","v":0},"","",0,"","",0,"","",0,"","",0,8]
[null,null,9,"","",0,"","",0,"","",0,"","",0,"","",0,"","",0,"","",{"$f":"IFERROR(SUM(V67:W67),\"\")","v":0},"","",0,"","",0,"","",0,9]
[null,null,10,"","",0,"","",0,"","",0,"","",0,"","",0,"","",0,"","",0,"","",{"$f":"IFERROR(SUM(Y68:Z68),\"\")","v":0},"","",0,"","",0,10]
[null,null,11,"","",0,"","",0,"","",0,"","",0,"","",0,"","",0,"","",0,"","",0,"","",{"$f":"IFERROR(SUM(AB69:AC69),\"\")","v":0},"","",0,11]
[null,null,12,"","",{"$f":"IFERROR(SUM(D70:E70),\"\")","v":0},"","",{"$f":"IFERROR(SUM(G70:H70),\"\")","v":0},"","",{"$f":"IFERROR(SUM(J70:K70),\"\")","v":0},"","",{"$f":"IFERROR(SUM(M70:N70),\"\")","v":0},"","",{"$f":"IFERROR(SUM(P70:Q70),\"\")","v":0},"","",{"$f":"IFERROR(SUM(S70:T70),\"\")","v":0},"","",{"$f":"IFERROR(SUM(V70:W70),\"\")","v":0},"","",{"$f":"IFERROR(SUM(Y70:Z70),\"\")","v":0},"","",{"$f":"IFERROR(SUM(AB70:AC70),\"\")","v":0},"","",{"$f":"IFERROR(SUM(AE70:AF70),\"\")","v":0},12]
[null,null,1,"","",0,"","",0,"","",0,"","",0,"","",0,"","",0,"","",0,"","",0,"","",0,"","",{"$f":"IFERROR(SUM(AE71:AF71),\"\")","v":0},1]
[null,null,2,"","",0,"","",0,"","",0,"","",0,"","",0,"","",0,"","",0,"","",0,"","",0,"","",0,2]
[null,null,3,"","",0,"","",0,"","",0,"","",0,"","",0,"","",0,"","",0,"","",0,"","",0,"","",{"$f":"IFERROR(SUM(AE73:AF73),\"\")","v":0},3]
[null,null,"合計",{"$f":"IFERROR(SUM($D$62:$D$73),\"\")","v":0},{"$f":"IFERROR(SUM($E$62:$E$73),\"\")","v":0},{"$f":"IFERROR(SUM($F$62:$F$73),\"\")","v":0},{"$f":"IFERROR(SUM($G$62:$G$73),\"\")","v":0},{"$f":"IFERROR(SUM($H$62:$H$73),\"\")","v":0},{"$f":"IFERROR(SUM(I62:I73),\"\")","v":0},{"$f":"IFERROR(SUM($J$62:$J$73),\"\")","v":0},{"$f":"IFERROR(SUM($K$62:$K$73),\"\")","v":0},{"$f":"IFERROR(SUM(L62:L73),\"\")","v":0},{"$f":"IFERROR(SUM($M$62:$M$73),\"\")","v":0},{"$f":"IFERROR(SUM($N$62:$N$73),\"\")","v":0},{"$f":"IFERROR(SUM(O62:O73),\"\")","v":0},{"$f":"IFERROR(SUM($P$62:$P$73),\"\")","v":0},{"$f":"IFERROR(SUM($Q$62:$Q$73),\"\")","v":0},{"$f":"IFERROR(SUM(R62:R73),\"\")","v":0},{"$f":"IFERROR(SUM($S$62:$S$73),\"\")","v":0},{"$f":"IFERROR(SUM($T$62:$T$73),\"\")","v":0},{"$f":"IFERROR(SUM(U62:U73),\"\")","v":0},{"$f":"IFERROR(SUM($V$62:$V$73),\"\")","v":0},{"$f":"IFERROR(SUM($W$62:$W$73),\"\")","v":0},{"$f":"IFERROR(SUM(X62:X73),\"\")","v":0},{"$f":"IFERROR(SUM($Y$62:$Y$73),\"\")","v":0},{"$f":"IFERROR(SUM($Z$62:$Z$73),\"\")","v":0},{"$f":"IFERROR(SUM(AA62:AA73),\"\")","v":0},{"$f":"IFERROR(SUM($AB$62:$AB$73),\"\")","v":0},{"$f":"IFERROR(SUM($AC$62:$AC$73),\"\")","v":0},{"$f":"IFERROR(SUM(AD62:AD73),\"\")","v":0},{"$f":"IFERROR(SUM($AE$62:$AE$73),\"\")","v":0},{"$f":"IFERROR(SUM($AF$62:$AF$73),\"\")","v":0},{"$f":"IFERROR(SUM(AG62:AG73),\"\")","v":0},"合計"]
[]
[]
[null,null,"設備導入後電力使用量[kWh]"]
[null,null,null,"冷房(Ec)",null,"暖房(Ew)",null,"合計(Ecw)"]
[null,null,null,{"$f":"IFERROR(D95*F81+G95*I81+J95*L81+M95*O81+P95*R81+S95*U81+V95*X81+Y95*AA81+AB95*AD81+AE95*AG81,\"\")","v":0},null,{"$f":"IFERROR(E95*F81+H95*I81+K95*L81+N95*O81+Q95*R81+T95*U81+W95*X81+Z95*AA81+AC95*AD81+AF95*AG81,\"\")","v":0},null,{"$f":"IFERROR(SUM(D79:G79),\"\")","v":0}]
[]
[null,null,"1台当たり","後1",null,{"$f":"IF(Q50=\"\",1,Q50)","v":1},"後2",null,{"$f":"IF(R50=\"\",1,R50)","v":1},"後3",null,{"$f":"IF(S50=\"\",1,S50)","v":1},"後4",null,{"$f":"IF(T50=\"\",1,T50)","v":1},"後5",null,{"$f":"IF(U50=\"\",1,U50)","v":1},"後6",null,{"$f":"IF(V50=\"\",1,V50)","v":1},"後7",null,{"$f":"IF(W50=\"\",1,W50)","v":1},"後8",null,{"$f":"IF(X50=\"\",1,X50)","v":1},"後9",null,{"$f":"IF(Y50=\"\",1,Y50)","v":1},"後10",null,{"$f":"IF(Z50=\"\",1,Z50)","v":1},"1台当たり"]
[null,null,"月    期間","冷房","暖房","月合計","冷房","暖房","月合計","冷房","暖房","月合計","冷房","暖房","月合計","冷房","暖房","月合計","冷房","暖房","月合計","冷房","暖房","月合計","冷房","暖房","月合計","冷房","暖房","月合計","冷房","暖房","月合計","期間    月"]
[null,null,4,{"$f":"IF($C$7=\"---\",\"\",IFERROR($Q$43/$Q$45*$BF149*$Q$51,\"\"))","v":""},{"$f":"IFERROR(($Q$43*$C$7)/($Q$48)*$BF289*$Q$51,\"\")","v":""},{"$f":"IFERROR(SUM(D83:E83),\"\")","v":0},{"$f":"IF($C$7=\"---\",\"\",IFERROR($R$43/$R$45*$BG149*$R$51,\"\"))","v":""},{"$f":"IFERROR(($R$43*$C$7)/($R$48)*$BG289*$R$51,\"\")","v":""},{"$f":"IFERROR(SUM(G83:H83),\"\")","v":0},{"$f":"IF($C$7=\"---\",\"\",IFERROR($S$43/$S$45*$BH149*$S$51,\"\"))","v":""},{"$f":"IFERROR(($S$43*$C$7)/($S$48)*$BH289*$S$51,\"\")","v":""},{"$f":"IFERROR(SUM(J83:K83),\"\")","v":0},{"$f":"IF($C$7=\"---\",\"\",IFERROR($T$43/$T$45*$BI149*$T$51,\"\"))","v":""},{"$f":"IFERROR(($T$43*$C$7)/($T$48)*$BI289*$T$51,\"\")","v":""},{"$f":"IFERROR(SUM(M83:N83),\"\")","v":0},{"$f":"IF($C$7=\"---\",\"\",IFERROR($U$43/$U$45*$BJ149*$U$51,\"\"))","v":""},{"$f":"IFERROR(($U$43*$C$7)/($U$48)*$BJ289*$U$51,\"\")","v":""},{"$f":"IFERROR(SUM(P83:Q83),\"\")","v":0},{"$f":"IF($C$7=\"---\",\"\",IFERROR($V$43/$V$45*$BK149*$V$51,\"\"))","v":""},{"$f":"IFERROR(($V$43*$C$7)/($V$48)*$BK289*$V$51,\"\")","v":""},{"$f":"IFERROR(SUM(S83:T83),\"\")","v":0},{"$f":"IF($C$7=\"---\",\"\",IFERROR($W$43/$W$45*$BL149*$W$51,\"\"))","v":""},{"$f":"IFERROR(($W$43*$C$7)/($W$48)*$BL289*$W$51,\"\")","v":""},{"$f":"IFERROR(SUM(V83:W83),\"\")","v":0},{"$f":"IF($C$7=\"---\",\"\",IFERROR($X$43/$X$45*$BM149*$X$51,\"\"))","v":""},{"$f":"IFERROR(($X$43*$C$7)/($X$48)*$BM289*$X$51,\"\")","v":""},{"$f":"IFERROR(SUM(Y83:Z83),\"\")","v":0},{"$f":"IF($C$7=\"---\",\"\",IFERROR($Y$43/$Y$45*$BN149*$Y$51,\"\"))","v":""},{"$f":"IFERROR(($Y$43*$C$7)/($Y$48)*$BN289*$Y$51,\"\")","v":""},{"$f":"IFERROR(SUM(AB83:AC83),\"\")","v":0},{"$f":"IF($C$7=\"---\",\"\",IFERROR($Z$43/$Z$45*$BO149*$Z$51,\"\"))","v":""},{"$f":"IFERROR(($Z$43*$C$7)/($Z$48)*$BO289*$Z$51,\"\")","v":""},{"$f":"IFERROR(SUM(AE83:AF83),\"\")","v":0},4]
[null,null,5,{"$f":"IF($C$7=\"---\",\"\",IFERROR($Q$43/$Q$45*$BF150*$Q$51,\"\"))","v":""},{"$f":"IFERROR(($Q$43*$C$7)/($Q$48)*$BF290*$Q$51,\"\")","v":""},{"$f":"IFERROR(SUM(D84:E84),\"\")","v":0},{"$f":"IF($C$7=\"---\",\"\",IFERROR($R$43/$R$45*$BG150*$R$51,\"\"))","v":""},{"$f":"IFERROR(($R$43*$C$7)/($R$48)*$BG290*$R$51,\"\")","v":""},{"$f":"IFERROR(SUM(G84:H84),\"\")","v":0},{"$f":"IF($C$7=\"---\",\"\",IFERROR($S$43/$S$45*$BH150*$S$51,\"\"))","v":""},{"$f":"IFERROR(($S$43*$C$7)/($S$48)*$BH290*$S$51,\"\")","v":""},{"$f":"IFERROR(SUM(J84:K84),\"\")","v":0},{"$f":"IF($C$7=\"---\",\"\",IFERROR($T$43/$T$45*$BI150*$T$51,\"\"))","v":""},{"$f":"IFERROR(($T$43*$C$7)/($T$48)*$BI290*$T$51,\"\")","v":""},{"$f":"IFERROR(SUM(M84:N84),\"\")","v":0},{"$f":"IF($C$7=\"---\",\"\",IFERROR($U$43/$U$45*$BJ150*$U$51,\"\"))","v":""},{"$f":"IFERROR(($U$43*$C$7)/($U$48)*$BJ290*$U$51,\"\")","v":""},{"$f":"IFERROR(SUM(P84:Q84),\"\")","v":0},{"$f":"IF($C$7=\"---\",\"\",IFERROR($V$43/$V$45*$BK150*$V$51,\"\"))","v":""},{"$f":"IFERROR(($V$43*$C$7)/($V$48)*$BK290*$V$51,\"\")","v":""},{"$f":"IFERROR(SUM(S84:T84),\"\")","v":0},{"$f":"IF($C$7=\"---\",\"\",IFERROR($W$43/$W$45*$BL150*$W$51,\"\"))","v":""},{"$f":"IFERROR(($W$43*$C$7)/($W$48)*$BL290*$W$51,\"\")","v":""},{"$f":"IFERROR(SUM(V84:W84),\"\")","v":0},{"$f":"IF($C$7=\"---\",\"\",IFERROR($X$43/$X$45*$BM150*$X$51,\"\"))","v":""},{"$f":"IFERROR(($X$43*$C$7)/($X$48)*$BM290*$X$51,\"\")","v":""},{"$f":"IFERROR(SUM(Y84:Z84),\"\")","v":0},{"$f":"IF($C$7=\"---\",\"\",IFERROR($Y$43/$Y$45*$BN150*$Y$51,\"\"))","v":""},{"$f":"IFERROR(($Y$43*$C$7)/($Y$48)*$BN290*$Y$51,\"\")","v":""},{"$f":"IFERROR(SUM(AB84:AC84),\"\")","v":0},{"$f":"IF($C$7=\"---\",\"\",IFERROR($Z$43/$Z$45*$BO150*$Z$51,\"\"))","v":""},{"$f":"IFERROR(($Z$43*$C$7)/($Z$48)*$BO290*$Z$51,\"\")","v":""},{"$f":"IFERROR(SUM(AE84:AF84),\"\")","v":0},5]
[null,null,6,"","",{"$f":"IFERROR(SUM(D85:E85),\"\")","v":0},"","",{"$f":"IFERROR(SUM(G85:H85),\"\")","v":0},"","",{"$f":"IFERROR(SUM(J85:K85),\"\")","v":0},"","",{"$f":"IFERROR(SUM(M85:N85),\"\")","v":0},"","",{"$f":"IFERROR(SUM(P85:Q85),\"\")","v":0},"","",{"$f":"IFERROR(SUM(S85:T85),\"\")","v":0},"","",{"$f":"IFERROR(SUM(V85:W85),\"\")","v":0},"","",{"$f":"IFERROR(SUM(Y85:Z85),\"\")","v":0},"","",{"$f":"IFERROR(SUM(AB85:AC85),\"\")","v":0},"","",{"$f":"IFERROR(SUM(AE85:AF85),\"\")","v":0},6]
[null,null,7,"","",0,"","",0,"","",{"$f":"IFERROR(SUM(J86:K86),\"\")","v":0},"","",0,"","",0,"","",0,"","",0,"","",0,"","",0,"","",0,7]
[null,null,8,"","",0,"","",0,"","",{"$f":"IFERROR(SUM(J87:K87),\"\")","v":0},"","",{"$f":"IFERROR(SUM(M87:N87),\"\")","v":0},"","",0,"","",0,"","",0,"","",0,"","",0,"","",0,8]
[null,null,9,"","",0,"","",0,"","",0,"","",0,"","",{"$f":"IFERROR(SUM(P88:Q88),\"\")","v":0},"","",0,"","",0,"","",0,"","",0,"","",0,9]
[null,null,10,"","",0,"","",0,"","",0,"","",0,"","",0,"","",{"$f":"IFERROR(SUM(S89:T89),\"\")","v":0},"","",0,"","",0,"","",0,"","",0,10]
[null,null,11,"","",0,"","",0,"","",0,"","",0,"","",0,"","",0,"","",0,"","",{"$f":"IFERROR(SUM(Y90:Z90),\"\")","v":0},"","",0,"","",{"$f":"IFERROR(SUM(AE90:AF90),\"\")","v":0},11]
[null,null,12,"","",{"$f":"IFERROR(SUM(D91:E91),\"\")","v":0},"","",{"$f":"IFERROR(SUM(G91:H91),\"\")","v":0},"","",{"$f":"IFERROR(SUM(J91:K91),\"\")","v":0},"","",{"$f":"IFERROR(SUM(M91:N91),\"\")","v":0},"","",{"$f":"IFERROR(SUM(P91:Q91),\"\")","v":0},"","",{"$f":"IFERROR(SUM(S91:T91),\"\")","v":0},"","",{"$f":"IFERROR(SUM(V91:W91),\"\")","v":0},"","",{"$f":"IFERROR(SUM(Y91:Z91),\"\")","v":0},"","",{"$f":"IFERROR(SUM(AB91:AC91),\"\")","v":0},"","",{"$f":"IFERROR(SUM(AE91:AF91),\"\")","v":0},12]
[null,null,1,"","",0,"","",0,"","",0,"","",0,"","",0,"","",0,"","",0,"","",0,"","",{"$f":"IFERROR(SUM(AB92:AC92),\"\")","v":0},"","",0,1]
[null,null,2,"","",0,"","",0,"","",0,"","",0,"","",0,"","",0,"","",0,"","",0,"","",0,"","",0,2]
[null,null,3,"","",0,"","",0,"","",0,"","",0,"","",0,"","",0,"","",0,"","",0,"","",0,"","",0,3]
[null,null,"合計",{"$f":"IFERROR(SUM(D83:D94),\"\")","v":0},0,0,0,0,0,0,0,0,0,0,0,0,0,0,0,0,0,0,0,0,0,0,0,0,0,0,0,0,0,"合計"]
[]
[]
[null,null,"作業表1(青色のセルを「24」、オレンジ色のセルを「19」として抽出）"]
[null,null,null," 時刻"]
[null,null,"月",0,1,2,3,4,5,6,7,8,9,10,11,12,13,14,15,16,17,18,19,20,21,22,23,"月"]
[null,null,4,{"$f":"CELLCOLOR($D$12)","v":-4142},{"$f":"CELLCOLOR($E$12)","v":-4142},{"$f":"CELLCOLOR($F$12)","v":-4142},{"$f":"CELLCOLOR($G$12)","v":-4142},{"$f":"CELLCOLOR($H$12)","v":-4142},{"$f":"CELLCOLOR($I$12)","v":-4142},{"$f":"CELLCOLOR($J$12)","v":-4142},{"$f":"CELLCOLOR($K$12)","v":-4142},{"$f":"CELLCOLOR($L$12)","v":-4142},{"$f":"CELLCOLOR($M$12)","v":-4142},{"$f":"CELLCOLOR($N$12)","v":-4142},{"$f":"CELLCOLOR($O$12)","v":-4142},{"$f":"CELLCOLOR($P$12)","v":-4142},{"$f":"CELLCOLOR($Q$12)","v":-4142},{"$f":"CELLCOLOR($R$12)","v":-4142},{"$f":"CELLCOLOR($S$12)","v":-4142},{"$f":"CELLCOLOR($T$12)","v":-4142},{"$f":"CELLCOLOR($U$12)","v":-4142},{"$f":"CELLCOLOR($V$12)","v":-4142},{"$f":"CELLCOLOR($W$12)","v":-4142},{"$f":"CELLCOLOR($X$12)","v":-4142},{"$f":"CELLCOLOR($Y$12)","v":-4142},{"$f":"CELLCOLOR($Z$12)","v":-4142},{"$f":"CELLCOLOR($AA$12)","v":-4142},4]
[null,null,5,{"$f":"CELLCOLOR($D$13)","v":-4142},{"$f":"CELLCOLOR($E$13)","v":-4142},{"$f":"CELLCOLOR($F$13)","v":-4142},{"$f":"CELLCOLOR($G$13)","v":-4142},{"$f":"CELLCOLOR($H$13)","v":-4142},{"$f":"CELLCOLOR($I$13)","v":-4142},{"$f":"CELLCOLOR($J$13)","v":-4142},{"$f":"CELLCOLOR($K$13)","v":-4142},{"$f":"CELLCOLOR($L$13)","v":-4142},{"$f":"CELLCOLOR($M$13)","v":-4142},{"$f":"CELLCOLOR($N$13)","v":-4142},{"$f":"CELLCOLOR($O$13)","v":-4142},{"$f":"CELLCOLOR($P$13)","v":-4142},{"$f":"CELLCOLOR($Q$13)","v":-4142},{"$f":"CELLCOLOR($R$13)","v":-4142},{"$f":"CELLCOLOR($S$13)","v":-4142},{"$f":"CELLCOLOR($T$13)","v":-4142},{"$f":"CELLCOLOR($U$13)","v":-4142},{"$f":"CELLCOLOR($V$13)","v":-4142},{"$f":"CELLCOLOR($W$13)","v":-4142},{"$f":"CELLCOLOR($X$13)","v":-4142},{"$f":"CELLCOLOR($Y$13)","v":-4142},{"$f":"CELLCOLOR($Z$13)","v":-4142},{"$f":"CELLCOLOR($AA$13)","v":-4142},5]
[null,null,6,{"$f":"CELLCOLOR($D$14)","v":-4142},{"$f":"CELLCOLOR($E$14)","v":-4142},{"$f":"CELLCOLOR($F$14)","v":-4142},{"$f":"CELLCOLOR($G$14)","v":-4142},{"$f":"CELLCOLOR($H$14)","v":-4142},{"$f":"CELLCOLOR($I$14)","v":-4142},{"$f":"CELLCOLOR($J$14)","v":-4142},{"$f":"CELLCOLOR($K$14)","v":-4142},{"$f":"CELLCOLOR($L$14)","v":-4142},{"$f":"CELLCOLOR($M$14)","v":-4142},{"$f":"CELLCOLOR($N$14)","v":-4142},{"$f":"CELLCOLOR($O$14)","v":-4142},{"$f":"CELLCOLOR($P$14)","v":-4142},{"$f":"CELLCOLOR($Q$14)","v":-4142},{"$f":"CELLCOLOR($R$14)","v":-4142},{"$f":"CELLCOLOR($S$14)","v":-4142},{"$f":"CELLCOLOR($T$14)","v":-4142},{"$f":"CELLCOLOR($U$14)","v":-4142},{"$f":"CELLCOLOR($V$14)","v":-4142},{"$f":"CELLCOLOR($W$14)","v":-4142},{"$f":"CELLCOLOR($X$14)","v":-4142},{"$f":"CELLCOLOR($Y$14)","v":-4142},{"$f":"CELLCOLOR($Z$14)","v":-4142},{"$f":"CELLCOLOR($AA$14)","v":-4142},6]
[null,null,7,{"$f":"CELLCOLOR($D$15)","v":-4142},{"$f":"CELLCOLOR($E$15)","v":-4142},{"$f":"CELLCOLOR($F$15)","v":-4142},{"$f":"CELLCOLOR($G$15)","v":-4142},{"$f":"CELLCOLOR($H$15)","v":-4142},{"$f":"CELLCOLOR($I$15)","v":-4142},{"$f":"CELLCOLOR($J$15)","v":-4142},{"$f":"CELLCOLOR($K$15)","v":-4142},{"$f":"CELLCOLOR($L$15)","v":-4142},{"$f":"CELLCOLOR($M$15)","v":-4142},{"$f":"CELLCOLOR($N$15)","v":-4142},{"$f":"CELLCOLOR($O$15)","v":-4142},{"$f":"CELLCOLOR($P$15)","v":-4142},{"$f":"CELLCOLOR($Q$15)","v":-4142},{"$f":"CELLCOLOR($R$15)","v":-4142},{"$f":"CELLCOLOR($S$15)","v":-4142},{"$f":"CELLCOLOR($T$15)","v":-4142},{"$f":"CELLCOLOR($U$15)","v":-4142},{"$f":"CELLCOLOR($V$15)","v":-4142},{"$f":"CELLCOLOR($W$15)","v":-4142},{"$f":"CELLCOLOR($X$15)","v":-4142},{"$f":"CELLCOLOR($Y$15)","v":-4142},{"$f":"CELLCOLOR($Z$15)","v":-4142},{"$f":"CELLCOLOR($AA$15)","v":-4142},7]
[null,null,8,{"$f":"CELLCOLOR($D$16)","v":-4142},{"$f":"CELLCOLOR($E$16)","v":-4142},{"$f":"CELLCOLOR($F$16)","v":-4142},{"$f":"CELLCOLOR($G$16)","v":-4142},{"$f":"CELLCOLOR($H$16)","v":-4142},{"$f":"CELLCOLOR($I$16)","v":-4142},{"$f":"CELLCOLOR($J$16)","v":-4142},{"$f":"CELLCOLOR($K$16)","v":-4142},{"$f":"CELLCOLOR($L$16)","v":-4142},{"$f":"CELLCOLOR($M$16)","v":-4142},{"$f":"CELLCOLOR($N$16)","v":-4142},{"$f":"CELLCOLOR($O$16)","v":-4142},{"$f":"CELLCOLOR($P$16)","v":-4142},{"$f":"CELLCOLOR($Q$16)","v":-4142},{"$f":"CELLCOLOR($R$16)","v":-4142},{"$f":"CELLCOLOR($S$16)","v":-4142},{"$f":"CELLCOLOR($T$16)","v":-4142},{"$f":"CELLCOLOR($U$16)","v":-4142},{"$f":"CELLCOLOR($V$16)","v":-4142},{"$f":"CELLCOLOR($W$16)","v":-4142},{"$f":"CELLCOLOR($X$16)","v":-4142},{"$f":"CELLCOLOR($Y$16)","v":-4142},{"$f":"CELLCOLOR($Z$16)","v":-4142},{"$f":"CELLCOLOR($AA$16)","v":-4142},8]
[null,null,9,{"$f":"CELLCOLOR($D$17)","v":-4142},{"$f":"CELLCOLOR($E$17)","v":-4142},{"$f":"CELLCOLOR($F$17)","v":-4142},{"$f":"CELLCOLOR($G$17)","v":-4142},{"$f":"CELLCOLOR($H$17)","v":-4142},{"$f":"CELLCOLOR($I$17)","v":-4142},{"$f":"CELLCOLOR($J$17)","v":-4142},{"$f":"CELLCOLOR($K$17)","v":-4142},{"$f":"CELLCOLOR($L$17)","v":-4142},{"$f":"CELLCOLOR($M$17)","v":-4142},{"$f":"CELLCOLOR($N$17)","v":-4142},{"$f":"CELLCOLOR($O$17)","v":-4142},{"$f":"CELLCOLOR($P$17)","v":-4142},{"$f":"CELLCOLOR($Q$17)","v":-4142},{"$f":"CELLCOLOR($R$17)","v":-4142},{"$f":"CELLCOLOR($S$17)","v":-4142},{"$f":"CELLCOLOR($T$17)","v":-4142},{"$f":"CELLCOLOR($U$17)","v":-4142},{"$f":"CELLCOLOR($V$17)","v":-4142},{"$f":"CELLCOLOR($W$17)","v":-4142},{"$f":"CELLCOLOR($X$17)","v":-4142},{"$f":"CELLCOLOR($Y$17)","v":-4142},{"$f":"CELLCOLOR($Z$17)","v":-4142},{"$f":"CELLCOLOR($AA$17)","v":-4142},9]
[null,null,10,{"$f":"CELLCOLOR($D$18)","v":-4142},{"$f":"CELLCOLOR($E$18)","v":-4142},{"$f":"CELLCOLOR($F$18)","v":-4142},{"$f":"CELLCOLOR($G$18)","v":-4142},{"$f":"CELLCOLOR($H$18)","v":-4142},{"$f":"CELLCOLOR($I$18)","v":-4142},{"$f":"CELLCOLOR($J$18)","v":-4142},{"$f":"CELLCOLOR($K$18)","v":-4142},{"$f":"CELLCOLOR($L$18)","v":-4142},{"$f":"CELLCOLOR($M$18)","v":-4142},{"$f":"CELLCOLOR($N$18)","v":-4142},{"$f":"CELLCOLOR($O$18)","v":-4142},{"$f":"CELLCOLOR($P$18)","v":-4142},{"$f":"CELLCOLOR($Q$18)","v":-4142},{"$f":"CELLCOLOR($R$18)","v":-4142},{"$f":"CELLCOLOR($S$18)","v":-4142},{"$f":"CELLCOLOR($T$18)","v":-4142},{"$f":"CELLCOLOR($U$18)","v":-4142},{"$f":"CELLCOLOR($V$18)","v":-4142},{"$f":"CELLCOLOR($W$18)","v":-4142},{"$f":"CELLCOLOR($X$18)","v":-4142},{"$f":"CELLCOLOR($Y$18)","v":-4142},{"$f":"CELLCOLOR($Z$18)","v":-4142},{"$f":"CELLCOLOR($AA$18)","v":-4142},10]
[null,null,11,{"$f":"CELLCOLOR($D$19)","v":-4142},{"$f":"CELLCOLOR($E$19)","v":-4142},{"$f":"CELLCOLOR($F$19)","v":-4142},{"$f":"CELLCOLOR($G$19)","v":-4142},{"$f":"CELLCOLOR($H$19)","v":-4142},{"$f":"CELLCOLOR($I$19)","v":-4142},{"$f":"CELLCOLOR($J$19)","v":-4142},{"$f":"CELLCOLOR($K$19)","v":-4142},{"$f":"CELLCOLOR($L$19)","v":-4142},{"$f":"CELLCOLOR($M$19)","v":-4142},{"$f":"CELLCOLOR($N$19)","v":-4142},{"$f":"CELLCOLOR($O$19)","v":-4142},{"$f":"CELLCOLOR($P$19)","v":-4142},{"$f":"CELLCOLOR($Q$19)","v":-4142},{"$f":"CELLCOLOR($R$19)","v":-4142},{"$f":"CELLCOLOR($S$19)","v":-4142},{"$f":"CELLCOLOR($T$19)","v":-4142},{"$f":"CELLCOLOR($U$19)","v":-4142},{"$f":"CELLCOLOR($V$19)","v":-4142},{"$f":"CELLCOLOR($W$19)","v":-4142},{"$f":"CELLCOLOR($X$19)","v":-4142},{"$f":"CELLCOLOR($Y$19)","v":-4142},{"$f":"CELLCOLOR($Z$19)","v":-4142},{"$f":"CELLCOLOR($AA$19)","v":-4142},11]
[null,null,12,{"$f":"CELLCOLOR($D$20)","v":-4142},{"$f":"CELLCOLOR($E$20)","v":-4142},{"$f":"CELLCOLOR($F$20)","v":-4142},{"$f":"CELLCOLOR($G$20)","v":-4142},{"$f":"CELLCOLOR($H$20)","v":-4142},{"$f":"CELLCOLOR($I$20)","v":-4142},{"$f":"CELLCOLOR($J$20)","v":-4142},{"$f":"CELLCOLOR($K$20)","v":-4142},{"$f":"CELLCOLOR($L$20)","v":-4142},{"$f":"CELLCOLOR($M$20)","v":-4142},{"$f":"CELLCOLOR($N$20)","v":-4142},{"$f":"CELLCOLOR($O$20)","v":-4142},{"$f":"CELLCOLOR($P$20)","v":-4142},{"$f":"CELLCOLOR($Q$20)","v":-4142},{"$f":"CELLCOLOR($R$20)","v":-4142},{"$f":"CELLCOLOR($S$20)","v":-4142},{"$f":"CELLCOLOR($T$20)","v":-4142},{"$f":"CELLCOLOR($U$20)","v":-4142},{"$f":"CELLCOLOR($V$20)","v":-4142},{"$f":"CELLCOLOR($W$20)","v":-4142},{"$f":"CELLCOLOR($X$20)","v":-4142},{"$f":"CELLCOLOR($Y$20)","v":-4142},{"$f":"CELLCOLOR($Z$20)","v":-4142},{"$f":"CELLCOLOR($AA$20)","v":-4142},12]
[null,null,1,{"$f":"CELLCOLOR($D$21)","v":-4142},{"$f":"CELLCOLOR($E$21)","v":-4142},{"$f":"CELLCOLOR($F$21)","v":-4142},{"$f":"CELLCOLOR($G$21)","v":-4142},{"$f":"CELLCOLOR($H$21)","v":-4142},{"$f":"CELLCOLOR($I$21)","v":-4142},{"$f":"CELLCOLOR($J$21)","v":-4142},{"$f":"CELLCOLOR($K$21)","v":-4142},{"$f":"CELLCOLOR($L$21)","v":-4142},{"$f":"CELLCOLOR($M$21)","v":-4142},{"$f":"CELLCOLOR($N$21)","v":-4142},{"$f":"CELLCOLOR($O$21)","v":-4142},{"$f":"CELLCOLOR($P$21)","v":-4142},{"$f":"CELLCOLOR($Q$21)","v":-4142},{"$f":"CELLCOLOR($R$21)","v":-4142},{"$f":"CELLCOLOR($S$21)","v":-4142},{"$f":"CELLCOLOR($T$21)","v":-4142},{"$f":"CELLCOLOR($U$21)","v":-4142},{"$f":"CELLCOLOR($V$21)","v":-4142},{"$f":"CELLCOLOR($W$21)","v":-4142},{"$f":"CELLCOLOR($X$21)","v":-4142},{"$f":"CELLCOLOR($Y$21)","v":-4142},{"$f":"CELLCOLOR($Z$21)","v":-4142},{"$f":"CELLCOLOR($AA$21)","v":-4142},1]
[null,null,2,{"$f":"CELLCOLOR($D$22)","v":-4142},{"$f":"CELLCOLOR($E$22)","v":-4142},{"$f":"CELLCOLOR($F$22)","v":-4142},{"$f":"CELLCOLOR($G$22)","v":-4142},{"$f":"CELLCOLOR($H$22)","v":-4142},{"$f":"CELLCOLOR($I$22)","v":-4142},{"$f":"CELLCOLOR($J$22)","v":-4142},{"$f":"CELLCOLOR($K$22)","v":-4142},{"$f":"CELLCOLOR($L$22)","v":-4142},{"$f":"CELLCOLOR($M$22)","v":-4142},{"$f":"CELLCOLOR($N$22)","v":-4142},{"$f":"CELLCOLOR($O$22)","v":-4142},{"$f":"CELLCOLOR($P$22)","v":-4142},{"$f":"CELLCOLOR($Q$22)","v":-4142},{"$f":"CELLCOLOR($R$22)","v":-4142},{"$f":"CELLCOLOR($S$22)","v":-4142},{"$f":"CELLCOLOR($T$22)","v":-4142},{"$f":"CELLCOLOR($U$22)","v":-4142},{"$f":"CELLCOLOR($V$22)","v":-4142},{"$f":"CELLCOLOR($W$22)","v":-4142},{"$f":"CELLCOLOR($X$22)","v":-4142},{"$f":"CELLCOLOR($Y$22)","v":-4142},{"$f":"CELLCOLOR($Z$22)","v":-4142},{"$f":"CELLCOLOR($AA$22)","v":-4142},2]
[null,null,3,{"$f":"CELLCOLOR($D$23)","v":-4142},{"$f":"CELLCOLOR($E$23)","v":-4142},{"$f":"CELLCOLOR($F$23)","v":-4142},{"$f":"CELLCOLOR($G$23)","v":-4142},{"$f":"CELLCOLOR($H$23)","v":-4142},{"$f":"CELLCOLOR($I$23)","v":-4142},{"$f":"CELLCOLOR($J$23)","v":-4142},{"$f":"CELLCOLOR($K$23)","v":-4142},{"$f":"CELLCOLOR($L$23)","v":-4142},{"$f":"CELLCOLOR($M$23)","v":-4142},{"$f":"CELLCOLOR($N$23)","v":-4142},{"$f":"CELLCOLOR($O$23)","v":-4142},{"$f":"CELLCOLOR($P$23)","v":-4142},{"$f":"CELLCOLOR($Q$23)","v":-4142},{"$f":"CELLCOLOR($R$23)","v":-4142},{"$f":"CELLCOLOR($S$23)","v":-4142},{"$f":"CELLCOLOR($T$23)","v":-4142},{"$f":"CELLCOLOR($U$23)","v":-4142},{"$f":"CELLCOLOR($V$23)","v":-4142},{"$f":"CELLCOLOR($W$23)","v":-4142},{"$f":"CELLCOLOR($X$23)","v":-4142},{"$f":"CELLCOLOR($Y$23)","v":-4142},{"$f":"CELLCOLOR($Z$23)","v":-4142},{"$f":"CELLCOLOR($AA$23)","v":-4142},3]
[]
[null,null,"作業表2-1(冷房)",null,"●月▲時の平均気温(四捨五入で表示）"]
[null,null,null," 時刻"]
[null,null,"月",0,1,2,3,4,5,6,7,8,9,10,11,12,13,14,15,16,17,18,19,20,21,22,23,"月"]
[null,null,4,{"$f":"IF($D$101=24,ROUND($D$12,0),\"\")&\"\"","v":""},{"$f":"IF($E$101=24,ROUND($E$12,0),\"\")&\"\"","v":""},{"$f":"IF($F$101=24,ROUND($F$12,0),\"\")&\"\"","v":""},{"$f":"IF($G$101=24,ROUND($G$12,0),\"\")&\"\"","v":""},{"$f":"IF($H$101=24,ROUND($H$12,0),\"\")&\"\"","v":""},{"$f":"IF($I$101=24,ROUND($I$12,0),\"\")&\"\"","v":""},{"$f":"IF($J$101=24,ROUND($J$12,0),\"\")&\"\"","v":""},{"$f":"IF($K$101=24,ROUND($K$12,0),\"\")&\"\"","v":""},{"$f":"IF($L$101=24,ROUND($L$12,0),\"\")&\"\"","v":""},{"$f":"IF($M$101=24,ROUND($M$12,0),\"\")&\"\"","v":""},{"$f":"IF($N$101=24,ROUND($N$12,0),\"\")&\"\"","v":""},{"$f":"IF($O$101=24,ROUND($O$12,0),\"\")&\"\"","v":""},{"$f":"IF($P$101=24,ROUND($P$12,0),\"\")&\"\"","v":""},{"$f":"IF($Q$101=24,ROUND($Q$12,0),\"\")&\"\"","v":""},{"$f":"IF($R$101=24,ROUND($R$12,0),\"\")&\"\"","v":""},{"$f":"IF($S$101=24,ROUND($S$12,0),\"\")&\"\"","v":""},{"$f":"IF($T$101=24,ROUND($T$12,0),\"\")&\"\"","v":""},{"$f":"IF($U$101=24,ROUND($U$12,0),\"\")&\"\"","v":""},{"$f":"IF($V$101=24,ROUND($V$12,0),\"\")&\"\"","v":""},{"$f":"IF($W$101=24,ROUND($W$12,0),\"\")&\"\"","v":""},{"$f":"IF($X$101=24,ROUND($X$12,0),\"\")&\"\"","v":""},{"$f":"IF($Y$101=24,ROUND($Y$12,0),\"\")&\"\"","v":""},{"$f":"IF($Z$101=24,ROUND($Z$12,0),\"\")&\"\"","v":""},{"$f":"IF($AA$101=24,ROUND($AA$12,0),\"\")&\"\"","v":""},4]
[null,null,5,{"$f":"IF($D$102=24,ROUND($D$13,0),\"\")&\"\"","v":""},{"$f":"IF($E$102=24,ROUND($E$13,0),\"\")&\"\"","v":""},{"$f":"IF($F$102=24,ROUND($F$13,0),\"\")&\"\"","v":""},{"$f":"IF($G$102=24,ROUND($G$13,0),\"\")&\"\"","v":""},{"$f":"IF($H$102=24,ROUND($H$13,0),\"\")&\"\"","v":""},{"$f":"IF($I$102=24,ROUND($I$13,0),\"\")&\"\"","v":""},{"$f":"IF($J$102=24,ROUND($J$13,0),\"\")&\"\"","v":""},{"$f":"IF($K$102=24,ROUND($K$13,0),\"\")&\"\"","v":""},{"$f":"IF($L$102=24,ROUND($L$13,0),\"\")&\"\"","v":""},{"$f":"IF($M$102=24,ROUND($M$13,0),\"\")&\"\"","v":""},{"$f":"IF($N$102=24,ROUND($N$13,0),\"\")&\"\"","v":""},{"$f":"IF($O$102=24,ROUND($O$13,0),\"\")&\"\"","v":""},{"$f":"IF($P$102=24,ROUND($P$13,0),\"\")&\"\"","v":""},{"$f":"IF($Q$102=24,ROUND($Q$13,0),\"\")&\"\"","v":""},{"$f":"IF($R$102=24,ROUND($R$13,0),\"\")&\"\"","v":""},{"$f":"IF($S$102=24,ROUND($S$13,0),\"\")&\"\"","v":""},{"$f":"IF($T$102=24,ROUND($T$13,0),\"\")&\"\"","v":""},{"$f":"IF($U$102=24,ROUND($U$13,0),\"\")&\"\"","v":""},{"$f":"IF($V$102=24,ROUND($V$13,0),\"\")&\"\"","v":""},{"$f":"IF($W$102=24,ROUND($W$13,0),\"\")&\"\"","v":""},{"$f":"IF($X$102=24,ROUND($X$13,0),\"\")&\"\"","v":""},{"$f":"IF($Y$102=24,ROUND($Y$13,0),\"\")&\"\"","v":""},{"$f":"IF($Z$102=24,ROUND($Z$13,0),\"\")&\"\"","v":""},{"$f":"IF($AA$102=24,ROUND($AA$13,0),\"\")&\"\"","v":""},5]
[null,null,6,{"$f":"IF($D$103=24,ROUND($D$14,0),\"\")&\"\"","v":""},{"$f":"IF($E$103=24,ROUND($E$14,0),\"\")&\"\"","v":""},{"$f":"IF($F$103=24,ROUND($F$14,0),\"\")&\"\"","v":""},{"$f":"IF($G$103=24,ROUND($G$14,0),\"\")&\"\"","v":""},{"$f":"IF($H$103=24,ROUND($H$14,0),\"\")&\"\"","v":""},{"$f":"IF($I$103=24,ROUND($I$14,0),\"\")&\"\"","v":""},{"$f":"IF($J$103=24,ROUND($J$14,0),\"\")&\"\"","v":""},{"$f":"IF($K$103=24,ROUND($K$14,0),\"\")&\"\"","v":""},{"$f":"IF($L$103=24,ROUND($L$14,0),\"\")&\"\"","v":""},{"$f":"IF($M$103=24,ROUND($M$14,0),\"\")&\"\"","v":""},{"$f":"IF($N$103=24,ROUND($N$14,0),\"\")&\"\"","v":""},{"$f":"IF($O$103=24,ROUND($O$14,0),\"\")&\"\"","v":""},{"$f":"IF($P$103=24,ROUND($P$14,0),\"\")&\"\"","v":""},{"$f":"IF($Q$103=24,ROUND($Q$14,0),\"\")&\"\"","v":""},{"$f":"IF($R$103=24,ROUND($R$14,0),\"\")&\"\"","v":""},{"$f":"IF($S$103=24,ROUND($S$14,0),\"\")&\"\"","v":""},{"$f":"IF($T$103=24,ROUND($T$14,0),\"\")&\"\"","v":""},{"$f":"IF($U$103=24,ROUND($U$14,0),\"\")&\"\"","v":""},{"$f":"IF($V$103=24,ROUND($V$14,0),\"\")&\"\"","v":""},{"$f":"IF($W$103=24,ROUND($W$14,0),\"\")&\"\"","v":""},{"$f":"IF($X$103=24,ROUND($X$14,0),\"\")&\"\"","v":""},{"$f":"IF($Y$103=24,ROUND($Y$14,0),\"\")&\"\"","v":""},{"$f":"IF($Z$103=24,ROUND($Z$14,0),\"\")&\"\"","v":""},{"$f":"IF($AA$103=24,ROUND($AA$14,0),\"\")&\"\"","v":""},6]
[null,null,7,{"$f":"IF($D$104=24,ROUND($D$15,0),\"\")&\"\"","v":""},{"$f":"IF($E$104=24,ROUND($E$15,0),\"\")&\"\"","v":""},{"$f":"IF($F$104=24,ROUND($F$15,0),\"\")&\"\"","v":""},{"$f":"IF($G$104=24,ROUND($G$15,0),\"\")&\"\"","v":""},{"$f":"IF($H$104=24,ROUND($H$15,0),\"\")&\"\"","v":""},{"$f":"IF($I$104=24,ROUND($I$15,0),\"\")&\"\"","v":""},{"$f":"IF($J$104=24,ROUND($J$15,0),\"\")&\"\"","v":""},{"$f":"IF($K$104=24,ROUND($K$15,0),\"\")&\"\"","v":""},{"$f":"IF($L$104=24,ROUND($L$15,0),\"\")&\"\"","v":""},{"$f":"IF($M$104=24,ROUND($M$15,0),\"\")&\"\"","v":""},{"$f":"IF($N$104=24,ROUND($N$15,0),\"\")&\"\"","v":""},{"$f":"IF($O$104=24,ROUND($O$15,0),\"\")&\"\"","v":""},{"$f":"IF($P$104=24,ROUND($P$15,0),\"\")&\"\"","v":""},{"$f":"IF($Q$104=24,ROUND($Q$15,0),\"\")&\"\"","v":""},{"$f":"IF($R$104=24,ROUND($R$15,0),\"\")&\"\"","v":""},{"$f":"IF($S$104=24,ROUND($S$15,0),\"\")&\"\"","v":""},{"$f":"IF($T$104=24,ROUND($T$15,0),\"\")&\"\"","v":""},{"$f":"IF($U$104=24,ROUND($U$15,0),\"\")&\"\"","v":""},{"$f":"IF($V$104=24,ROUND($V$15,0),\"\")&\"\"","v":""},{"$f":"IF($W$104=24,ROUND($W$15,0),\"\")&\"\"","v":""},{"$f":"IF($X$104=24,ROUND($X$15,0),\"\")&\"\"","v":""},{"$f":"IF($Y$104=24,ROUND($Y$15,0),\"\")&\"\"","v":""},{"$f":"IF($Z$104=24,ROUND($Z$15,0),\"\")&\"\"","v":""},{"$f":"IF($AA$104=24,ROUND($AA$15,0),\"\")&\"\"","v":""},7]
[null,null,8,{"$f":"IF($D$105=24,ROUND($D$16,0),\"\")&\"\"","v":""},{"$f":"IF($E$105=24,ROUND($E$16,0),\"\")&\"\"","v":""},{"$f":"IF($F$105=24,ROUND($F$16,0),\"\")&\"\"","v":""},{"$f":"IF($G$105=24,ROUND($G$16,0),\"\")&\"\"","v":""},{"$f":"IF($H$105=24,ROUND($H$16,0),\"\")&\"\"","v":""},{"$f":"IF($I$105=24,ROUND($I$16,0),\"\")&\"\"","v":""},{"$f":"IF($J$105=24,ROUND($J$16,0),\"\")&\"\"","v":""},{"$f":"IF($K$105=24,ROUND($K$16,0),\"\")&\"\"","v":""},{"$f":"IF($L$105=24,ROUND($L$16,0),\"\")&\"\"","v":""},{"$f":"IF($M$105=24,ROUND($M$16,0),\"\")&\"\"","v":""},{"$f":"IF($N$105=24,ROUND($N$16,0),\"\")&\"\"","v":""},{"$f":"IF($O$105=24,ROUND($O$16,0),\"\")&\"\"","v":""},{"$f":"IF($P$105=24,ROUND($P$16,0),\"\")&\"\"","v":""},{"$f":"IF($Q$105=24,ROUND($Q$16,0),\"\")&\"\"","v":""},{"$f":"IF($R$105=24,ROUND($R$16,0),\"\")&\"\"","v":""},{"$f":"IF($S$105=24,ROUND($S$16,0),\"\")&\"\"","v":""},{"$f":"IF($T$105=24,ROUND($T$16,0),\"\")&\"\"","v":""},{"$f":"IF($U$105=24,ROUND($U$16,0),\"\")&\"\"","v":""},{"$f":"IF($V$105=24,ROUND($V$16,0),\"\")&\"\"","v":""},{"$f":"IF($W$105=24,ROUND($W$16,0),\"\")&\"\"","v":""},{"$f":"IF($X$105=24,ROUND($X$16,0),\"\")&\"\"","v":""},{"$f":"IF($Y$105=24,ROUND($Y$16,0),\"\")&\"\"","v":""},{"$f":"IF($Z$105=24,ROUND($Z$16,0),\"\")&\"\"","v":""},{"$f":"IF($AA$105=24,ROUND($AA$16,0),\"\")&\"\"","v":""},8]
[null,null,9,{"$f":"IF($D$106=24,ROUND($D$17,0),\"\")&\"\"","v":""},{"$f":"IF($E$106=24,ROUND($E$17,0),\"\")&\"\"","v":""},{"$f":"IF($F$106=24,ROUND($F$17,0),\"\")&\"\"","v":""},{"$f":"IF($G$106=24,ROUND($G$17,0),\"\")&\"\"","v":""},{"$f":"IF($H$106=24,ROUND($H$17,0),\"\")&\"\"","v":""},{"$f":"IF($I$106=24,ROUND($I$17,0),\"\")&\"\"","v":""},{"$f":"IF($J$106=24,ROUND($J$17,0),\"\")&\"\"","v":""},{"$f":"IF($K$106=24,ROUND($K$17,0),\"\")&\"\"","v":""},{"$f":"IF($L$106=24,ROUND($L$17,0),\"\")&\"\"","v":""},{"$f":"IF($M$106=24,ROUND($M$17,0),\"\")&\"\"","v":""},{"$f":"IF($N$106=24,ROUND($N$17,0),\"\")&\"\"","v":""},{"$f":"IF($O$106=24,ROUND($O$17,0),\"\")&\"\"","v":""},{"$f":"IF($P$106=24,ROUND($P$17,0),\"\")&\"\"","v":""},{"$f":"IF($Q$106=24,ROUND($Q$17,0),\"\")&\"\"","v":""},{"$f":"IF($R$106=24,ROUND($R$17,0),\"\")&\"\"","v":""},{"$f":"IF($S$106=24,ROUND($S$17,0),\"\")&\"\"","v":""},{"$f":"IF($T$106=24,ROUND($T$17,0),\"\")&\"\"","v":""},{"$f":"IF($U$106=24,ROUND($U$17,0),\"\")&\"\"","v":""},{"$f":"IF($V$106=24,ROUND($V$17,0),\"\")&\"\"","v":""},{"$f":"IF($W$106=24,ROUND($W$17,0),\"\")&\"\"","v":""},{"$f":"IF($X$106=24,ROUND($X$17,0),\"\")&\"\"","v":""},{"$f":"IF($Y$106=24,ROUND($Y$17,0),\"\")&\"\"","v":""},{"$f":"IF($Z$106=24,ROUND($Z$17,0),\"\")&\"\"","v":""},{"$f":"IF($AA$106=24,ROUND($AA$17,0),\"\")&\"\"","v":""},9]
[null,null,10,{"$f":"IF($D$107=24,ROUND($D$18,0),\"\")&\"\"","v":""},{"$f":"IF($E$107=24,ROUND($E$18,0),\"\")&\"\"","v":""},{"$f":"IF($F$107=24,ROUND($F$18,0),\"\")&\"\"","v":""},{"$f":"IF($G$107=24,ROUND($G$18,0),\"\")&\"\"","v":""},{"$f":"IF($H$107=24,ROUND($H$18,0),\"\")&\"\"","v":""},{"$f":"IF($I$107=24,ROUND($I$18,0),\"\")&\"\"","v":""},{"$f":"IF($J$107=24,ROUND($J$18,0),\"\")&\"\"","v":""},{"$f":"IF($K$107=24,ROUND($K$18,0),\"\")&\"\"","v":""},{"$f":"IF($L$107=24,ROUND($L$18,0),\"\")&\"\"","v":""},{"$f":"IF($M$107=24,ROUND($M$18,0),\"\")&\"\"","v":""},{"$f":"IF($N$107=24,ROUND($N$18,0),\"\")&\"\"","v":""},{"$f":"IF($O$107=24,ROUND($O$18,0),\"\")&\"\"","v":""},{"$f":"IF($P$107=24,ROUND($P$18,0),\"\")&\"\"","v":""},{"$f":"IF($Q$107=24,ROUND($Q$18,0),\"\")&\"\"","v":""},{"$f":"IF($R$107=24,ROUND($R$18,0),\"\")&\"\"","v":""},{"$f":"IF($S$107=24,ROUND($S$18,0),\"\")&\"\"","v":""},{"$f":"IF($T$107=24,ROUND($T$18,0),\"\")&\"\"","v":""},{"$f":"IF($U$107=24,ROUND($U$18,0),\"\")&\"\"","v":""},{"$f":"IF($V$107=24,ROUND($V$18,0),\"\")&\"\"","v":""},{"$f":"IF($W$107=24,ROUND($W$18,0),\"\")&\"\"","v":""},{"$f":"IF($X$107=24,ROUND($X$18,0),\"\")&\"\"","v":""},{"$f":"IF($Y$107=24,ROUND($Y$18,0),\"\")&\"\"","v":""},{"$f":"IF($Z$107=24,ROUND($Z$18,0),\"\")&\"\"","v":""},{"$f":"IF($AA$107=24,ROUND($AA$18,0),\"\")&\"\"","v":""},10]
[null,null,11,{"$f":"IF($D$108=24,ROUND($D$19,0),\"\")&\"\"","v":""},{"$f":"IF($E$108=24,ROUND($E$19,0),\"\")&\"\"","v":""},{"$f":"IF($F$108=24,ROUND($F$19,0),\"\")&\"\"","v":""},{"$f":"IF($G$108=24,ROUND($G$19,0),\"\")&\"\"","v":""},{"$f":"IF($H$108=24,ROUND($H$19,0),\"\")&\"\"","v":""},{"$f":"IF($I$108=24,ROUND($I$19,0),\"\")&\"\"","v":""},{"$f":"IF($J$108=24,ROUND($J$19,0),\"\")&\"\"","v":""},{"$f":"IF($K$108=24,ROUND($K$19,0),\"\")&\"\"","v":""},{"$f":"IF($L$108=24,ROUND($L$19,0),\"\")&\"\"","v":""},{"$f":"IF($M$108=24,ROUND($M$19,0),\"\")&\"\"","v":""},{"$f":"IF($N$108=24,ROUND($N$19,0),\"\")&\"\"","v":""},{"$f":"IF($O$108=24,ROUND($O$19,0),\"\")&\"\"","v":""},{"$f":"IF($P$108=24,ROUND($P$19,0),\"\")&\"\"","v":""},{"$f":"IF($Q$108=24,ROUND($Q$19,0),\"\")&\"\"","v":""},{"$f":"IF($R$108=24,ROUND($R$19,0),\"\")&\"\"","v":""},{"$f":"IF($S$108=24,ROUND($S$19,0),\"\")&\"\"","v":""},{"$f":"IF($T$108=24,ROUND($T$19,0),\"\")&\"\"","v":""},{"$f":"IF($U$108=24,ROUND($U$19,0),\"\")&\"\"","v":""},{"$f":"IF($V$108=24,ROUND($V$19,0),\"\")&\"\"","v":""},{"$f":"IF($W$108=24,ROUND($W$19,0),\"\")&\"\"","v":""},{"$f":"IF($X$108=24,ROUND($X$19,0),\"\")&\"\"","v":""},{"$f":"IF($Y$108=24,ROUND($Y$19,0),\"\")&\"\"","v":""},{"$f":"IF($Z$108=24,ROUND($Z$19,0),\"\")&\"\"","v":""},{"$f":"IF($AA$108=24,ROUND($AA$19,0),\"\")&\"\"","v":""},11]
[null,null,12,{"$f":"IF($D$109=24,ROUND($D$20,0),\"\")&\"\"","v":""},{"$f":"IF($E$109=24,ROUND($E$20,0),\"\")&\"\"","v":""},{"$f":"IF($F$109=24,ROUND($F$20,0),\"\")&\"\"","v":""},{"$f":"IF($G$109=24,ROUND($G$20,0),\"\")&\"\"","v":""},{"$f":"IF($H$109=24,ROUND($H$20,0),\"\")&\"\"","v":""},{"$f":"IF($I$109=24,ROUND($I$20,0),\"\")&\"\"","v":""},{"$f":"IF($J$109=24,ROUND($J$20,0),\"\")&\"\"","v":""},{"$f":"IF($K$109=24,ROUND($K$20,0),\"\")&\"\"","v":""},{"$f":"IF($L$109=24,ROUND($L$20,0),\"\")&\"\"","v":""},{"$f":"IF($M$109=24,ROUND($M$20,0),\"\")&\"\"","v":""},{"$f":"IF($N$109=24,ROUND($N$20,0),\"\")&\"\"","v":""},{"$f":"IF($O$109=24,ROUND($O$20,0),\"\")&\"\"","v":""},{"$f":"IF($P$109=24,ROUND($P$20,0),\"\")&\"\"","v":""},{"$f":"IF($Q$109=24,ROUND($Q$20,0),\"\")&\"\"","v":""},{"$f":"IF($R$109=24,ROUND($R$20,0),\"\")&\"\"","v":""},{"$f":"IF($S$109=24,ROUND($S$20,0),\"\")&\"\"","v":""},{"$f":"IF($T$109=24,ROUND($T$20,0),\"\")&\"\"","v":""},{"$f":"IF($U$109=24,ROUND($U$20,0),\"\")&\"\"","v":""},{"$f":"IF($V$109=24,ROUND($V$20,0),\"\")&\"\"","v":""},{"$f":"IF($W$109=24,ROUND($W$20,0),\"\")&\"\"","v":""},{"$f":"IF($X$109=24,ROUND($X$20,0),\"\")&\"\"","v":""},{"$f":"IF($Y$109=24,ROUND($Y$20,0),\"\")&\"\"","v":""},{"$f":"IF($Z$109=24,ROUND($Z$20,0),\"\")&\"\"","v":""},{"$f":"IF($AA$109=24,ROUND($AA$20,0),\"\")&\"\"","v":""},12]
[null,null,1,{"$f":"IF($D$110=24,ROUND($D$21,0),\"\")&\"\"","v":""},{"$f":"IF($E$110=24,ROUND($E$21,0),\"\")&\"\"","v":""},{"$f":"IF($F$110=24,ROUND($F$21,0),\"\")&\"\"","v":""},{"$f":"IF($G$110=24,ROUND($G$21,0),\"\")&\"\"","v":""},{"$f":"IF($H$110=24,ROUND($H$21,0),\"\")&\"\"","v":""},{"$f":"IF($I$110=24,ROUND($I$21,0),\"\")&\"\"","v":""},{"$f":"IF($J$110=24,ROUND($J$21,0),\"\")&\"\"","v":""},{"$f":"IF($K$110=24,ROUND($K$21,0),\"\")&\"\"","v":""},{"$f":"IF($L$110=24,ROUND($L$21,0),\"\")&\"\"","v":""},{"$f":"IF($M$110=24,ROUND($M$21,0),\"\")&\"\"","v":""},{"$f":"IF($N$110=24,ROUND($N$21,0),\"\")&\"\"","v":""},{"$f":"IF($O$110=24,ROUND($O$21,0),\"\")&\"\"","v":""},{"$f":"IF($P$110=24,ROUND($P$21,0),\"\")&\"\"","v":""},{"$f":"IF($Q$110=24,ROUND($Q$21,0),\"\")&\"\"","v":""},{"$f":"IF($R$110=24,ROUND($R$21,0),\"\")&\"\"","v":""},{"$f":"IF($S$110=24,ROUND($S$21,0),\"\")&\"\"","v":""},{"$f":"IF($T$110=24,ROUND($T$21,0),\"\")&\"\"","v":""},{"$f":"IF($U$110=24,ROUND($U$21,0),\"\")&\"\"","v":""},{"$f":"IF($V$110=24,ROUND($V$21,0),\"\")&\"\"","v":""},{"$f":"IF($W$110=24,ROUND($W$21,0),\"\")&\"\"","v":""},{"$f":"IF($X$110=24,ROUND($X$21,0),\"\")&\"\"","v":""},{"$f":"IF($Y$110=24,ROUND($Y$21,0),\"\")&\"\"","v":""},{"$f":"IF($Z$110=24,ROUND($Z$21,0),\"\")&\"\"","v":""},{"$f":"IF($AA$110=24,ROUND($AA$21,0),\"\")&\"\"","v":""},1]
[null,null,2,{"$f":"IF($D$111=24,ROUND($D$22,0),\"\")&\"\"","v":""},{"$f":"IF($E$111=24,ROUND($E$22,0),\"\")&\"\"","v":""},{"$f":"IF($F$111=24,ROUND($F$22,0),\"\")&\"\"","v":""},{"$f":"IF($G$111=24,ROUND($G$22,0),\"\")&\"\"","v":""},{"$f":"IF($H$111=24,ROUND($H$22,0),\"\")&\"\"","v":""},{"$f":"IF($I$111=24,ROUND($I$22,0),\"\")&\"\"","v":""},{"$f":"IF($J$111=24,ROUND($J$22,0),\"\")&\"\"","v":""},{"$f":"IF($K$111=24,ROUND($K$22,0),\"\")&\"\"","v":""},{"$f":"IF($L$111=24,ROUND($L$22,0),\"\")&\"\"","v":""},{"$f":"IF($M$111=24,ROUND($M$22,0),\"\")&\"\"","v":""},{"$f":"IF($N$111=24,ROUND($N$22,0),\"\")&\"\"","v":""},{"$f":"IF($O$111=24,ROUND($O$22,0),\"\")&\"\"","v":""},{"$f":"IF($P$111=24,ROUND($P$22,0),\"\")&\"\"","v":""},{"$f":"IF($Q$111=24,ROUND($Q$22,0),\"\")&\"\"","v":""},{"$f":"IF($R$111=24,ROUND($R$22,0),\"\")&\"\"","v":""},{"$f":"IF($S$111=24,ROUND($S$22,0),\"\")&\"\"","v":""},{"$f":"IF($T$111=24,ROUND($T$22,0),\"\")&\"\"","v":""},{"$f":"IF($U$111=24,ROUND($U$22,0),\"\")&\"\"","v":""},{"$f":"IF($V$111=24,ROUND($V$22,0),\"\")&\"\"","v":""},{"$f":"IF($W$111=24,ROUND($W$22,0),\"\")&\"\"","v":""},{"$f":"IF($X$111=24,ROUND($X$22,0),\"\")&\"\"","v":""},{"$f":"IF($Y$111=24,ROUND($Y$22,0),\"\")&\"\"","v":""},{"$f":"IF($Z$111=24,ROUND($Z$22,0),\"\")&\"\"","v":""},{"$f":"IF($AA$111=24,ROUND($AA$22,0),\"\")&\"\"","v":""},2]
[null,null,3,{"$f":"IF($D$112=24,ROUND($D$23,0),\"\")&\"\"","v":""},{"$f":"IF($E$112=24,ROUND($E$23,0),\"\")&\"\"","v":""},{"$f":"IF($F$112=24,ROUND($F$23,0),\"\")&\"\"","v":""},{"$f":"IF($G$112=24,ROUND($G$23,0),\"\")&\"\"","v":""},{"$f":"IF($H$112=24,ROUND($H$23,0),\"\")&\"\"","v":""},{"$f":"IF($I$112=24,ROUND($I$23,0),\"\")&\"\"","v":""},{"$f":"IF($J$112=24,ROUND($J$23,0),\"\")&\"\"","v":""},{"$f":"IF($K$112=24,ROUND($K$23,0),\"\")&\"\"","v":""},{"$f":"IF($L$112=24,ROUND($L$23,0),\"\")&\"\"","v":""},{"$f":"IF($M$112=24,ROUND($M$23,0),\"\")&\"\"","v":""},{"$f":"IF($N$112=24,ROUND($N$23,0),\"\")&\"\"","v":""},{"$f":"IF($O$112=24,ROUND($O$23,0),\"\")&\"\"","v":""},{"$f":"IF($P$112=24,ROUND($P$23,0),\"\")&\"\"","v":""},{"$f":"IF($Q$112=24,ROUND($Q$23,0),\"\")&\"\"","v":""},{"$f":"IF($R$112=24,ROUND($R$23,0),\"\")&\"\"","v":""},{"$f":"IF($S$112=24,ROUND($S$23,0),\"\")&\"\"","v":""},{"$f":"IF($T$112=24,ROUND($T$23,0),\"\")&\"\"","v":""},{"$f":"IF($U$112=24,ROUND($U$23,0),\"\")&\"\"","v":""},{"$f":"IF($V$112=24,ROUND($V$23,0),\"\")&\"\"","v":""},{"$f":"IF($W$112=24,ROUND($W$23,0),\"\")&\"\"","v":""},{"$f":"IF($X$112=24,ROUND($X$23,0),\"\")&\"\"","v":""},{"$f":"IF($Y$112=24,ROUND($Y$23,0),\"\")&\"\"","v":""},{"$f":"IF($Z$112=24,ROUND($Z$23,0),\"\")&\"\"","v":""},{"$f":"IF($AA$112=24,ROUND($AA$23,0),\"\")&\"\"","v":""},3]
[]
[null,null,"作業表2-2(暖房)",null,"●月▲時の平均気温(四捨五入で表示）"]
[null,null,null," 時刻"]
[null,null,"月",0,1,2,3,4,5,6,7,8,9,10,11,12,13,14,15,16,17,18,19,20,21,22,23,"月"]
[null,null,4,{"$f":"IF($D$101=19,ROUND($D$12,0),\"\")&\"\"","v":""},{"$f":"IF($E$101=19,ROUND($E$12,0),\"\")&\"\"","v":""},{"$f":"IF($F$101=19,ROUND($F$12,0),\"\")&\"\"","v":""},{"$f":"IF($G$101=19,ROUND($G$12,0),\"\")&\"\"","v":""},{"$f":"IF($H$101=19,ROUND($H$12,0),\"\")&\"\"","v":""},{"$f":"IF($I$101=19,ROUND($I$12,0),\"\")&\"\"","v":""},{"$f":"IF($J$101=19,ROUND($J$12,0),\"\")&\"\"","v":""},{"$f":"IF($K$101=19,ROUND($K$12,0),\"\")&\"\"","v":""},{"$f":"IF($L$101=19,ROUND($L$12,0),\"\")&\"\"","v":""},{"$f":"IF($M$101=19,ROUND($M$12,0),\"\")&\"\"","v":""},{"$f":"IF($N$101=19,ROUND($N$12,0),\"\")&\"\"","v":""},{"$f":"IF($O$101=19,ROUND($O$12,0),\"\")&\"\"","v":""},{"$f":"IF($P$101=19,ROUND($P$12,0),\"\")&\"\"","v":""},{"$f":"IF($Q$101=19,ROUND($Q$12,0),\"\")&\"\"","v":""},{"$f":"IF($R$101=19,ROUND($R$12,0),\"\")&\"\"","v":""},{"$f":"IF($S$101=19,ROUND($S$12,0),\"\")&\"\"","v":""},{"$f":"IF($T$101=19,ROUND($T$12,0),\"\")&\"\"","v":""},{"$f":"IF($U$101=19,ROUND($U$12,0),\"\")&\"\"","v":""},{"$f":"IF($V$101=19,ROUND($V$12,0),\"\")&\"\"","v":""},{"$f":"IF($W$101=19,ROUND($W$12,0),\"\")&\"\"","v":""},{"$f":"IF($X$101=19,ROUND($X$12,0),\"\")&\"\"","v":""},{"$f":"IF($Y$101=19,ROUND($Y$12,0),\"\")&\"\"","v":""},{"$f":"IF($Z$101=19,ROUND($Z$12,0),\"\")&\"\"","v":""},{"$f":"IF($AA$101=19,ROUND($AA$12,0),\"\")&\"\"","v":""},4]
[null,null,5,{"$f":"IF($D$102=19,ROUND($D$13,0),\"\")&\"\"","v":""},{"$f":"IF($E$102=19,ROUND($E$13,0),\"\")&\"\"","v":""},{"$f":"IF($F$102=19,ROUND($F$13,0),\"\")&\"\"","v":""},{"$f":"IF($G$102=19,ROUND($G$13,0),\"\")&\"\"","v":""},{"$f":"IF($H$102=19,ROUND($H$13,0),\"\")&\"\"","v":""},{"$f":"IF($I$102=19,ROUND($I$13,0),\"\")&\"\"","v":""},{"$f":"IF($J$102=19,ROUND($J$13,0),\"\")&\"\"","v":""},{"$f":"IF($K$102=19,ROUND($K$13,0),\"\")&\"\"","v":""},{"$f":"IF($L$102=19,ROUND($L$13,0),\"\")&\"\"","v":""},{"$f":"IF($M$102=19,ROUND($M$13,0),\"\")&\"\"","v":""},{"$f":"IF($N$102=19,ROUND($N$13,0),\"\")&\"\"","v":""},{"$f":"IF($O$102=19,ROUND($O$13,0),\"\")&\"\"","v":""},{"$f":"IF($P$102=19,ROUND($P$13,0),\"\")&\"\"","v":""},{"$f":"IF($Q$102=19,ROUND($Q$13,0),\"\")&\"\"","v":""},{"$f":"IF($R$102=19,ROUND($R$13,0),\"\")&\"\"","v":""},{"$f":"IF($S$102=19,ROUND($S$13,0),\"\")&\"\"","v":""},{"$f":"IF($T$102=19,ROUND($T$13,0),\"\")&\"\"","v":""},{"$f":"IF($U$102=19,ROUND($U$13,0),\"\")&\"\"","v":""},{"$f":"IF($V$102=19,ROUND($V$13,0),\"\")&\"\"","v":""},{"$f":"IF($W$102=19,ROUND($W$13,0),\"\")&\"\"","v":""},{"$f":"IF($X$102=19,ROUND($X$13,0),\"\")&\"\"","v":""},{"$f":"IF($Y$102=19,ROUND($Y$13,0),\"\")&\"\"","v":""},{"$f":"IF($Z$102=19,ROUND($Z$13,0),\"\")&\"\"","v":""},{"$f":"IF($AA$102=19,ROUND($AA$13,0),\"\")&\"\"","v":""},5]
[null,null,6,{"$f":"IF($D$103=19,ROUND($D$14,0),\"\")&\"\"","v":""},{"$f":"IF($E$103=19,ROUND($E$14,0),\"\")&\"\"","v":""},{"$f":"IF($F$103=19,ROUND($F$14,0),\"\")&\"\"","v":""},{"$f":"IF($G$103=19,ROUND($G$14,0),\"\")&\"\"","v":""},{"$f":"IF($H$103=19,ROUND($H$14,0),\"\")&\"\"","v":""},{"$f":"IF($I$103=19,ROUND($I$14,0),\"\")&\"\"","v":""},{"$f":"IF($J$103=19,ROUND($J$14,0),\"\")&\"\"","v":""},{"$f":"IF($K$103=19,ROUND($K$14,0),\"\")&\"\"","v":""},{"$f":"IF($L$103=19,ROUND($L$14,0),\"\")&\"\"","v":""},{"$f":"IF($M$103=19,ROUND($M$14,0),\"\")&\"\"","v":""},{"$f":"IF($N$103=19,ROUND($N$14,0),\"\")&\"\"","v":""},{"$f":"IF($O$103=19,ROUND($O$14,0),\"\")&\"\"","v":""},{"$f":"IF($P$103=19,ROUND($P$14,0),\"\")&\"\"","v":""},{"$f":"IF($Q$103=19,ROUND($Q$14,0),\"\")&\"\"","v":""},{"$f":"IF($R$103=19,ROUND($R$14,0),\"\")&\"\"","v":""},{"$f":"IF($S$103=19,ROUND($S$14,0),\"\")&\"\"","v":""},{"$f":"IF($T$103=19,ROUND($T$14,0),\"\")&\"\"","v":""},{"$f":"IF($U$103=19,ROUND($U$14,0),\"\")&\"\"","v":""},{"$f":"IF($V$103=19,ROUND($V$14,0),\"\")&\"\"","v":""},{"$f":"IF($W$103=19,ROUND($W$14,0),\"\")&\"\"","v":""},{"$f":"IF($X$103=19,ROUND($X$14,0),\"\")&\"\"","v":""},{"$f":"IF($Y$103=19,ROUND($Y$14,0),\"\")&\"\"","v":""},{"$f":"IF($Z$103=19,ROUND($Z$14,0),\"\")&\"\"","v":""},{"$f":"IF($AA$103=19,ROUND($AA$14,0),\"\")&\"\"","v":""},6]
[null,null,7,{"$f":"IF($D$104=19,ROUND($D$15,0),\"\")&\"\"","v":""},{"$f":"IF($E$104=19,ROUND($E$15,0),\"\")&\"\"","v":""},{"$f":"IF($F$104=19,ROUND($F$15,0),\"\")&\"\"","v":""},{"$f":"IF($G$104=19,ROUND($G$15,0),\"\")&\"\"","v":""},{"$f":"IF($H$104=19,ROUND($H$15,0),\"\")&\"\"","v":""},{"$f":"IF($I$104=19,ROUND($I$15,0),\"\")&\"\"","v":""},{"$f":"IF($J$104=19,ROUND($J$15,0),\"\")&\"\"","v":""},{"$f":"IF($K$104=19,ROUND($K$15,0),\"\")&\"\"","v":""},{"$f":"IF($L$104=19,ROUND($L$15,0),\"\")&\"\"","v":""},{"$f":"IF($M$104=19,ROUND($M$15,0),\"\")&\"\"","v":""},{"$f":"IF($N$104=19,ROUND($N$15,0),\"\")&\"\"","v":""},{"$f":"IF($O$104=19,ROUND($O$15,0),\"\")&\"\"","v":""},{"$f":"IF($P$104=19,ROUND($P$15,0),\"\")&\"\"","v":""},{"$f":"IF($Q$104=19,ROUND($Q$15,0),\"\")&\"\"","v":""},{"$f":"IF($R$104=19,ROUND($R$15,0),\"\")&\"\"","v":""},{"$f":"IF($S$104=19,ROUND($S$15,0),\"\")&\"\"","v":""},{"$f":"IF($T$104=19,ROUND($T$15,0),\"\")&\"\"","v":""},{"$f":"IF($U$104=19,ROUND($U$15,0),\"\")&\"\"","v":""},{"$f":"IF($V$104=19,ROUND($V$15,0),\"\")&\"\"","v":""},{"$f":"IF($W$104=19,ROUND($W$15,0),\"\")&\"\"","v":""},{"$f":"IF($X$104=19,ROUND($X$15,0),\"\")&\"\"","v":""},{"$f":"IF($Y$104=19,ROUND($Y$15,0),\"\")&\"\"","v":""},{"$f":"IF($Z$104=19,ROUND($Z$15,0),\"\")&\"\"","v":""},{"$f":"IF($AA$104=19,ROUND($AA$15,0),\"\")&\"\"","v":""},7]
[null,null,8,{"$f":"IF($D$105=19,ROUND($D$16,0),\"\")&\"\"","v":""},{"$f":"IF($E$105=19,ROUND($E$16,0),\"\")&\"\"","v":""},{"$f":"IF($F$105=19,ROUND($F$16,0),\"\")&\"\"","v":""},{"$f":"IF($G$105=19,ROUND($G$16,0),\"\")&\"\"","v":""},{"$f":"IF($H$105=19,ROUND($H$16,0),\"\")&\"\"","v":""},{"$f":"IF($I$105=19,ROUND($I$16,0),\"\")&\"\"","v":""},{"$f":"IF($J$105=19,ROUND($J$16,0),\"\")&\"\"","v":""},{"$f":"IF($K$105=19,ROUND($K$16,0),\"\")&\"\"","v":""},{"$f":"IF($L$105=19,ROUND($L$16,0),\"\")&\"\"","v":""},{"$f":"IF($M$105=19,ROUND($M$16,0),\"\")&\"\"","v":""},{"$f":"IF($N$105=19,ROUND($N$16,0),\"\")&\"\"","v":""},{"$f":"IF($O$105=19,ROUND($O$16,0),\"\")&\"\"","v":""},{"$f":"IF($P$105=19,ROUND($P$16,0),\"\")&\"\"","v":""},{"$f":"IF($Q$105=19,ROUND($Q$16,0),\"\")&\"\"","v":""},{"$f":"IF($R$105=19,ROUND($R$16,0),\"\")&\"\"","v":""},{"$f":"IF($S$105=19,ROUND($S$16,0),\"\")&\"\"","v":""},{"$f":"IF($T$105=19,ROUND($T$16,0),\"\")&\"\"","v":""},{"$f":"IF($U$105=19,ROUND($U$16,0),\"\")&\"\"","v":""},{"$f":"IF($V$105=19,ROUND($V$16,0),\"\")&\"\"","v":""},{"$f":"IF($W$105=19,ROUND($W$16,0),\"\")&\"\"","v":""},{"$f":"IF($X$105=19,ROUND($X$16,0),\"\")&\"\"","v":""},{"$f":"IF($Y$105=19,ROUND($Y$16,0),\"\")&\"\"","v":""},{"$f":"IF($Z$105=19,ROUND($Z$16,0),\"\")&\"\"","v":""},{"$f":"IF($AA$105=19,ROUND($AA$16,0),\"\")&\"\"","v":""},8]
[null,null,9,{"$f":"IF($D$106=19,ROUND($D$17,0),\"\")&\"\"","v":""},{"$f":"IF($E$106=19,ROUND($E$17,0),\"\")&\"\"","v":""},{"$f":"IF($F$106=19,ROUND($F$17,0),\"\")&\"\"","v":""},{"$f":"IF($G$106=19,ROUND($G$17,0),\"\")&\"\"","v":""},{"$f":"IF($H$106=19,ROUND($H$17,0),\"\")&\"\"","v":""},{"$f":"IF($I$106=19,ROUND($I$17,0),\"\")&\"\"","v":""},{"$f":"IF($J$106=19,ROUND($J$17,0),\"\")&\"\"","v":""},{"$f":"IF($K$106=19,ROUND($K$17,0),\"\")&\"\"","v":""},{"$f":"IF($L$106=19,ROUND($L$17,0),\"\")&\"\"","v":""},{"$f":"IF($M$106=19,ROUND($M$17,0),\"\")&\"\"","v":""},{"$f":"IF($N$106=19,ROUND($N$17,0),\"\")&\"\"","v":""},{"$f":"IF($O$106=19,ROUND($O$17,0),\"\")&\"\"","v":""},{"$f":"IF($P$106=19,ROUND($P$17,0),\"\")&\"\"","v":""},{"$f":"IF($Q$106=19,ROUND($Q$17,0),\"\")&\"\"","v":""},{"$f":"IF($R$106=19,ROUND($R$17,0),\"\")&\"\"","v":""},{"$f":"IF($S$106=19,ROUND($S$17,0),\"\")&\"\"","v":""},{"$f":"IF($T$106=19,ROUND($T$17,0),\"\")&\"\"","v":""},{"$f":"IF($U$106=19,ROUND($U$17,0),\"\")&\"\"","v":""},{"$f":"IF($V$106=19,ROUND($V$17,0),\"\")&\"\"","v":""},{"$f":"IF($W$106=19,ROUND($W$17,0),\"\")&\"\"","v":""},{"$f":"IF($X$106=19,ROUND($X$17,0),\"\")&\"\"","v":""},{"$f":"IF($Y$106=19,ROUND($Y$17,0),\"\")&\"\"","v":""},{"$f":"IF($Z$106=19,ROUND($Z$17,0),\"\")&\"\"","v":""},{"$f":"IF($AA$106=19,ROUND($AA$17,0),\"\")&\"\"","v":""},9]
[null,null,10,{"$f":"IF($D$107=19,ROUND($D$18,0),\"\")&\"\"","v":""},{"$f":"IF($E$107=19,ROUND($E$18,0),\"\")&\"\"","v":""},{"$f":"IF($F$107=19,ROUND($F$18,0),\"\")&\"\"","v":""},{"$f":"IF($G$107=19,ROUND($G$18,0),\"\")&\"\"","v":""},{"$f":"IF($H$107=19,ROUND($H$18,0),\"\")&\"\"","v":""},{"$f":"IF($I$107=19,ROUND($I$18,0),\"\")&\"\"","v":""},{"$f":"IF($J$107=19,ROUND($J$18,0),\"\")&\"\"","v":""},{"$f":"IF($K$107=19,ROUND($K$18,0),\"\")&\"\"","v":""},{"$f":"IF($L$107=19,ROUND($L$18,0),\"\")&\"\"","v":""},{"$f":"IF($M$107=19,ROUND($M$18,0),\"\")&\"\"","v":""},{"$f":"IF($N$107=19,ROUND($N$18,0),\"\")&\"\"","v":""},{"$f":"IF($O$107=19,ROUND($O$18,0),\"\")&\"\"","v":""},{"$f":"IF($P$107=19,ROUND($P$18,0),\"\")&\"\"","v":""},{"$f":"IF($Q$107=19,ROUND($Q$18,0),\"\")&\"\"","v":""},{"$f":"IF($R$107=19,ROUND($R$18,0),\"\")&\"\"","v":""},{"$f":"IF($S$107=19,ROUND($S$18,0),\"\")&\"\"","v":""},{"$f":"IF($T$107=19,ROUND($T$18,0),\"\")&\"\"","v":""},{"$f":"IF($U$107=19,ROUND($U$18,0),\"\")&\"\"","v":""},{"$f":"IF($V$107=19,ROUND($V$18,0),\"\")&\"\"","v":""},{"$f":"IF($W$107=19,ROUND($W$18,0),\"\")&\"\"","v":""},{"$f":"IF($X$107=19,ROUND($X$18,0),\"\")&\"\"","v":""},{"$f":"IF($Y$107=19,ROUND($Y$18,0),\"\")&\"\"","v":""},{"$f":"IF($Z$107=19,ROUND($Z$18,0),\"\")&\"\"","v":""},{"$f":"IF($AA$107=19,ROUND($AA$18,0),\"\")&\"\"","v":""},10]
[null,null,11,{"$f":"IF($D$108=19,ROUND($D$19,0),\"\")&\"\"","v":""},{"$f":"IF($E$108=19,ROUND($E$19,0),\"\")&\"\"","v":""},{"$f":"IF($F$108=19,ROUND($F$19,0),\"\")&\"\"","v":""},{"$f":"IF($G$108=19,ROUND($G$19,0),\"\")&\"\"","v":""},{"$f":"IF($H$108=19,ROUND($H$19,0),\"\")&\"\"","v":""},{"$f":"IF($I$108=19,ROUND($I$19,0),\"\")&\"\"","v":""},{"$f":"IF($J$108=19,ROUND($J$19,0),\"\")&\"\"","v":""},{"$f":"IF($K$108=19,ROUND($K$19,0),\"\")&\"\"","v":""},{"$f":"IF($L$108=19,ROUND($L$19,0),\"\")&\"\"","v":""},{"$f":"IF($M$108=19,ROUND($M$19,0),\"\")&\"\"","v":""},{"$f":"IF($N$108=19,ROUND($N$19,0),\"\")&\"\"","v":""},{"$f":"IF($O$108=19,ROUND($O$19,0),\"\")&\"\"","v":""},{"$f":"IF($P$108=19,ROUND($P$19,0),\"\")&\"\"","v":""},{"$f":"IF($Q$108=19,ROUND($Q$19,0),\"\")&\"\"","v":""},{"$f":"IF($R$108=19,ROUND($R$19,0),\"\")&\"\"","v":""},{"$f":"IF($S$108=19,ROUND($S$19,0),\"\")&\"\"","v":""},{"$f":"IF($T$108=19,ROUND($T$19,0),\"\")&\"\"","v":""},{"$f":"IF($U$108=19,ROUND($U$19,0),\"\")&\"\"","v":""},{"$f":"IF($V$108=19,ROUND($V$19,0),\"\")&\"\"","v":""},{"$f":"IF($W$108=19,ROUND($W$19,0),\"\")&\"\"","v":""},{"$f":"IF($X$108=19,ROUND($X$19,0),\"\")&\"\"","v":""},{"$f":"IF($Y$108=19,ROUND($Y$19,0),\"\")&\"\"","v":""},{"$f":"IF($Z$108=19,ROUND($Z$19,0),\"\")&\"\"","v":""},{"$f":"IF($AA$108=19,ROUND($AA$19,0),\"\")&\"\"","v":""},11]
[null,null,12,{"$f":"IF($D$109=19,ROUND($D$20,0),\"\")&\"\"","v":""},{"$f":"IF($E$109=19,ROUND($E$20,0),\"\")&\"\"","v":""},{"$f":"IF($F$109=19,ROUND($F$20,0),\"\")&\"\"","v":""},{"$f":"IF($G$109=19,ROUND($G$20,0),\"\")&\"\"","v":""},{"$f":"IF($H$109=19,ROUND($H$20,0),\"\")&\"\"","v":""},{"$f":"IF($I$109=19,ROUND($I$20,0),\"\")&\"\"","v":""},{"$f":"IF($J$109=19,ROUND($J$20,0),\"\")&\"\"","v":""},{"$f":"IF($K$109=19,ROUND($K$20,0),\"\")&\"\"","v":""},{"$f":"IF($L$109=19,ROUND($L$20,0),\"\")&\"\"","v":""},{"$f":"IF($M$109=19,ROUND($M$20,0),\"\")&\"\"","v":""},{"$f":"IF($N$109=19,ROUND($N$20,0),\"\")&\"\"","v":""},{"$f":"IF($O$109=19,ROUND($O$20,0),\"\")&\"\"","v":""},{"$f":"IF($P$109=19,ROUND($P$20,0),\"\")&\"\"","v":""},{"$f":"IF($Q$109=19,ROUND($Q$20,0),\"\")&\"\"","v":""},{"$f":"IF($R$109=19,ROUND($R$20,0),\"\")&\"\"","v":""},{"$f":"IF($S$109=19,ROUND($S$20,0),\"\")&\"\"","v":""},{"$f":"IF($T$109=19,ROUND($T$20,0),\"\")&\"\"","v":""},{"$f":"IF($U$109=19,ROUND($U$20,0),\"\")&\"\"","v":""},{"$f":"IF($V$109=19,ROUND($V$20,0),\"\")&\"\"","v":""},{"$f":"IF($W$109=19,ROUND($W$20,0),\"\")&\"\"","v":""},{"$f":"IF($X$109=19,ROUND($X$20,0),\"\")&\"\"","v":""},{"$f":"IF($Y$109=19,ROUND($Y$20,0),\"\")&\"\"","v":""},{"$f":"IF($Z$109=19,ROUND($Z$20,0),\"\")&\"\"","v":""},{"$f":"IF($AA$109=19,ROUND($AA$20,0),\"\")&\"\"","v":""},12]
[null,null,1,{"$f":"IF($D$110=19,ROUND($D$21,0),\"\")&\"\"","v":""},{"$f":"IF($E$110=19,ROUND($E$21,0),\"\")&\"\"","v":""},{"$f":"IF($F$110=19,ROUND($F$21,0),\"\")&\"\"","v":""},{"$f":"IF($G$110=19,ROUND($G$21,0),\"\")&\"\"","v":""},{"$f":"IF($H$110=19,ROUND($H$21,0),\"\")&\"\"","v":""},{"$f":"IF($I$110=19,ROUND($I$21,0),\"\")&\"\"","v":""},{"$f":"IF($J$110=19,ROUND($J$21,0),\"\")&\"\"","v":""},{"$f":"IF($K$110=19,ROUND($K$21,0),\"\")&\"\"","v":""},{"$f":"IF($L$110=19,ROUND($L$21,0),\"\")&\"\"","v":""},{"$f":"IF($M$110=19,ROUND($M$21,0),\"\")&\"\"","v":""},{"$f":"IF($N$110=19,ROUND($N$21,0),\"\")&\"\"","v":""},{"$f":"IF($O$110=19,ROUND($O$21,0),\"\")&\"\"","v":""},{"$f":"IF($P$110=19,ROUND($P$21,0),\"\")&\"\"","v":""},{"$f":"IF($Q$110=19,ROUND($Q$21,0),\"\")&\"\"","v":""},{"$f":"IF($R$110=19,ROUND($R$21,0),\"\")&\"\"","v":""},{"$f":"IF($S$110=19,ROUND($S$21,0),\"\")&\"\"","v":""},{"$f":"IF($T$110=19,ROUND($T$21,0),\"\")&\"\"","v":""},{"$f":"IF($U$110=19,ROUND($U$21,0),\"\")&\"\"","v":""},{"$f":"IF($V$110=19,ROUND($V$21,0),\"\")&\"\"","v":""},{"$f":"IF($W$110=19,ROUND($W$21,0),\"\")&\"\"","v":""},{"$f":"IF($X$110=19,ROUND($X$21,0),\"\")&\"\"","v":""},{"$f":"IF($Y$110=19,ROUND($Y$21,0),\"\")&\"\"","v":""},{"$f":"IF($Z$110=19,ROUND($Z$21,0),\"\")&\"\"","v":""},{"$f":"IF($AA$110=19,ROUND($AA$21,0),\"\")&\"\"","v":""},1]
[null,null,2,{"$f":"IF($D$111=19,ROUND($D$22,0),\"\")&\"\"","v":""},{"$f":"IF($E$111=19,ROUND($E$22,0),\"\")&\"\"","v":""},{"$f":"IF($F$111=19,ROUND($F$22,0),\"\")&\"\"","v":""},{"$f":"IF($G$111=19,ROUND($G$22,0),\"\")&\"\"","v":""},{"$f":"IF($H$111=19,ROUND($H$22,0),\"\")&\"\"","v":""},{"$f":"IF($I$111=19,ROUND($I$22,0),\"\")&\"\"","v":""},{"$f":"IF($J$111=19,ROUND($J$22,0),\"\")&\"\"","v":""},{"$f":"IF($K$111=19,ROUND($K$22,0),\"\")&\"\"","v":""},{"$f":"IF($L$111=19,ROUND($L$22,0),\"\")&\"\"","v":""},{"$f":"IF($M$111=19,ROUND($M$22,0),\"\")&\"\"","v":""},{"$f":"IF($N$111=19,ROUND($N$22,0),\"\")&\"\"","v":""},{"$f":"IF($O$111=19,ROUND($O$22,0),\"\")&\"\"","v":""},{"$f":"IF($P$111=19,ROUND($P$22,0),\"\")&\"\"","v":""},{"$f":"IF($Q$111=19,ROUND($Q$22,0),\"\")&\"\"","v":""},{"$f":"IF($R$111=19,ROUND($R$22,0),\"\")&\"\"","v":""},{"$f":"IF($S$111=19,ROUND($S$22,0),\"\")&\"\"","v":""},{"$f":"IF($T$111=19,ROUND($T$22,0),\"\")&\"\"","v":""},{"$f":"IF($U$111=19,ROUND($U$22,0),\"\")&\"\"","v":""},{"$f":"IF($V$111=19,ROUND($V$22,0),\"\")&\"\"","v":""},{"$f":"IF($W$111=19,ROUND($W$22,0),\"\")&\"\"","v":""},{"$f":"IF($X$111=19,ROUND($X$22,0),\"\")&\"\"","v":""},{"$f":"IF($Y$111=19,ROUND($Y$22,0),\"\")&\"\"","v":""},{"$f":"IF($Z$111=19,ROUND($Z$22,0),\"\")&\"\"","v":""},{"$f":"IF($AA$111=19,ROUND($AA$22,0),\"\")&\"\"","v":""},2]
[null,null,3,{"$f":"IF($D$112=19,ROUND($D$23,0),\"\")&\"\"","v":""},{"$f":"IF($E$112=19,ROUND($E$23,0),\"\")&\"\"","v":""},{"$f":"IF($F$112=19,ROUND($F$23,0),\"\")&\"\"","v":""},{"$f":"IF($G$112=19,ROUND($G$23,0),\"\")&\"\"","v":""},{"$f":"IF($H$112=19,ROUND($H$23,0),\"\")&\"\"","v":""},{"$f":"IF($I$112=19,ROUND($I$23,0),\"\")&\"\"","v":""},{"$f":"IF($J$112=19,ROUND($J$23,0),\"\")&\"\"","v":""},{"$f":"IF($K$112=19,ROUND($K$23,0),\"\")&\"\"","v":""},{"$f":"IF($L$112=19,ROUND($L$23,0),\"\")&\"\"","v":""},{"$f":"IF($M$112=19,ROUND($M$23,0),\"\")&\"\"","v":""},{"$f":"IF($N$112=19,ROUND($N$23,0),\"\")&\"\"","v":""},{"$f":"IF($O$112=19,ROUND($O$23,0),\"\")&\"\"","v":""},{"$f":"IF($P$112=19,ROUND($P$23,0),\"\")&\"\"","v":""},{"$f":"IF($Q$112=19,ROUND($Q$23,0),\"\")&\"\"","v":""},{"$f":"IF($R$112=19,ROUND($R$23,0),\"\")&\"\"","v":""},{"$f":"IF($S$112=19,ROUND($S$23,0),\"\")&\"\"","v":""},{"$f":"IF($T$112=19,ROUND($T$23,0),\"\")&\"\"","v":""},{"$f":"IF($U$112=19,ROUND($U$23,0),\"\")&\"\"","v":""},{"$f":"IF($V$112=19,ROUND($V$23,0),\"\")&\"\"","v":""},{"$f":"IF($W$112=19,ROUND($W$23,0),\"\")&\"\"","v":""},{"$f":"IF($X$112=19,ROUND($X$23,0),\"\")&\"\"","v":""},{"$f":"IF($Y$112=19,ROUND($Y$23,0),\"\")&\"\"","v":""},{"$f":"IF($Z$112=19,ROUND($Z$23,0),\"\")&\"\"","v":""},{"$f":"IF($AA$112=19,ROUND($AA$23,0),\"\")&\"\"","v":""},3]
[]
[null,null,"冷房期間中　温度(T)が発生する時間[hour]"]
[null,null,null," 温度(T)",null,null,null,null,null,null,null,null,null,null,null,null,null,null,null,null,null,null,null,null,null,null,null,null,null,null,null,null,null,null,null,null,null,null,null,null,null,null,null,null,null,null,"月単位"]
[null,null,"月",-6,-5,-4,-3,-2,-1,0,1,2,3,4,5,6,7,8,9,10,11,12,13,14,15,16,17,18,19,20,21,22,23,24,25,26,27,28,29,30,31,32,33,34,35,"月","前1","前2","前3","前4","前5","前6","前7","前8","前9","前10",null,"後1","後2","後3","後4","後5","後6","後7","後8","後9","後10"]
[null,null,4,{"$f":"COUNTIF($D$117:$AA$117,$D$148)*$AB$12","v":0},{"$f":"COUNTIF($D$117:$AA$117,$E$148)*$AB$12","v":0},{"$f":"COUNTIF($D$117:$AA$117,$F$148)*$AB$12","v":0},{"$f":"COUNTIF($D$117:$AA$117,$G$148)*$AB$12","v":0},{"$f":"COUNTIF($D$117:$AA$117,$H$148)*$AB$12","v":0},{"$f":"COUNTIF($D$117:$AA$117,$I$148)*$AB$12","v":0},{"$f":"COUNTIF($D$117:$AA$117,$J$148)*$AB$12","v":0},{"$f":"COUNTIF($D$117:$AA$117,$K$148)*$AB$12","v":0},{"$f":"COUNTIF($D$117:$AA$117,$L$148)*$AB$12","v":0},{"$f":"COUNTIF($D$117:$AA$117,$M$148)*$AB$12","v":0},{"$f":"COUNTIF($D$117:$AA$117,$N$148)*$AB$12","v":0},{"$f":"COUNTIF($D$117:$AA$117,$O$148)*$AB$12","v":0},{"$f":"COUNTIF($D$117:$AA$117,$P$148)*$AB$12","v":0},{"$f":"COUNTIF($D$117:$AA$117,$Q$148)*$AB$12","v":0},{"$f":"COUNTIF($D$117:$AA$117,$R$148)*$AB$12","v":0},{"$f":"COUNTIF($D$117:$AA$117,$S$148)*$AB$12","v":0},{"$f":"COUNTIF($D$117:$AA$117,$T$148)*$AB$12","v":0},{"$f":"COUNTIF($D$117:$AA$117,$U$148)*$AB$12","v":0},{"$f":"COUNTIF($D$117:$AA$117,$V$148)*$AB$12","v":0},{"$f":"COUNTIF($D$117:$AA$117,$W$148)*$AB$12","v":0},{"$f":"COUNTIF($D$117:$AA$117,$X$148)*$AB$12","v":0},{"$f":"COUNTIF($D$117:$AA$117,$Y$148)*$AB$12","v":0},{"$f":"COUNTIF($D$117:$AA$117,$Z$148)*$AB$12","v":0},{"$f":"COUNTIF($D$117:$AA$117,$AA$148)*$AB$12","v":0},{"$f":"COUNTIF($D$117:$AA$117,$AB$148)*$AB$12","v":0},{"$f":"COUNTIF($D$117:$AA$117,$AC$148)*$AB$12","v":0},{"$f":"COUNTIF($D$117:$AA$117,$AD$148)*$AB$12","v":0},{"$f":"COUNTIF($D$117:$AA$117,$AE$148)*$AB$12","v":0},{"$f":"COUNTIF($D$117:$AA$117,$AF$148)*$AB$12","v":0},{"$f":"COUNTIF($D$117:$AA$117,$AG$148)*$AB$12","v":0},{"$f":"COUNTIF($D$117:$AA$117,$AH$148)*$AB$12","v":0},{"$f":"COUNTIF($D$117:$AA$117,$AI$148)*$AB$12","v":0},{"$f":"COUNTIF($D$117:$AA$117,$AJ$148)*$AB$12","v":0},{"$f":"COUNTIF($D$117:$AA$117,$AK$148)*$AB$12","v":0},{"$f":"COUNTIF($D$117:$AA$117,$AL$148)*$AB$12","v":0},{"$f":"COUNTIF($D$117:$AA$117,$AM$148)*$AB$12","v":0},{"$f":"COUNTIF($D$117:$AA$117,$AN$148)*$AB$12","v":0},{"$f":"COUNTIF($D$117:$AA$117,$AO$148)*$AB$12","v":0},{"$f":"COUNTIF($D$117:$AA$117,$AP$148)*$AB$12","v":0},{"$f":"COUNTIF($D$117:$AA$117,$AQ$148)*$AB$12","v":0},{"$f":"COUNTIF($D$117:$AA$117,$AR$148)*$AB$12","v":0},{"$f":"COUNTIF($D$117:$AA$117,$AS$148)*$AB$12","v":0},4,{"$f":"IFERROR(SUMPRODUCT($D149:$AS149,$D$164:$AS$164),\"\")","v":0},{"$f":"IFERROR(SUMPRODUCT($D149:$AS149,$D$170:$AS$170),\"\")","v":""},{"$f":"IFERROR(SUMPRODUCT($D149:$AS149,$D$176:$AS$176),\"\")","v":""},{"$f":"IFERROR(SUMPRODUCT($D149:$AS149,$D$182:$AS$182),\"\")","v":""},{"$f":"IFERROR(SUMPRODUCT($D149:$AS149,$D$188:$AS$188),\"\")","v":""},{"$f":"IFERROR(SUMPRODUCT($D149:$AS149,$D$194:$AS$194),\"\")","v":""},{"$f":"IFERROR(SUMPRODUCT($D149:$AS149,$D$200:$AS$200),\"\")","v":""},{"$f":"IFERROR(SUMPRODUCT($D149:$AS149,$D$206:$AS$206),\"\")","v":""},{"$f":"IFERROR(SUMPRODUCT($D149:$AS149,$D$212:$AS$212),\"\")","v":""},{"$f":"IFERROR(SUMPRODUCT($D149:$AS149,$D$218:$AS$218),\"\")","v":""},null,{"$f":"IFERROR(SUMPRODUCT($D149:$AS149,$D$225:$AS$225),\"\")","v":""},{"$f":"IFERROR(SUMPRODUCT($D149:$AS149,$D$231:$AS$231),\"\")","v":""},{"$f":"IFERROR(SUMPRODUCT($D149:$AS149,$D$237:$AS$237),\"\")","v":""},{"$f":"IFERROR(SUMPRODUCT($D149:$AS149,$D$243:$AS$243),\"\")","v":""},{"$f":"IFERROR(SUMPRODUCT($D149:$AS149,$D$249:$AS$249),\"\")","v":""},{"$f":"IFERROR(SUMPRODUCT($D149:$AS149,$D$255:$AS$255),\"\")","v":""},{"$f":"IFERROR(SUMPRODUCT($D149:$AS149,$D$261:$AS$261),\"\")","v":""},{"$f":"IFERROR(SUMPRODUCT($D149:$AS149,$D$267:$AS$267),\"\")","v":""},{"$f":"IFERROR(SUMPRODUCT($D149:$AS149,$D$273:$AS$273),\"\")","v":""},{"$f":"IFERROR(SUMPRODUCT($D149:$AS149,$D$279:$AS$279),\"\")","v":""}]
[null,null,5,{"$f":"COUNTIF($D$118:$AA$118,$D$148)*$AB$13","v":0},{"$f":"COUNTIF($D$118:$AA$118,$E$148)*$AB$13","v":0},{"$f":"COUNTIF($D$118:$AA$118,$F$148)*$AB$13","v":0},{"$f":"COUNTIF($D$118:$AA$118,$G$148)*$AB$13","v":0},{"$f":"COUNTIF($D$118:$AA$118,$H$148)*$AB$13","v":0},{"$f":"COUNTIF($D$118:$AA$118,$I$148)*$AB$13","v":0},{"$f":"COUNTIF($D$118:$AA$118,$J$148)*$AB$13","v":0},{"$f":"COUNTIF($D$118:$AA$118,$K$148)*$AB$13","v":0},{"$f":"COUNTIF($D$118:$AA$118,$L$148)*$AB$13","v":0},{"$f":"COUNTIF($D$118:$AA$118,$M$148)*$AB$13","v":0},{"$f":"COUNTIF($D$118:$AA$118,$N$148)*$AB$13","v":0},{"$f":"COUNTIF($D$118:$AA$118,$O$148)*$AB$13","v":0},{"$f":"COUNTIF($D$118:$AA$118,$P$148)*$AB$13","v":0},{"$f":"COUNTIF($D$118:$AA$118,$Q$148)*$AB$13","v":0},{"$f":"COUNTIF($D$118:$AA$118,$R$148)*$AB$13","v":0},{"$f":"COUNTIF($D$118:$AA$118,$S$148)*$AB$13","v":0},{"$f":"COUNTIF($D$118:$AA$118,$T$148)*$AB$13","v":0},{"$f":"COUNTIF($D$118:$AA$118,$U$148)*$AB$13","v":0},{"$f":"COUNTIF($D$118:$AA$118,$V$148)*$AB$13","v":0},{"$f":"COUNTIF($D$118:$AA$118,$W$148)*$AB$13","v":0},{"$f":"COUNTIF($D$118:$AA$118,$X$148)*$AB$13","v":0},{"$f":"COUNTIF($D$118:$AA$118,$Y$148)*$AB$13","v":0},{"$f":"COUNTIF($D$118:$AA$118,$Z$148)*$AB$13","v":0},{"$f":"COUNTIF($D$118:$AA$118,$AA$148)*$AB$13","v":0},{"$f":"COUNTIF($D$118:$AA$118,$AB$148)*$AB$13","v":0},{"$f":"COUNTIF($D$118:$AA$118,$AC$148)*$AB$13","v":0},{"$f":"COUNTIF($D$118:$AA$118,$AD$148)*$AB$13","v":0},{"$f":"COUNTIF($D$118:$AA$118,$AE$148)*$AB$13","v":0},{"$f":"COUNTIF($D$118:$AA$118,$AF$148)*$AB$13","v":0},{"$f":"COUNTIF($D$118:$AA$118,$AG$148)*$AB$13","v":0},{"$f":"COUNTIF($D$118:$AA$118,$AH$148)*$AB$13","v":0},{"$f":"COUNTIF($D$118:$AA$118,$AI$148)*$AB$13","v":0},{"$f":"COUNTIF($D$118:$AA$118,$AJ$148)*$AB$13","v":0},{"$f":"COUNTIF($D$118:$AA$118,$AK$148)*$AB$13","v":0},{"$f":"COUNTIF($D$118:$AA$118,$AL$148)*$AB$13","v":0},{"$f":"COUNTIF($D$118:$AA$118,$AM$148)*$AB$13","v":0},{"$f":"COUNTIF($D$118:$AA$118,$AN$148)*$AB$13","v":0},{"$f":"COUNTIF($D$118:$AA$118,$AO$148)*$AB$13","v":0},{"$f":"COUNTIF($D$118:$AA$118,$AP$148)*$AB$13","v":0},{"$f":"COUNTIF($D$118:$AA$118,$AQ$148)*$AB$13","v":0},{"$f":"COUNTIF($D$118:$AA$118,$AR$148)*$AB$13","v":0},{"$f":"COUNTIF($D$118:$AA$118,$AS$148)*$AB$13","v":0},5,{"$f":"IFERROR(SUMPRODUCT($D150:$AS150,$D$164:$AS$164),\"\")","v":0},{"$f":"IFERROR(SUMPRODUCT($D150:$AS150,$D$170:$AS$170),\"\")","v":""},{"$f":"IFERROR(SUMPRODUCT($D150:$AS150,$D$176:$AS$176),\"\")","v":""},{"$f":"IFERROR(SUMPRODUCT($D150:$AS150,$D$182:$AS$182),\"\")","v":""},{"$f":"IFERROR(SUMPRODUCT($D150:$AS150,$D$188:$AS$188),\"\")","v":""},{"$f":"IFERROR(SUMPRODUCT($D150:$AS150,$D$194:$AS$194),\"\")","v":""},{"$f":"IFERROR(SUMPRODUCT($D150:$AS150,$D$200:$AS$200),\"\")","v":""},{"$f":"IFERROR(SUMPRODUCT($D150:$AS150,$D$206:$AS$206),\"\")","v":""},{"$f":"IFERROR(SUMPRODUCT($D150:$AS150,$D$212:$AS$212),\"\")","v":""},{"$f":"IFERROR(SUMPRODUCT($D150:$AS150,$D$218:$AS$218),\"\")","v":""},null,{"$f":"IFERROR(SUMPRODUCT($D150:$AS150,$D$225:$AS$225),\"\")","v":""},{"$f":"IFERROR(SUMPRODUCT($D150:$AS150,$D$231:$AS$231),\"\")","v":""},{"$f":"IFERROR(SUMPRODUCT($D150:$AS150,$D$237:$AS$237),\"\")","v":""},{"$f":"IFERROR(SUMPRODUCT($D150:$AS150,$D$243:$AS$243),\"\")","v":""},{"$f":"IFERROR(SUMPRODUCT($D150:$AS150,$D$249:$AS$249),\"\")","v":""},{"$f":"IFERROR(SUMPRODUCT($D150:$AS150,$D$255:$AS$255),\"\")","v":""},{"$f":"IFERROR(SUMPRODUCT($D150:$AS150,$D$261:$AS$261),\"\")","v":""},{"$f":"IFERROR(SUMPRODUCT($D150:$AS150,$D$267:$AS$267),\"\")","v":""},{"$f":"IFERROR(SUMPRODUCT($D150:$AS150,$D$273:$AS$273),\"\")","v":""},{"$f":"IFERROR(SUMPRODUCT($D150:$AS150,$D$279:$AS$279),\"\")","v":""}]
[null,null,6,{"$f":"COUNTIF($D$119:$AA$119,$D$148)*$AB$14","v":0},{"$f":"COUNTIF($D$119:$AA$119,$E$148)*$AB$14","v":0},{"$f":"COUNTIF($D$119:$AA$119,$F$148)*$AB$14","v":0},{"$f":"COUNTIF($D$119:$AA$119,$G$148)*$AB$14","v":0},{"$f":"COUNTIF($D$119:$AA$119,$H$148)*$AB$14","v":0},{"$f":"COUNTIF($D$119:$AA$119,$I$148)*$AB$14","v":0},{"$f":"COUNTIF($D$119:$AA$119,$J$148)*$AB$14","v":0},{"$f":"COUNTIF($D$119:$AA$119,$K$148)*$AB$14","v":0},{"$f":"COUNTIF($D$119:$AA$119,$L$148)*$AB$14","v":0},{"$f":"COUNTIF($D$119:$AA$119,$M$148)*$AB$14","v":0},{"$f":"COUNTIF($D$119:$AA$119,$N$148)*$AB$14","v":0},{"$f":"COUNTIF($D$119:$AA$119,$O$148)*$AB$14","v":0},{"$f":"COUNTIF($D$119:$AA$119,$P$148)*$AB$14","v":0},{"$f":"COUNTIF($D$119:$AA$119,$Q$148)*$AB$14","v":0},{"$f":"COUNTIF($D$119:$AA$119,$R$148)*$AB$14","v":0},{"$f":"COUNTIF($D$119:$AA$119,$S$148)*$AB$14","v":0},{"$f":"COUNTIF($D$119:$AA$119,$T$148)*$AB$14","v":0},{"$f":"COUNTIF($D$119:$AA$119,$U$148)*$AB$14","v":0},{"$f":"COUNTIF($D$119:$AA$119,$V$148)*$AB$14","v":0},{"$f":"COUNTIF($D$119:$AA$119,$W$148)*$AB$14","v":0},{"$f":"COUNTIF($D$119:$AA$119,$X$148)*$AB$14","v":0},{"$f":"COUNTIF($D$119:$AA$119,$Y$148)*$AB$14","v":0},{"$f":"COUNTIF($D$119:$AA$119,$Z$148)*$AB$14","v":0},{"$f":"COUNTIF($D$119:$AA$119,$AA$148)*$AB$14","v":0},{"$f":"COUNTIF($D$119:$AA$119,$AB$148)*$AB$14","v":0},{"$f":"COUNTIF($D$119:$AA$119,$AC$148)*$AB$14","v":0},{"$f":"COUNTIF($D$119:$AA$119,$AD$148)*$AB$14","v":0},{"$f":"COUNTIF($D$119:$AA$119,$AE$148)*$AB$14","v":0},{"$f":"COUNTIF($D$119:$AA$119,$AF$148)*$AB$14","v":0},{"$f":"COUNTIF($D$119:$AA$119,$AG$148)*$AB$14","v":0},{"$f":"COUNTIF($D$119:$AA$119,$AH$148)*$AB$14","v":0},{"$f":"COUNTIF($D$119:$AA$119,$AI$148)*$AB$14","v":0},{"$f":"COUNTIF($D$119:$AA$119,$AJ$148)*$AB$14","v":0},{"$f":"COUNTIF($D$119:$AA$119,$AK$148)*$AB$14","v":0},{"$f":"COUNTIF($D$119:$AA$119,$AL$148)*$AB$14","v":0},{"$f":"COUNTIF($D$119:$AA$119,$AM$148)*$AB$14","v":0},{"$f":"COUNTIF($D$119:$AA$119,$AN$148)*$AB$14","v":0},{"$f":"COUNTIF($D$119:$AA$119,$AO$148)*$AB$14","v":0},{"$f":"COUNTIF($D$119:$AA$119,$AP$148)*$AB$14","v":0},{"$f":"COUNTIF($D$119:$AA$119,$AQ$148)*$AB$14","v":0},{"$f":"COUNTIF($D$119:$AA$119,$AR$148)*$AB$14","v":0},{"$f":"COUNTIF($D$119:$AA$119,$AS$148)*$AB$14","v":0},6,0,"","","","","","","","","",null,"","","","","","","","","",""]
[null,null,7,{"$f":"COUNTIF($D$120:$AA$120,$D$148)*$AB$15","v":0},{"$f":"COUNTIF($D$120:$AA$120,$E$148)*$AB$15","v":0},{"$f":"COUNTIF($D$120:$AA$120,$F$148)*$AB$15","v":0},{"$f":"COUNTIF($D$120:$AA$120,$G$148)*$AB$15","v":0},{"$f":"COUNTIF($D$120:$AA$120,$H$148)*$AB$15","v":0},{"$f":"COUNTIF($D$120:$AA$120,$I$148)*$AB$15","v":0},{"$f":"COUNTIF($D$120:$AA$120,$J$148)*$AB$15","v":0},{"$f":"COUNTIF($D$120:$AA$120,$K$148)*$AB$15","v":0},{"$f":"COUNTIF($D$120:$AA$120,$L$148)*$AB$15","v":0},{"$f":"COUNTIF($D$120:$AA$120,$M$148)*$AB$15","v":0},{"$f":"COUNTIF($D$120:$AA$120,$N$148)*$AB$15","v":0},{"$f":"COUNTIF($D$120:$AA$120,$O$148)*$AB$15","v":0},{"$f":"COUNTIF($D$120:$AA$120,$P$148)*$AB$15","v":0},{"$f":"COUNTIF($D$120:$AA$120,$Q$148)*$AB$15","v":0},{"$f":"COUNTIF($D$120:$AA$120,$R$148)*$AB$15","v":0},{"$f":"COUNTIF($D$120:$AA$120,$S$148)*$AB$15","v":0},{"$f":"COUNTIF($D$120:$AA$120,$T$148)*$AB$15","v":0},{"$f":"COUNTIF($D$120:$AA$120,$U$148)*$AB$15","v":0},{"$f":"COUNTIF($D$120:$AA$120,$V$148)*$AB$15","v":0},{"$f":"COUNTIF($D$120:$AA$120,$W$148)*$AB$15","v":0},{"$f":"COUNTIF($D$120:$AA$120,$X$148)*$AB$15","v":0},{"$f":"COUNTIF($D$120:$AA$120,$Y$148)*$AB$15","v":0},{"$f":"COUNTIF($D$120:$AA$120,$Z$148)*$AB$15","v":0},{"$f":"COUNTIF($D$120:$AA$120,$AA$148)*$AB$15","v":0},{"$f":"COUNTIF($D$120:$AA$120,$AB$148)*$AB$15","v":0},{"$f":"COUNTIF($D$120:$AA$120,$AC$148)*$AB$15","v":0},{"$f":"COUNTIF($D$120:$AA$120,$AD$148)*$AB$15","v":0},{"$f":"COUNTIF($D$120:$AA$120,$AE$148)*$AB$15","v":0},{"$f":"COUNTIF($D$120:$AA$120,$AF$148)*$AB$15","v":0},{"$f":"COUNTIF($D$120:$AA$120,$AG$148)*$AB$15","v":0},{"$f":"COUNTIF($D$120:$AA$120,$AH$148)*$AB$15","v":0},{"$f":"COUNTIF($D$120:$AA$120,$AI$148)*$AB$15","v":0},{"$f":"COUNTIF($D$120:$AA$120,$AJ$148)*$AB$15","v":0},{"$f":"COUNTIF($D$120:$AA$120,$AK$148)*$AB$15","v":0},{"$f":"COUNTIF($D$120:$AA$120,$AL$148)*$AB$15","v":0},{"$f":"COUNTIF($D$120:$AA$120,$AM$148)*$AB$15","v":0},{"$f":"COUNTIF($D$120:$AA$120,$AN$148)*$AB$15","v":0},{"$f":"COUNTIF($D$120:$AA$120,$AO$148)*$AB$15","v":0},{"$f":"COUNTIF($D$120:$AA$120,$AP$148)*$AB$15","v":0},{"$f":"COUNTIF($D$120:$AA$120,$AQ$148)*$AB$15","v":0},{"$f":"COUNTIF($D$120:$AA$120,$AR$148)*$AB$15","v":0},{"$f":"COUNTIF($D$120:$AA$120,$AS$148)*$AB$15","v":0},7,0,"","","","","","","","","",null,"","","","","","","","","",""]
[null,null,8,{"$f":"COUNTIF($D$121:$AA$121,$D$148)*$AB$16","v":0},{"$f":"COUNTIF($D$121:$AA$121,$E$148)*$AB$16","v":0},{"$f":"COUNTIF($D$121:$AA$121,$F$148)*$AB$16","v":0},{"$f":"COUNTIF($D$121:$AA$121,$G$148)*$AB$16","v":0},{"$f":"COUNTIF($D$121:$AA$121,$H$148)*$AB$16","v":0},{"$f":"COUNTIF($D$121:$AA$121,$I$148)*$AB$16","v":0},{"$f":"COUNTIF($D$121:$AA$121,$J$148)*$AB$16","v":0},{"$f":"COUNTIF($D$121:$AA$121,$K$148)*$AB$16","v":0},{"$f":"COUNTIF($D$121:$AA$121,$L$148)*$AB$16","v":0},{"$f":"COUNTIF($D$121:$AA$121,$M$148)*$AB$16","v":0},{"$f":"COUNTIF($D$121:$AA$121,$N$148)*$AB$16","v":0},{"$f":"COUNTIF($D$121:$AA$121,$O$148)*$AB$16","v":0},{"$f":"COUNTIF($D$121:$AA$121,$P$148)*$AB$16","v":0},{"$f":"COUNTIF($D$121:$AA$121,$Q$148)*$AB$16","v":0},{"$f":"COUNTIF($D$121:$AA$121,$R$148)*$AB$16","v":0},{"$f":"COUNTIF($D$121:$AA$121,$S$148)*$AB$16","v":0},{"$f":"COUNTIF($D$121:$AA$121,$T$148)*$AB$16","v":0},{"$f":"COUNTIF($D$121:$AA$121,$U$148)*$AB$16","v":0},{"$f":"COUNTIF($D$121:$AA$121,$V$148)*$AB$16","v":0},{"$f":"COUNTIF($D$121:$AA$121,$W$148)*$AB$16","v":0},{"$f":"COUNTIF($D$121:$AA$121,$X$148)*$AB$16","v":0},{"$f":"COUNTIF($D$121:$AA$121,$Y$148)*$AB$16","v":0},{"$f":"COUNTIF($D$121:$AA$121,$Z$148)*$AB$16","v":0},{"$f":"COUNTIF($D$121:$AA$121,$AA$148)*$AB$16","v":0},{"$f":"COUNTIF($D$121:$AA$121,$AB$148)*$AB$16","v":0},{"$f":"COUNTIF($D$121:$AA$121,$AC$148)*$AB$16","v":0},{"$f":"COUNTIF($D$121:$AA$121,$AD$148)*$AB$16","v":0},{"$f":"COUNTIF($D$121:$AA$121,$AE$148)*$AB$16","v":0},{"$f":"COUNTIF($D$121:$AA$121,$AF$148)*$AB$16","v":0},{"$f":"COUNTIF($D$121:$AA$121,$AG$148)*$AB$16","v":0},{"$f":"COUNTIF($D$121:$AA$121,$AH$148)*$AB$16","v":0},{"$f":"COUNTIF($D$121:$AA$121,$AI$148)*$AB$16","v":0},{"$f":"COUNTIF($D$121:$AA$121,$AJ$148)*$AB$16","v":0},{"$f":"COUNTIF($D$121:$AA$121,$AK$148)*$AB$16","v":0},{"$f":"COUNTIF($D$121:$AA$121,$AL$148)*$AB$16","v":0},{"$f":"COUNTIF($D$121:$AA$121,$AM$148)*$AB$16","v":0},{"$f":"COUNTIF($D$121:$AA$121,$AN$148)*$AB$16","v":0},{"$f":"COUNTIF($D$121:$AA$121,$AO$148)*$AB$16","v":0},{"$f":"COUNTIF($D$121:$AA$121,$AP$148)*$AB$16","v":0},{"$f":"COUNTIF($D$121:$AA$121,$AQ$148)*$AB$16","v":0},{"$f":"COUNTIF($D$121:$AA$121,$AR$148)*$AB$16","v":0},{"$f":"COUNTIF($D$121:$AA$121,$AS$148)*$AB$16","v":0},8,0,"","","","","","","","","",null,"","","","","","","","","",""]
[null,null,9,{"$f":"COUNTIF($D$122:$AA$122,$D$148)*$AB$17","v":0},{"$f":"COUNTIF($D$122:$AA$122,$E$148)*$AB$17","v":0},{"$f":"COUNTIF($D$122:$AA$122,$F$148)*$AB$17","v":0},{"$f":"COUNTIF($D$122:$AA$122,$G$148)*$AB$17","v":0},{"$f":"COUNTIF($D$122:$AA$122,$H$148)*$AB$17","v":0},{"$f":"COUNTIF($D$122:$AA$122,$I$148)*$AB$17","v":0},{"$f":"COUNTIF($D$122:$AA$122,$J$148)*$AB$17","v":0},{"$f":"COUNTIF($D$122:$AA$122,$K$148)*$AB$17","v":0},{"$f":"COUNTIF($D$122:$AA$122,$L$148)*$AB$17","v":0},{"$f":"COUNTIF($D$122:$AA$122,$M$148)*$AB$17","v":0},{"$f":"COUNTIF($D$122:$AA$122,$N$148)*$AB$17","v":0},{"$f":"COUNTIF($D$122:$AA$122,$O$148)*$AB$17","v":0},{"$f":"COUNTIF($D$122:$AA$122,$P$148)*$AB$17","v":0},{"$f":"COUNTIF($D$122:$AA$122,$Q$148)*$AB$17","v":0},{"$f":"COUNTIF($D$122:$AA$122,$R$148)*$AB$17","v":0},{"$f":"COUNTIF($D$122:$AA$122,$S$148)*$AB$17","v":0},{"$f":"COUNTIF($D$122:$AA$122,$T$148)*$AB$17","v":0},{"$f":"COUNTIF($D$122:$AA$122,$U$148)*$AB$17","v":0},{"$f":"COUNTIF($D$122:$AA$122,$V$148)*$AB$17","v":0},{"$f":"COUNTIF($D$122:$AA$122,$W$148)*$AB$17","v":0},{"$f":"COUNTIF($D$122:$AA$122,$X$148)*$AB$17","v":0},{"$f":"COUNTIF($D$122:$AA$122,$Y$148)*$AB$17","v":0},{"$f":"COUNTIF($D$122:$AA$122,$Z$148)*$AB$17","v":0},{"$f":"COUNTIF($D$122:$AA$122,$AA$148)*$AB$17","v":0},{"$f":"COUNTIF($D$122:$AA$122,$AB$148)*$AB$17","v":0},{"$f":"COUNTIF($D$122:$AA$122,$AC$148)*$AB$17","v":0},{"$f":"COUNTIF($D$122:$AA$122,$AD$148)*$AB$17","v":0},{"$f":"COUNTIF($D$122:$AA$122,$AE$148)*$AB$17","v":0},{"$f":"COUNTIF($D$122:$AA$122,$AF$148)*$AB$17","v":0},{"$f":"COUNTIF($D$122:$AA$122,$AG$148)*$AB$17","v":0},{"$f":"COUNTIF($D$122:$AA$122,$AH$148)*$AB$17","v":0},{"$f":"COUNTIF($D$122:$AA$122,$AI$148)*$AB$17","v":0},{"$f":"COUNTIF($D$122:$AA$122,$AJ$148)*$AB$17","v":0},{"$f":"COUNTIF($D$122:$AA$122,$AK$148)*$AB$17","v":0},{"$f":"COUNTIF($D$122:$AA$122,$AL$148)*$AB$17","v":0},{"$f":"COUNTIF($D$122:$AA$122,$AM$148)*$AB$17","v":0},{"$f":"COUNTIF($D$122:$AA$122,$AN$148)*$AB$17","v":0},{"$f":"COUNTIF($D$122:$AA$122,$AO$148)*$AB$17","v":0},{"$f":"COUNTIF($D$122:$AA$122,$AP$148)*$AB$17","v":0},{"$f":"COUNTIF($D$122:$AA$122,$AQ$148)*$AB$17","v":0},{"$f":"COUNTIF($D$122:$AA$122,$AR$148)*$AB$17","v":0},{"$f":"COUNTIF($D$122:$AA$122,$AS$148)*$AB$17","v":0},9,0,"","","","","","","","","",null,"","","","","","","","","",""]
[null,null,10,{"$f":"COUNTIF($D$123:$AA$123,$D$148)*$AB$18","v":0},{"$f":"COUNTIF($D$123:$AA$123,$E$148)*$AB$18","v":0},{"$f":"COUNTIF($D$123:$AA$123,$F$148)*$AB$18","v":0},{"$f":"COUNTIF($D$123:$AA$123,$G$148)*$AB$18","v":0},{"$f":"COUNTIF($D$123:$AA$123,$H$148)*$AB$18","v":0},{"$f":"COUNTIF($D$123:$AA$123,$I$148)*$AB$18","v":0},{"$f":"COUNTIF($D$123:$AA$123,$J$148)*$AB$18","v":0},{"$f":"COUNTIF($D$123:$AA$123,$K$148)*$AB$18","v":0},{"$f":"COUNTIF($D$123:$AA$123,$L$148)*$AB$18","v":0},{"$f":"COUNTIF($D$123:$AA$123,$M$148)*$AB$18","v":0},{"$f":"COUNTIF($D$123:$AA$123,$N$148)*$AB$18","v":0},{"$f":"COUNTIF($D$123:$AA$123,$O$148)*$AB$18","v":0},{"$f":"COUNTIF($D$123:$AA$123,$P$148)*$AB$18","v":0},{"$f":"COUNTIF($D$123:$AA$123,$Q$148)*$AB$18","v":0},{"$f":"COUNTIF($D$123:$AA$123,$R$148)*$AB$18","v":0},{"$f":"COUNTIF($D$123:$AA$123,$S$148)*$AB$18","v":0},{"$f":"COUNTIF($D$123:$AA$123,$T$148)*$AB$18","v":0},{"$f":"COUNTIF($D$123:$AA$123,$U$148)*$AB$18","v":0},{"$f":"COUNTIF($D$123:$AA$123,$V$148)*$AB$18","v":0},{"$f":"COUNTIF($D$123:$AA$123,$W$148)*$AB$18","v":0},{"$f":"COUNTIF($D$123:$AA$123,$X$148)*$AB$18","v":0},{"$f":"COUNTIF($D$123:$AA$123,$Y$148)*$AB$18","v":0},{"$f":"COUNTIF($D$123:$AA$123,$Z$148)*$AB$18","v":0},{"$f":"COUNTIF($D$123:$AA$123,$AA$148)*$AB$18","v":0},{"$f":"COUNTIF($D$123:$AA$123,$AB$148)*$AB$18","v":0},{"$f":"COUNTIF($D$123:$AA$123,$AC$148)*$AB$18","v":0},{"$f":"COUNTIF($D$123:$AA$123,$AD$148)*$AB$18","v":0},{"$f":"COUNTIF($D$123:$AA$123,$AE$148)*$AB$18","v":0},{"$f":"COUNTIF($D$123:$AA$123,$AF$148)*$AB$18","v":0},{"$f":"COUNTIF($D$123:$AA$123,$AG$148)*$AB$18","v":0},{"$f":"COUNTIF($D$123:$AA$123,$AH$148)*$AB$18","v":0},{"$f":"COUNTIF($D$123:$AA$123,$AI$148)*$AB$18","v":0},{"$f":"COUNTIF($D$123:$AA$123,$AJ$148)*$AB$18","v":0},{"$f":"COUNTIF($D$123:$AA$123,$AK$148)*$AB$18","v":0},{"$f":"COUNTIF($D$123:$AA$123,$AL$148)*$AB$18","v":0},{"$f":"COUNTIF($D$123:$AA$123,$AM$148)*$AB$18","v":0},{"$f":"COUNTIF($D$123:$AA$123,$AN$148)*$AB$18","v":0},{"$f":"COUNTIF($D$123:$AA$123,$AO$148)*$AB$18","v":0},{"$f":"COUNTIF($D$123:$AA$123,$AP$148)*$AB$18","v":0},{"$f":"COUNTIF($D$123:$AA$123,$AQ$148)*$AB$18","v":0},{"$f":"COUNTIF($D$123:$AA$123,$AR$148)*$AB$18","v":0},{"$f":"COUNTIF($D$123:$AA$123,$AS$148)*$AB$18","v":0},10,0,"","","","","","","","","",null,"","","","","","","","","",""]
[null,null,11,{"$f":"COUNTIF($D$124:$AA$124,$D$148)*$AB$19","v":0},{"$f":"COUNTIF($D$124:$AA$124,$E$148)*$AB$19","v":0},{"$f":"COUNTIF($D$124:$AA$124,$F$148)*$AB$19","v":0},{"$f":"COUNTIF($D$124:$AA$124,$G$148)*$AB$19","v":0},{"$f":"COUNTIF($D$124:$AA$124,$H$148)*$AB$19","v":0},{"$f":"COUNTIF($D$124:$AA$124,$I$148)*$AB$19","v":0},{"$f":"COUNTIF($D$124:$AA$124,$J$148)*$AB$19","v":0},{"$f":"COUNTIF($D$124:$AA$124,$K$148)*$AB$19","v":0},{"$f":"COUNTIF($D$124:$AA$124,$L$148)*$AB$19","v":0},{"$f":"COUNTIF($D$124:$AA$124,$M$148)*$AB$19","v":0},{"$f":"COUNTIF($D$124:$AA$124,$N$148)*$AB$19","v":0},{"$f":"COUNTIF($D$124:$AA$124,$O$148)*$AB$19","v":0},{"$f":"COUNTIF($D$124:$AA$124,$P$148)*$AB$19","v":0},{"$f":"COUNTIF($D$124:$AA$124,$Q$148)*$AB$19","v":0},{"$f":"COUNTIF($D$124:$AA$124,$R$148)*$AB$19","v":0},{"$f":"COUNTIF($D$124:$AA$124,$S$148)*$AB$19","v":0},{"$f":"COUNTIF($D$124:$AA$124,$T$148)*$AB$19","v":0},{"$f":"COUNTIF($D$124:$AA$124,$U$148)*$AB$19","v":0},{"$f":"COUNTIF($D$124:$AA$124,$V$148)*$AB$19","v":0},{"$f":"COUNTIF($D$124:$AA$124,$W$148)*$AB$19","v":0},{"$f":"COUNTIF($D$124:$AA$124,$X$148)*$AB$19","v":0},{"$f":"COUNTIF($D$124:$AA$124,$Y$148)*$AB$19","v":0},{"$f":"COUNTIF($D$124:$AA$124,$Z$148)*$AB$19","v":0},{"$f":"COUNTIF($D$124:$AA$124,$AA$148)*$AB$19","v":0},{"$f":"COUNTIF($D$124:$AA$124,$AB$148)*$AB$19","v":0},{"$f":"COUNTIF($D$124:$AA$124,$AC$148)*$AB$19","v":0},{"$f":"COUNTIF($D$124:$AA$124,$AD$148)*$AB$19","v":0},{"$f":"COUNTIF($D$124:$AA$124,$AE$148)*$AB$19","v":0},{"$f":"COUNTIF($D$124:$AA$124,$AF$148)*$AB$19","v":0},{"$f":"COUNTIF($D$124:$AA$124,$AG$148)*$AB$19","v":0},{"$f":"COUNTIF($D$124:$AA$124,$AH$148)*$AB$19","v":0},{"$f":"COUNTIF($D$124:$AA$124,$AI$148)*$AB$19","v":0},{"$f":"COUNTIF($D$124:$AA$124,$AJ$148)*$AB$19","v":0},{"$f":"COUNTIF($D$124:$AA$124,$AK$148)*$AB$19","v":0},{"$f":"COUNTIF($D$124:$AA$124,$AL$148)*$AB$19","v":0},{"$f":"COUNTIF($D$124:$AA$124,$AM$148)*$AB$19","v":0},{"$f":"COUNTIF($D$124:$AA$124,$AN$148)*$AB$19","v":0},{"$f":"COUNTIF($D$124:$AA$124,$AO$148)*$AB$19","v":0},{"$f":"COUNTIF($D$124:$AA$124,$AP$148)*$AB$19","v":0},{"$f":"COUNTIF($D$124:$AA$124,$AQ$148)*$AB$19","v":0},{"$f":"COUNTIF($D$124:$AA$124,$AR$148)*$AB$19","v":0},{"$f":"COUNTIF($D$124:$AA$124,$AS$148)*$AB$19","v":0},11,0,"","","","","","","","","",null,"","","","","","","","","",""]
[null,null,12,{"$f":"COUNTIF($D$125:$AA$125,$D$148)*$AB$20","v":0},{"$f":"COUNTIF($D$125:$AA$125,$E$148)*$AB$20","v":0},{"$f":"COUNTIF($D$125:$AA$125,$F$148)*$AB$20","v":0},{"$f":"COUNTIF($D$125:$AA$125,$G$148)*$AB$20","v":0},{"$f":"COUNTIF($D$125:$AA$125,$H$148)*$AB$20","v":0},{"$f":"COUNTIF($D$125:$AA$125,$I$148)*$AB$20","v":0},{"$f":"COUNTIF($D$125:$AA$125,$J$148)*$AB$20","v":0},{"$f":"COUNTIF($D$125:$AA$125,$K$148)*$AB$20","v":0},{"$f":"COUNTIF($D$125:$AA$125,$L$148)*$AB$20","v":0},{"$f":"COUNTIF($D$125:$AA$125,$M$148)*$AB$20","v":0},{"$f":"COUNTIF($D$125:$AA$125,$N$148)*$AB$20","v":0},{"$f":"COUNTIF($D$125:$AA$125,$O$148)*$AB$20","v":0},{"$f":"COUNTIF($D$125:$AA$125,$P$148)*$AB$20","v":0},{"$f":"COUNTIF($D$125:$AA$125,$Q$148)*$AB$20","v":0},{"$f":"COUNTIF($D$125:$AA$125,$R$148)*$AB$20","v":0},{"$f":"COUNTIF($D$125:$AA$125,$S$148)*$AB$20","v":0},{"$f":"COUNTIF($D$125:$AA$125,$T$148)*$AB$20","v":0},{"$f":"COUNTIF($D$125:$AA$125,$U$148)*$AB$20","v":0},{"$f":"COUNTIF($D$125:$AA$125,$V$148)*$AB$20","v":0},{"$f":"COUNTIF($D$125:$AA$125,$W$148)*$AB$20","v":0},{"$f":"COUNTIF($D$125:$AA$125,$X$148)*$AB$20","v":0},{"$f":"COUNTIF($D$125:$AA$125,$Y$148)*$AB$20","v":0},{"$f":"COUNTIF($D$125:$AA$125,$Z$148)*$AB$20","v":0},{"$f":"COUNTIF($D$125:$AA$125,$AA$148)*$AB$20","v":0},{"$f":"COUNTIF($D$125:$AA$125,$AB$148)*$AB$20","v":0},{"$f":"COUNTIF($D$125:$AA$125,$AC$148)*$AB$20","v":0},{"$f":"COUNTIF($D$125:$AA$125,$AD$148)*$AB$20","v":0},{"$f":"COUNTIF($D$125:$AA$125,$AE$148)*$AB$20","v":0},{"$f":"COUNTIF($D$125:$AA$125,$AF$148)*$AB$20","v":0},{"$f":"COUNTIF($D$125:$AA$125,$AG$148)*$AB$20","v":0},{"$f":"COUNTIF($D$125:$AA$125,$AH$148)*$AB$20","v":0},{"$f":"COUNTIF($D$125:$AA$125,$AI$148)*$AB$20","v":0},{"$f":"COUNTIF($D$125:$AA$125,$AJ$148)*$AB$20","v":0},{"$f":"COUNTIF($D$125:$AA$125,$AK$148)*$AB$20","v":0},{"$f":"COUNTIF($D$125:$AA$125,$AL$148)*$AB$20","v":0},{"$f":"COUNTIF($D$125:$AA$125,$AM$148)*$AB$20","v":0},{"$f":"COUNTIF($D$125:$AA$125,$AN$148)*$AB$20","v":0},{"$f":"COUNTIF($D$125:$AA$125,$AO$148)*$AB$20","v":0},{"$f":"COUNTIF($D$125:$AA$125,$AP$148)*$AB$20","v":0},{"$f":"COUNTIF($D$125:$AA$125,$AQ$148)*$AB$20","v":0},{"$f":"COUNTIF($D$125:$AA$125,$AR$148)*$AB$20","v":0},{"$f":"COUNTIF($D$125:$AA$125,$AS$148)*$AB$20","v":0},12,0,"","","","","","","","","",null,"","","","","","","","","",""]
[null,null,1,{"$f":"COUNTIF($D$126:$AA$126,$D$148)*$AB$21","v":0},{"$f":"COUNTIF($D$126:$AA$126,$E$148)*$AB$21","v":0},{"$f":"COUNTIF($D$126:$AA$126,$F$148)*$AB$21","v":0},{"$f":"COUNTIF($D$126:$AA$126,$G$148)*$AB$21","v":0},{"$f":"COUNTIF($D$126:$AA$126,$H$148)*$AB$21","v":0},{"$f":"COUNTIF($D$126:$AA$126,$I$148)*$AB$21","v":0},{"$f":"COUNTIF($D$126:$AA$126,$J$148)*$AB$21","v":0},{"$f":"COUNTIF($D$126:$AA$126,$K$148)*$AB$21","v":0},{"$f":"COUNTIF($D$126:$AA$126,$L$148)*$AB$21","v":0},{"$f":"COUNTIF($D$126:$AA$126,$M$148)*$AB$21","v":0},{"$f":"COUNTIF($D$126:$AA$126,$N$148)*$AB$21","v":0},{"$f":"COUNTIF($D$126:$AA$126,$O$148)*$AB$21","v":0},{"$f":"COUNTIF($D$126:$AA$126,$P$148)*$AB$21","v":0},{"$f":"COUNTIF($D$126:$AA$126,$Q$148)*$AB$21","v":0},{"$f":"COUNTIF($D$126:$AA$126,$R$148)*$AB$21","v":0},{"$f":"COUNTIF($D$126:$AA$126,$S$148)*$AB$21","v":0},{"$f":"COUNTIF($D$126:$AA$126,$T$148)*$AB$21","v":0},{"$f":"COUNTIF($D$126:$AA$126,$U$148)*$AB$21","v":0},{"$f":"COUNTIF($D$126:$AA$126,$V$148)*$AB$21","v":0},{"$f":"COUNTIF($D$126:$AA$126,$W$148)*$AB$21","v":0},{"$f":"COUNTIF($D$126:$AA$126,$X$148)*$AB$21","v":0},{"$f":"COUNTIF($D$126:$AA$126,$Y$148)*$AB$21","v":0},{"$f":"COUNTIF($D$126:$AA$126,$Z$148)*$AB$21","v":0},{"$f":"COUNTIF($D$126:$AA$126,$AA$148)*$AB$21","v":0},{"$f":"COUNTIF($D$126:$AA$126,$AB$148)*$AB$21","v":0},{"$f":"COUNTIF($D$126:$AA$126,$AC$148)*$AB$21","v":0},{"$f":"COUNTIF($D$126:$AA$126,$AD$148)*$AB$21","v":0},{"$f":"COUNTIF($D$126:$AA$126,$AE$148)*$AB$21","v":0},{"$f":"COUNTIF($D$126:$AA$126,$AF$148)*$AB$21","v":0},{"$f":"COUNTIF($D$126:$AA$126,$AG$148)*$AB$21","v":0},{"$f":"COUNTIF($D$126:$AA$126,$AH$148)*$AB$21","v":0},{"$f":"COUNTIF($D$126:$AA$126,$AI$148)*$AB$21","v":0},{"$f":"COUNTIF($D$126:$AA$126,$AJ$148)*$AB$21","v":0},{"$f":"COUNTIF($D$126:$AA$126,$AK$148)*$AB$21","v":0},{"$f":"COUNTIF($D$126:$AA$126,$AL$148)*$AB$21","v":0},{"$f":"COUNTIF($D$126:$AA$126,$AM$148)*$AB$21","v":0},{"$f":"COUNTIF($D$126:$AA$126,$AN$148)*$AB$21","v":0},{"$f":"COUNTIF($D$126:$AA$126,$AO$148)*$AB$21","v":0},{"$f":"COUNTIF($D$126:$AA$126,$AP$148)*$AB$21","v":0},{"$f":"COUNTIF($D$126:$AA$126,$AQ$148)*$AB$21","v":0},{"$f":"COUNTIF($D$126:$AA$126,$AR$148)*$AB$21","v":0},{"$f":"COUNTIF($D$126:$AA$126,$AS$148)*$AB$21","v":0},1,0,"","","","","","","","","",null,"","","","","","","","","",""]
[null,null,2,{"$f":"COUNTIF($D$127:$AA$127,$D$148)*$AB$22","v":0},{"$f":"COUNTIF($D$127:$AA$127,$E$148)*$AB$22","v":0},{"$f":"COUNTIF($D$127:$AA$127,$F$148)*$AB$22","v":0},{"$f":"COUNTIF($D$127:$AA$127,$G$148)*$AB$22","v":0},{"$f":"COUNTIF($D$127:$AA$127,$H$148)*$AB$22","v":0},{"$f":"COUNTIF($D$127:$AA$127,$I$148)*$AB$22","v":0},{"$f":"COUNTIF($D$127:$AA$127,$J$148)*$AB$22","v":0},{"$f":"COUNTIF($D$127:$AA$127,$K$148)*$AB$22","v":0},{"$f":"COUNTIF($D$127:$AA$127,$L$148)*$AB$22","v":0},{"$f":"COUNTIF($D$127:$AA$127,$M$148)*$AB$22","v":0},{"$f":"COUNTIF($D$127:$AA$127,$N$148)*$AB$22","v":0},{"$f":"COUNTIF($D$127:$AA$127,$O$148)*$AB$22","v":0},{"$f":"COUNTIF($D$127:$AA$127,$P$148)*$AB$22","v":0},{"$f":"COUNTIF($D$127:$AA$127,$Q$148)*$AB$22","v":0},{"$f":"COUNTIF($D$127:$AA$127,$R$148)*$AB$22","v":0},{"$f":"COUNTIF($D$127:$AA$127,$S$148)*$AB$22","v":0},{"$f":"COUNTIF($D$127:$AA$127,$T$148)*$AB$22","v":0},{"$f":"COUNTIF($D$127:$AA$127,$U$148)*$AB$22","v":0},{"$f":"COUNTIF($D$127:$AA$127,$V$148)*$AB$22","v":0},{"$f":"COUNTIF($D$127:$AA$127,$W$148)*$AB$22","v":0},{"$f":"COUNTIF($D$127:$AA$127,$X$148)*$AB$22","v":0},{"$f":"COUNTIF($D$127:$AA$127,$Y$148)*$AB$22","v":0},{"$f":"COUNTIF($D$127:$AA$127,$Z$148)*$AB$22","v":0},{"$f":"COUNTIF($D$127:$AA$127,$AA$148)*$AB$22","v":0},{"$f":"COUNTIF($D$127:$AA$127,$AB$148)*$AB$22","v":0},{"$f":"COUNTIF($D$127:$AA$127,$AC$148)*$AB$22","v":0},{"$f":"COUNTIF($D$127:$AA$127,$AD$148)*$AB$22","v":0},{"$f":"COUNTIF($D$127:$AA$127,$AE$148)*$AB$22","v":0},{"$f":"COUNTIF($D$127:$AA$127,$AF$148)*$AB$22","v":0},{"$f":"COUNTIF($D$127:$AA$127,$AG$148)*$AB$22","v":0},{"$f":"COUNTIF($D$127:$AA$127,$AH$148)*$AB$22","v":0},{"$f":"COUNTIF($D$127:$AA$127,$AI$148)*$AB$22","v":0},{"$f":"COUNTIF($D$127:$AA$127,$AJ$148)*$AB$22","v":0},{"$f":"COUNTIF($D$127:$AA$127,$AK$148)*$AB$22","v":0},{"$f":"COUNTIF($D$127:$AA$127,$AL$148)*$AB$22","v":0},{"$f":"COUNTIF($D$127:$AA$127,$AM$148)*$AB$22","v":0},{"$f":"COUNTIF($D$127:$AA$127,$AN$148)*$AB$22","v":0},{"$f":"COUNTIF($D$127:$AA$127,$AO$148)*$AB$22","v":0},{"$f":"COUNTIF($D$127:$AA$127,$AP$148)*$AB$22","v":0},{"$f":"COUNTIF($D$127:$AA$127,$AQ$148)*$AB$22","v":0},{"$f":"COUNTIF($D$127:$AA$127,$AR$148)*$AB$22","v":0},{"$f":"COUNTIF($D$127:$AA$127,$AS$148)*$AB$22","v":0},2,0,"","","","","","","","","",null,"","","","","","","","","",""]
[null,null,3,{"$f":"COUNTIF($D$128:$AA$128,$D$148)*$AB$23","v":0},{"$f":"COUNTIF($D$128:$AA$128,$E$148)*$AB$23","v":0},{"$f":"COUNTIF($D$128:$AA$128,$F$148)*$AB$23","v":0},{"$f":"COUNTIF($D$128:$AA$128,$G$148)*$AB$23","v":0},{"$f":"COUNTIF($D$128:$AA$128,$H$148)*$AB$23","v":0},{"$f":"COUNTIF($D$128:$AA$128,$I$148)*$AB$23","v":0},{"$f":"COUNTIF($D$128:$AA$128,$J$148)*$AB$23","v":0},{"$f":"COUNTIF($D$128:$AA$128,$K$148)*$AB$23","v":0},{"$f":"COUNTIF($D$128:$AA$128,$L$148)*$AB$23","v":0},{"$f":"COUNTIF($D$128:$AA$128,$M$148)*$AB$23","v":0},{"$f":"COUNTIF($D$128:$AA$128,$N$148)*$AB$23","v":0},{"$f":"COUNTIF($D$128:$AA$128,$O$148)*$AB$23","v":0},{"$f":"COUNTIF($D$128:$AA$128,$P$148)*$AB$23","v":0},{"$f":"COUNTIF($D$128:$AA$128,$Q$148)*$AB$23","v":0},{"$f":"COUNTIF($D$128:$AA$128,$R$148)*$AB$23","v":0},{"$f":"COUNTIF($D$128:$AA$128,$S$148)*$AB$23","v":0},{"$f":"COUNTIF($D$128:$AA$128,$T$148)*$AB$23","v":0},{"$f":"COUNTIF($D$128:$AA$128,$U$148)*$AB$23","v":0},{"$f":"COUNTIF($D$128:$AA$128,$V$148)*$AB$23","v":0},{"$f":"COUNTIF($D$128:$AA$128,$W$148)*$AB$23","v":0},{"$f":"COUNTIF($D$128:$AA$128,$X$148)*$AB$23","v":0},{"$f":"COUNTIF($D$128:$AA$128,$Y$148)*$AB$23","v":0},{"$f":"COUNTIF($D$128:$AA$128,$Z$148)*$AB$23","v":0},{"$f":"COUNTIF($D$128:$AA$128,$AA$148)*$AB$23","v":0},{"$f":"COUNTIF($D$128:$AA$128,$AB$148)*$AB$23","v":0},{"$f":"COUNTIF($D$128:$AA$128,$AC$148)*$AB$23","v":0},{"$f":"COUNTIF($D$128:$AA$128,$AD$148)*$AB$23","v":0},{"$f":"COUNTIF($D$128:$AA$128,$AE$148)*$AB$23","v":0},{"$f":"COUNTIF($D$128:$AA$128,$AF$148)*$AB$23","v":0},{"$f":"COUNTIF($D$128:$AA$128,$AG$148)*$AB$23","v":0},{"$f":"COUNTIF($D$128:$AA$128,$AH$148)*$AB$23","v":0},{"$f":"COUNTIF($D$128:$AA$128,$AI$148)*$AB$23","v":0},{"$f":"COUNTIF($D$128:$AA$128,$AJ$148)*$AB$23","v":0},{"$f":"COUNTIF($D$128:$AA$128,$AK$148)*$AB$23","v":0},{"$f":"COUNTIF($D$128:$AA$128,$AL$148)*$AB$23","v":0},{"$f":"COUNTIF($D$128:$AA$128,$AM$148)*$AB$23","v":0},{"$f":"COUNTIF($D$128:$AA$128,$AN$148)*$AB$23","v":0},{"$f":"COUNTIF($D$128:$AA$128,$AO$148)*$AB$23","v":0},{"$f":"COUNTIF($D$128:$AA$128,$AP$148)*$AB$23","v":0},{"$f":"COUNTIF($D$128:$AA$128,$AQ$148)*$AB$23","v":0},{"$f":"COUNTIF($D$128:$AA$128,$AR$148)*$AB$23","v":0},{"$f":"COUNTIF($D$128:$AA$128,$AS$148)*$AB$23","v":0},3,0,"","","","","","","","","",null,"","","","","","","","","",""]
[null,null,"冷房運転時間",{"$f":"SUM($D$149:$D$160)","v":0},{"$f":"SUM($E$149:$E$160)","v":0},{"$f":"SUM($F$149:$F$160)","v":0},{"$f":"SUM($G$149:$G$160)","v":0},{"$f":"SUM($H$149:$H$160)","v":0},{"$f":"SUM($I$149:$I$160)","v":0},{"$f":"SUM($J$149:$J$160)","v":0},{"$f":"SUM($K$149:$K$160)","v":0},{"$f":"SUM($L$149:$L$160)","v":0},{"$f":"SUM($M$149:$M$160)","v":0},{"$f":"SUM($N$149:$N$160)","v":0},{"$f":"SUM($O$149:$O$160)","v":0},{"$f":"SUM($P$149:$P$160)","v":0},{"$f":"SUM($Q$149:$Q$160)","v":0},{"$f":"SUM($R$149:$R$160)","v":0},{"$f":"SUM($S$149:$S$160)","v":0},{"$f":"SUM($T$149:$T$160)","v":0},{"$f":"SUM($U$149:$U$160)","v":0},{"$f":"SUM($V$149:$V$160)","v":0},{"$f":"SUM($W$149:$W$160)","v":0},{"$f":"SUM($X$149:$X$160)","v":0},{"$f":"SUM($Y$149:$Y$160)","v":0},{"$f":"SUM($Z$149:$Z$160)","v":0},{"$f":"SUM($AA$149:$AA$160)","v":0},{"$f":"SUM($AB$149:$AB$160)","v":0},{"$f":"SUM($AC$149:$AC$160)","v":0},{"$f":"SUM($AD$149:$AD$160)","v":0},{"$f":"SUM($AE$149:$AE$160)","v":0},{"$f":"SUM($AF$149:$AF$160)","v":0},{"$f":"SUM($AG$149:$AG$160)","v":0},{"$f":"SUM($AH$149:$AH$160)","v":0},{"$f":"SUM($AI$149:$AI$160)","v":0},{"$f":"SUM($AJ$149:$AJ$160)","v":0},{"$f":"SUM($AK$149:$AK$160)","v":0},{"$f":"SUM($AL$149:$AL$160)","v":0},{"$f":"SUM($AM$149:$AM$160)","v":0},{"$f":"SUM($AN$149:$AN$160)","v":0},{"$f":"SUM($AO$149:$AO$160)","v":0},{"$f":"SUM($AP$149:$AP$160)","v":0},{"$f":"SUM($AQ$149:$AQ$160)","v":0},{"$f":"SUM($AR$149:$AR$160)","v":0},{"$f":"SUM($AS$149:$AS$160)","v":0},"冷房運転時間",{"$f":"SUM(AU149:AU160)","v":0},{"$f":"SUM(AV149:AV160)","v":0},{"$f":"SUM(AW149:AW160)","v":0},0,0,0,0,0,0,0,null,{"$f":"SUM(BF149:BF160)","v":0},{"$f":"SUM(BG149:BG160)","v":0},0,0,0,0,0,0,0,0]
[null,null,"冷房空調負荷率",{"$f":"IF((1/(35-$M$25))*(D$148-35)+1<0,0,IF((1/(35-$M$25))*(D$148-35)+1>1,1,(1/(35-$M$25))*(D$148-35)+1))","v":0},0,0,0,0,0,0,0,0,0,0,0,0,0,0,0,0,0,0,0,0,0,0,0,0,5.8823529411764719E-2,0.11764705882352944,0.17647058823529416,0.23529411764705888,0.29411764705882359,0.3529411764705882,0.41176470588235292,0.47058823529411764,0.52941176470588236,0.58823529411764708,0.6470588235294118,0.70588235294117641,0.76470588235294112,0.82352941176470584,0.88235294117647056,0.94117647058823528,1,"冷房空調負荷率","αc"]
[]
[null,"前1","冷房時消費電力比",{"$f":"$D$162/$D$168","v":0},{"$f":"$E$162/$E$168","v":0},{"$f":"$F$162/$F$168","v":0},{"$f":"$G$162/$G$168","v":0},{"$f":"$H$162/$H$168","v":0},{"$f":"$I$162/$I$168","v":0},{"$f":"$J$162/$J$168","v":0},{"$f":"$K$162/$K$168","v":0},{"$f":"$L$162/$L$168","v":0},{"$f":"$M$162/$M$168","v":0},{"$f":"$N$162/$N$168","v":0},{"$f":"$O$162/$O$168","v":0},{"$f":"$P$162/$P$168","v":0},{"$f":"$Q$162/$Q$168","v":0},{"$f":"$R$162/$R$168","v":0},{"$f":"$S$162/$S$168","v":0},{"$f":"$T$162/$T$168","v":0},{"$f":"$U$162/$U$168","v":0},{"$f":"$V$162/$V$168","v":0},{"$f":"$W$162/$W$168","v":0},{"$f":"$X$162/$X$168","v":0},{"$f":"$Y$162/$Y$168","v":0},{"$f":"$Z$162/$Z$168","v":0},{"$f":"$AA$162/$AA$168","v":0},{"$f":"$AB$162/$AB$168","v":0},{"$f":"$AC$162/$AC$168","v":3.7610619469026565E-2},{"$f":"$AD$162/$AD$168","v":7.7444814403748966E-2},{"$f":"$AE$162/$AE$168","v":0.11957515416451978},{"$f":"$AF$162/$AF$168","v":0.16407740070746205},{"$f":"$AG$162/$AG$168","v":0.21103068610459791},{"$f":"$AH$162/$AH$168","v":0.26051770204211377},{"$f":"$AI$162/$AI$168","v":0.31262490225041278},{"$f":"$AJ$162/$AJ$168","v":0.36744271890737473},{"$f":"$AK$162/$AK$168","v":0.4250657941532115},{"$f":"$AL$162/$AL$168","v":0.48559322796254156},{"$f":"$AM$162/$AM$168","v":0.54912884373805237},{"$f":"$AN$162/$AN$168","v":0.61578147312174669},{"$f":"$AO$162/$AO$168","v":0.68566526166585851},{"$f":"$AP$162/$AP$168","v":0.75889999716786083},{"$f":"$AQ$162/$AQ$168","v":0.83561146265461006},{"$f":"$AR$162/$AR$168","v":0.9159318162018798},{"$f":"$AS$162/$AS$168","v":1},"冷房時消費電力比","εc"]
[null,null,"冷房能力",{"$f":"($Q$29-1.077*$Q$29)/6*($D$148-35)+$Q$29","v":33.575666666666663},{"$f":"($Q$29-1.077*$Q$29)/6*($E$148-35)+$Q$29","v":33.293333333333322},{"$f":"($Q$29-1.077*$Q$29)/6*($F$148-35)+$Q$29","v":33.010999999999996},{"$f":"($Q$29-1.077*$Q$29)/6*($G$148-35)+$Q$29","v":32.728666666666662},{"$f":"($Q$29-1.077*$Q$29)/6*($H$148-35)+$Q$29","v":32.446333333333328},{"$f":"($Q$29-1.077*$Q$29)/6*($I$148-35)+$Q$29","v":32.163999999999994},{"$f":"($Q$29-1.077*$Q$29)/6*($J$148-35)+$Q$29","v":31.881666666666661},{"$f":"($Q$29-1.077*$Q$29)/6*($K$148-35)+$Q$29","v":31.599333333333327},{"$f":"($Q$29-1.077*$Q$29)/6*($L$148-35)+$Q$29","v":31.316999999999993},{"$f":"($Q$29-1.077*$Q$29)/6*($M$148-35)+$Q$29","v":31.034666666666659},{"$f":"($Q$29-1.077*$Q$29)/6*($N$148-35)+$Q$29","v":30.752333333333326},{"$f":"($Q$29-1.077*$Q$29)/6*($O$148-35)+$Q$29","v":30.469999999999995},{"$f":"($Q$29-1.077*$Q$29)/6*($P$148-35)+$Q$29","v":30.187666666666662},{"$f":"($Q$29-1.077*$Q$29)/6*($Q$148-35)+$Q$29","v":29.905333333333328},{"$f":"($Q$29-1.077*$Q$29)/6*($R$148-35)+$Q$29","v":29.622999999999994},{"$f":"($Q$29-1.077*$Q$29)/6*($S$148-35)+$Q$29","v":29.340666666666664},{"$f":"($Q$29-1.077*$Q$29)/6*($T$148-35)+$Q$29","v":29.05833333333333},{"$f":"($Q$29-1.077*$Q$29)/6*($U$148-35)+$Q$29","v":28.775999999999996},{"$f":"($Q$29-1.077*$Q$29)/6*($V$148-35)+$Q$29","v":28.493666666666662},{"$f":"($Q$29-1.077*$Q$29)/6*($W$148-35)+$Q$29","v":28.211333333333329},{"$f":"($Q$29-1.077*$Q$29)/6*($X$148-35)+$Q$29","v":27.928999999999995},{"$f":"($Q$29-1.077*$Q$29)/6*($Y$148-35)+$Q$29","v":27.646666666666661},{"$f":"($Q$29-1.077*$Q$29)/6*($Z$148-35)+$Q$29","v":27.364333333333331},{"$f":"($Q$29-1.077*$Q$29)/6*($AA$148-35)+$Q$29","v":27.081999999999997},{"$f":"($Q$29-1.077*$Q$29)/6*($AB$148-35)+$Q$29","v":26.799666666666663},{"$f":"($Q$29-1.077*$Q$29)/6*($AC$148-35)+$Q$29","v":26.51733333333333},{"$f":"($Q$29-1.077*$Q$29)/6*($AD$148-35)+$Q$29","v":26.234999999999999},{"$f":"($Q$29-1.077*$Q$29)/6*($AE$148-35)+$Q$29","v":25.952666666666666},{"$f":"($Q$29-1.077*$Q$29)/6*($AF$148-35)+$Q$29","v":25.670333333333332},{"$f":"($Q$29-1.077*$Q$29)/6*($AG$148-35)+$Q$29","v":25.387999999999998},{"$f":"($Q$29-1.077*$Q$29)/6*($AH$148-35)+$Q$29","v":25.105666666666664},{"$f":"($Q$29-1.077*$Q$29)/6*($AI$148-35)+$Q$29","v":24.823333333333331},{"$f":"($Q$29-1.077*$Q$29)/6*($AJ$148-35)+$Q$29","v":24.540999999999997},{"$f":"($Q$29-1.077*$Q$29)/6*($AK$148-35)+$Q$29","v":24.258666666666667},{"$f":"($Q$29-1.077*$Q$29)/6*($AL$148-35)+$Q$29","v":23.976333333333333},{"$f":"($Q$29-1.077*$Q$29)/6*($AM$148-35)+$Q$29","v":23.693999999999999},{"$f":"($Q$29-1.077*$Q$29)/6*($AN$148-35)+$Q$29","v":23.411666666666665},{"$f":"($Q$29-1.077*$Q$29)/6*($AO$148-35)+$Q$29","v":23.129333333333332},{"$f":"($Q$29-1.077*$Q$29)/6*($AP$148-35)+$Q$29","v":22.847000000000001},{"$f":"($Q$29-1.077*$Q$29)/6*($AQ$148-35)+$Q$29","v":22.564666666666668},{"$f":"($Q$29-1.077*$Q$29)/6*($AR$148-35)+$Q$29","v":22.282333333333334},{"$f":"($Q$29-1.077*$Q$29)/6*($AS$148-35)+$Q$29","v":22},"冷房能力","Φc"]
[null,null,"冷房消費電力",{"$f":"($Q$30-0.914*$Q$30)/6*($D$148-35)+$Q$30","v":2.7214000000000018},{"$f":"($Q$30-0.914*$Q$30)/6*($E$148-35)+$Q$30","v":2.8160000000000016},{"$f":"($Q$30-0.914*$Q$30)/6*($F$148-35)+$Q$30","v":2.9106000000000019},{"$f":"($Q$30-0.914*$Q$30)/6*($G$148-35)+$Q$30","v":3.0052000000000016},{"$f":"($Q$30-0.914*$Q$30)/6*($H$148-35)+$Q$30","v":3.0998000000000014},{"$f":"($Q$30-0.914*$Q$30)/6*($I$148-35)+$Q$30","v":3.1944000000000017},{"$f":"($Q$30-0.914*$Q$30)/6*($J$148-35)+$Q$30","v":3.2890000000000015},{"$f":"($Q$30-0.914*$Q$30)/6*($K$148-35)+$Q$30","v":3.3836000000000013},{"$f":"($Q$30-0.914*$Q$30)/6*($L$148-35)+$Q$30","v":3.4782000000000015},{"$f":"($Q$30-0.914*$Q$30)/6*($M$148-35)+$Q$30","v":3.5728000000000013},{"$f":"($Q$30-0.914*$Q$30)/6*($N$148-35)+$Q$30","v":3.6674000000000011},{"$f":"($Q$30-0.914*$Q$30)/6*($O$148-35)+$Q$30","v":3.7620000000000013},{"$f":"($Q$30-0.914*$Q$30)/6*($P$148-35)+$Q$30","v":3.8566000000000011},{"$f":"($Q$30-0.914*$Q$30)/6*($Q$148-35)+$Q$30","v":3.9512000000000009},{"$f":"($Q$30-0.914*$Q$30)/6*($R$148-35)+$Q$30","v":4.0458000000000016},{"$f":"($Q$30-0.914*$Q$30)/6*($S$148-35)+$Q$30","v":4.1404000000000014},{"$f":"($Q$30-0.914*$Q$30)/6*($T$148-35)+$Q$30","v":4.2350000000000012},{"$f":"($Q$30-0.914*$Q$30)/6*($U$148-35)+$Q$30","v":4.329600000000001},{"$f":"($Q$30-0.914*$Q$30)/6*($V$148-35)+$Q$30","v":4.4242000000000008},{"$f":"($Q$30-0.914*$Q$30)/6*($W$148-35)+$Q$30","v":4.5188000000000006},{"$f":"($Q$30-0.914*$Q$30)/6*($X$148-35)+$Q$30","v":4.6134000000000004},{"$f":"($Q$30-0.914*$Q$30)/6*($Y$148-35)+$Q$30","v":4.7080000000000002},{"$f":"($Q$30-0.914*$Q$30)/6*($Z$148-35)+$Q$30","v":4.8026000000000009},{"$f":"($Q$30-0.914*$Q$30)/6*($AA$148-35)+$Q$30","v":4.8972000000000007},{"$f":"($Q$30-0.914*$Q$30)/6*($AB$148-35)+$Q$30","v":4.9918000000000005},{"$f":"($Q$30-0.914*$Q$30)/6*($AC$148-35)+$Q$30","v":5.0864000000000003},{"$f":"($Q$30-0.914*$Q$30)/6*($AD$148-35)+$Q$30","v":5.1810000000000009},{"$f":"($Q$30-0.914*$Q$30)/6*($AE$148-35)+$Q$30","v":5.2756000000000007},{"$f":"($Q$30-0.914*$Q$30)/6*($AF$148-35)+$Q$30","v":5.3702000000000005},{"$f":"($Q$30-0.914*$Q$30)/6*($AG$148-35)+$Q$30","v":5.4648000000000003},{"$f":"($Q$30-0.914*$Q$30)/6*($AH$148-35)+$Q$30","v":5.5594000000000001},{"$f":"($Q$30-0.914*$Q$30)/6*($AI$148-35)+$Q$30","v":5.6539999999999999},{"$f":"($Q$30-0.914*$Q$30)/6*($AJ$148-35)+$Q$30","v":5.7485999999999997},{"$f":"($Q$30-0.914*$Q$30)/6*($AK$148-35)+$Q$30","v":5.8432000000000004},{"$f":"($Q$30-0.914*$Q$30)/6*($AL$148-35)+$Q$30","v":5.9378000000000002},{"$f":"($Q$30-0.914*$Q$30)/6*($AM$148-35)+$Q$30","v":6.0324},{"$f":"($Q$30-0.914*$Q$30)/6*($AN$148-35)+$Q$30","v":6.1269999999999998},{"$f":"($Q$30-0.914*$Q$30)/6*($AO$148-35)+$Q$30","v":6.2215999999999996},{"$f":"($Q$30-0.914*$Q$30)/6*($AP$148-35)+$Q$30","v":6.3162000000000003},{"$f":"($Q$30-0.914*$Q$30)/6*($AQ$148-35)+$Q$30","v":6.4108000000000001},{"$f":"($Q$30-0.914*$Q$30)/6*($AR$148-35)+$Q$30","v":6.5053999999999998},{"$f":"($Q$30-0.914*$Q$30)/6*($AS$148-35)+$Q$30","v":6.6},"冷房消費電力","Pc"]
[null,null,"冷房COP",{"$f":"$D$165/$D$166","v":12.337644839665849},{"$f":"$E$165/$E$166","v":11.822916666666655},{"$f":"$F$165/$F$166","v":11.34164777021919},{"$f":"$G$165/$G$166","v":10.890678379697405},{"$f":"$H$165/$H$166","v":10.46723444523302},{"$f":"$I$165/$I$166","v":10.068870523415971},{"$f":"$J$165/$J$166","v":9.6934225195094701},{"$f":"$K$165/$K$166","v":9.3389683571738136},{"$f":"$L$165/$L$166","v":9.003795066413657},{"$f":"$M$165/$M$166","v":8.6863711001641981},{"$f":"$N$165/$N$166","v":8.385322935412912},{"$f":"$O$165/$O$166","v":8.0994152046783583},{"$f":"$P$165/$P$166","v":7.827533751663811},{"$f":"$Q$165/$Q$166","v":7.5686711210096478},{"$f":"$R$165/$R$166","v":7.3219140837411594},{"$f":"$S$165/$S$166","v":7.0864328728303194},{"$f":"$T$165/$T$166","v":6.8614718614718591},{"$f":"$U$165/$U$166","v":6.6463414634146316},{"$f":"$V$165/$V$166","v":6.440411072434939},{"$f":"$W$165/$W$166","v":6.2431028886725075},{"$f":"$X$165/$X$166","v":6.0538865045302801},{"$f":"$Y$165/$Y$166","v":5.872274143302179},{"$f":"$Z$165/$Z$166","v":5.6978164605283235},{"$f":"$AA$165/$AA$166","v":5.5300988319856232},{"$f":"$AB$165/$AB$166","v":5.3687380637578954},{"$f":"$AC$165/$AC$166","v":5.2133794694348321},{"$f":"$AD$165/$AD$166","v":5.0636942675159222},{"$f":"$AE$165/$AE$166","v":4.919377258826799},{"$f":"$AF$165/$AF$166","v":4.7801447494196356},{"$f":"$AG$165/$AG$166","v":4.6457326892109494},{"$f":"$AH$165/$AH$166","v":4.5158950006595431},{"$f":"$AI$165/$AI$166","v":4.3904020752269775},{"$f":"$AJ$165/$AJ$166","v":4.2690394182931497},{"$f":"$AK$165/$AK$166","v":4.1516064257028109},{"$f":"$AL$165/$AL$166","v":4.0379152772631839},{"$f":"$AM$165/$AM$166","v":3.9277899343544855},{"$f":"$AN$165/$AN$166","v":3.8210652304009574},{"$f":"$AO$165/$AO$166","v":3.7175860443187174},{"$f":"$AP$165/$AP$166","v":3.6172065482410312},{"$f":"$AQ$165/$AQ$166","v":3.5197895218485473},{"$f":"$AR$165/$AR$166","v":3.4252057265246312},{"$f":"$AS$165/$AS$166","v":3.3333333333333335},"冷房COP","σc"]
[null,null,"冷房COP比",{"$f":"D$167/$Q$31","v":3.7012934518997547},{"$f":"E$167/$Q$31","v":3.5468749999999964},3.4024943310657569,3.2672035139092213,3.1401703335699058,3.020661157024791,2.9080267558528408,2.8016905071521441,2.7011385199240969,2.6059113300492593,2.5155968806238733,2.4298245614035072,2.3482601254991433,2.2706013363028941,2.1965742251223479,2.1259298618490958,2.0584415584415576,1.9939024390243894,1.9321233217304816,1.8729308666017521,1.816165951359084,1.7616822429906536,1.7093449381584969,1.6590296495956869,1.6106214191273684,1.5640138408304496,1.5191082802547766,1.4758131776480397,1.4340434248258906,1.3937198067632848,1.3547685001978629,1.3171206225680931,1.2807118254879448,1.2454819277108433,1.2113745831789551,1.1783369803063457,1.1463195691202872,1.1152758132956151,1.0851619644723094,1.0559368565545642,1.0275617179573893,1,"冷房COP比","βc"]
[null,null,"Σ",{"$f":"$D$161*$D$164","v":0},{"$f":"$E$161*$E$164","v":0},{"$f":"$F$161*$F$164","v":0},{"$f":"$G$161*$G$164","v":0},{"$f":"$H$161*$H$164","v":0},{"$f":"$I$161*$I$164","v":0},{"$f":"$J$161*$J$164","v":0},{"$f":"$K$161*$K$164","v":0},{"$f":"$L$161*$L$164","v":0},{"$f":"$M$161*$M$164","v":0},{"$f":"$N$161*$N$164","v":0},{"$f":"$O$161*$O$164","v":0},{"$f":"$P$161*$P$164","v":0},{"$f":"$Q$161*$Q$164","v":0},{"$f":"$R$161*$R$164","v":0},{"$f":"$S$161*$S$164","v":0},{"$f":"$T$161*$T$164","v":0},{"$f":"$U$161*$U$164","v":0},{"$f":"$V$161*$V$164","v":0},{"$f":"$W$161*$W$164","v":0},{"$f":"$X$161*$X$164","v":0},{"$f":"$Y$161*$Y$164","v":0},{"$f":"$Z$161*$Z$164","v":0},{"$f":"$AA$161*$AA$164","v":0},{"$f":"$AB$161*$AB$164","v":0},{"$f":"$AC$161*$AC$164","v":0},{"$f":"$AD$161*$AD$164","v":0},{"$f":"$AE$161*$AE$164","v":0},{"$f":"$AF$161*$AF$164","v":0},{"$f":"$AG$161*$AG$164","v":0},{"$f":"$AH$161*$AH$164","v":0},{"$f":"$AI$161*$AI$164","v":0},{"$f":"$AJ$161*$AJ$164","v":0},{"$f":"$AK$161*$AK$164","v":0},{"$f":"$AL$161*$AL$164","v":0},{"$f":"$AM$161*$AM$164","v":0},{"$f":"$AN$161*$AN$164","v":0},{"$f":"$AO$161*$AO$164","v":0},{"$f":"$AP$161*$AP$164","v":0},{"$f":"$AQ$161*$AQ$164","v":0},{"$f":"$AR$161*$AR$164","v":0},{"$f":"$AS$161*$AS$164","v":0},{"$f":"SUM($D$169:$AS$169)","v":0},"Σ"]
[null,"前2","冷房時消費電力比",{"$f":"D$162/D$174","v":{"$error":"#DIV/0!"}},{"$f":"E$162/E$174","v":{"$error":"#DIV/0!"}},{"$error":"#DIV/0!"},{"$error":"#DIV/0!"},{"$error":"#DIV/0!"},{"$error":"#DIV/0!"},{"$error":"#DIV/0!"},{"$error":"#DIV/0!"},{"$error":"#DIV/0!"},{"$error":"#DIV/0!"},{"$error":"#DIV/0!"},{"$error":"#DIV/0!"},{"$error":"#DIV/0!"},{"$error":"#DIV/0!"},{"$error":"#DIV/0!"},{"$error":"#DIV/0!"},{"$error":"#DIV/0!"},{"$error":"#DIV/0!"},{"$error":"#DIV/0!"},{"$error":"#DIV/0!"},{"$error":"#DIV/0!"},{"$error":"#DIV/0!"},{"$error":"#DIV/0!"},{"$error":"#DIV/0!"},{"$error":"#DIV/0!"},{"$error":"#DIV/0!"},{"$error":"#DIV/0!"},{"$error":"#DIV/0!"},{"$error":"#DIV/0!"},{"$error":"#DIV/0!"},{"$error":"#DIV/0!"},{"$error":"#DIV/0!"},{"$error":"#DIV/0!"},{"$error":"#DIV/0!"},{"$error":"#DIV/0!"},{"$error":"#DIV/0!"},{"$f":"AN$162/AN$174","v":{"$error":"#DIV/0!"}},{"$error":"#DIV/0!"},{"$error":"#DIV/0!"},{"$error":"#DIV/0!"},{"$error":"#DIV/0!"},{"$f":"AS$162/AS$174","v":{"$error":"#DIV/0!"}},"冷房時消費電力比","εc"]
[null,null,"冷房能力",{"$f":"($R$29-1.077*$R$29)/6*($D$148-35)+$R$29","v":0},{"$f":"($R$29-1.077*$R$29)/6*($E$148-35)+$R$29","v":0},{"$f":"($R$29-1.077*$R$29)/6*($F$148-35)+$R$29","v":0},{"$f":"($R$29-1.077*$R$29)/6*($G$148-35)+$R$29","v":0},{"$f":"($R$29-1.077*$R$29)/6*($H$148-35)+$R$29","v":0},{"$f":"($R$29-1.077*$R$29)/6*($I$148-35)+$R$29","v":0},{"$f":"($R$29-1.077*$R$29)/6*($J$148-35)+$R$29","v":0},{"$f":"($R$29-1.077*$R$29)/6*($K$148-35)+$R$29","v":0},{"$f":"($R$29-1.077*$R$29)/6*($L$148-35)+$R$29","v":0},{"$f":"($R$29-1.077*$R$29)/6*($M$148-35)+$R$29","v":0},{"$f":"($R$29-1.077*$R$29)/6*($N$148-35)+$R$29","v":0},{"$f":"($R$29-1.077*$R$29)/6*($O$148-35)+$R$29","v":0},{"$f":"($R$29-1.077*$R$29)/6*($P$148-35)+$R$29","v":0},{"$f":"($R$29-1.077*$R$29)/6*($Q$148-35)+$R$29","v":0},{"$f":"($R$29-1.077*$R$29)/6*($R$148-35)+$R$29","v":0},{"$f":"($R$29-1.077*$R$29)/6*($S$148-35)+$R$29","v":0},{"$f":"($R$29-1.077*$R$29)/6*($T$148-35)+$R$29","v":0},{"$f":"($R$29-1.077*$R$29)/6*($U$148-35)+$R$29","v":0},{"$f":"($R$29-1.077*$R$29)/6*($V$148-35)+$R$29","v":0},{"$f":"($R$29-1.077*$R$29)/6*($W$148-35)+$R$29","v":0},{"$f":"($R$29-1.077*$R$29)/6*($X$148-35)+$R$29","v":0},{"$f":"($R$29-1.077*$R$29)/6*($Y$148-35)+$R$29","v":0},{"$f":"($R$29-1.077*$R$29)/6*($Z$148-35)+$R$29","v":0},{"$f":"($R$29-1.077*$R$29)/6*($AA$148-35)+$R$29","v":0},{"$f":"($R$29-1.077*$R$29)/6*($AB$148-35)+$R$29","v":0},{"$f":"($R$29-1.077*$R$29)/6*($AC$148-35)+$R$29","v":0},{"$f":"($R$29-1.077*$R$29)/6*($AD$148-35)+$R$29","v":0},{"$f":"($R$29-1.077*$R$29)/6*($AE$148-35)+$R$29","v":0},{"$f":"($R$29-1.077*$R$29)/6*($AF$148-35)+$R$29","v":0},{"$f":"($R$29-1.077*$R$29)/6*($AG$148-35)+$R$29","v":0},{"$f":"($R$29-1.077*$R$29)/6*($AH$148-35)+$R$29","v":0},{"$f":"($R$29-1.077*$R$29)/6*($AI$148-35)+$R$29","v":0},{"$f":"($R$29-1.077*$R$29)/6*($AJ$148-35)+$R$29","v":0},{"$f":"($R$29-1.077*$R$29)/6*($AK$148-35)+$R$29","v":0},{"$f":"($R$29-1.077*$R$29)/6*($AL$148-35)+$R$29","v":0},{"$f":"($R$29-1.077*$R$29)/6*($AM$148-35)+$R$29","v":0},{"$f":"($R$29-1.077*$R$29)/6*($AN$148-35)+$R$29","v":0},{"$f":"($R$29-1.077*$R$29)/6*($AO$148-35)+$R$29","v":0},{"$f":"($R$29-1.077*$R$29)/6*($AP$148-35)+$R$29","v":0},{"$f":"($R$29-1.077*$R$29)/6*($AQ$148-35)+$R$29","v":0},{"$f":"($R$29-1.077*$R$29)/6*($AR$148-35)+$R$29","v":0},{"$f":"($R$29-1.077*$R$29)/6*($AS$148-35)+$R$29","v":0},"冷房能力","Φc"]
[null,null,"冷房消費電力",{"$f":"($R$30-0.914*$R$30)/6*($D$148-35)+$R$30","v":0},{"$f":"($R$30-0.914*$R$30)/6*($E$148-35)+$R$30","v":0},{"$f":"($R$30-0.914*$R$30)/6*($F$148-35)+$R$30","v":0},{"$f":"($R$30-0.914*$R$30)/6*($G$148-35)+$R$30","v":0},{"$f":"($R$30-0.914*$R$30)/6*($H$148-35)+$R$30","v":0},{"$f":"($R$30-0.914*$R$30)/6*($I$148-35)+$R$30","v":0},{"$f":"($R$30-0.914*$R$30)/6*($J$148-35)+$R$30","v":0},{"$f":"($R$30-0.914*$R$30)/6*($K$148-35)+$R$30","v":0},{"$f":"($R$30-0.914*$R$30)/6*($L$148-35)+$R$30","v":0},{"$f":"($R$30-0.914*$R$30)/6*($M$148-35)+$R$30","v":0},{"$f":"($R$30-0.914*$R$30)/6*($N$148-35)+$R$30","v":0},{"$f":"($R$30-0.914*$R$30)/6*($O$148-35)+$R$30","v":0},{"$f":"($R$30-0.914*$R$30)/6*($P$148-35)+$R$30","v":0},{"$f":"($R$30-0.914*$R$30)/6*($Q$148-35)+$R$30","v":0},{"$f":"($R$30-0.914*$R$30)/6*($R$148-35)+$R$30","v":0},{"$f":"($R$30-0.914*$R$30)/6*($S$148-35)+$R$30","v":0},{"$f":"($R$30-0.914*$R$30)/6*($T$148-35)+$R$30","v":0},{"$f":"($R$30-0.914*$R$30)/6*($U$148-35)+$R$30","v":0},{"$f":"($R$30-0.914*$R$30)/6*($V$148-35)+$R$30","v":0},{"$f":"($R$30-0.914*$R$30)/6*($W$148-35)+$R$30","v":0},{"$f":"($R$30-0.914*$R$30)/6*($X$148-35)+$R$30","v":0},{"$f":"($R$30-0.914*$R$30)/6*($Y$148-35)+$R$30","v":0},{"$f":"($R$30-0.914*$R$30)/6*($Z$148-35)+$R$30","v":0},{"$f":"($R$30-0.914*$R$30)/6*($AA$148-35)+$R$30","v":0},{"$f":"($R$30-0.914*$R$30)/6*($AB$148-35)+$R$30","v":0},{"$f":"($R$30-0.914*$R$30)/6*($AC$148-35)+$R$30","v":0},{"$f":"($R$30-0.914*$R$30)/6*($AD$148-35)+$R$30","v":0},{"$f":"($R$30-0.914*$R$30)/6*($AE$148-35)+$R$30","v":0},{"$f":"($R$30-0.914*$R$30)/6*($AF$148-35)+$R$30","v":0},{"$f":"($R$30-0.914*$R$30)/6*($AG$148-35)+$R$30","v":0},{"$f":"($R$30-0.914*$R$30)/6*($AH$148-35)+$R$30","v":0},{"$f":"($R$30-0.914*$R$30)/6*($AI$148-35)+$R$30","v":0},{"$f":"($R$30-0.914*$R$30)/6*($AJ$148-35)+$R$30","v":0},{"$f":"($R$30-0.914*$R$30)/6*($AK$148-35)+$R$30","v":0},{"$f":"($R$30-0.914*$R$30)/6*($AL$148-35)+$R$30","v":0},{"$f":"($R$30-0.914*$R$30)/6*($AM$148-35)+$R$30","v":0},{"$f":"($R$30-0.914*$R$30)/6*($AN$148-35)+$R$30","v":0},{"$f":"($R$30-0.914*$R$30)/6*($AO$148-35)+$R$30","v":0},{"$f":"($R$30-0.914*$R$30)/6*($AP$148-35)+$R$30","v":0},{"$f":"($R$30-0.914*$R$30)/6*($AQ$148-35)+$R$30","v":0},{"$f":"($R$30-0.914*$R$30)/6*($AR$148-35)+$R$30","v":0},{"$f":"($R$30-0.914*$R$30)/6*($AS$148-35)+$R$30","v":0},"冷房消費電力","Pc"]
[null,null,"冷房COP",{"$f":"D$171/D$172","v":{"$error":"#DIV/0!"}},{"$f":"E$171/E$172","v":{"$error":"#DIV/0!"}},{"$error":"#DIV/0!"},{"$error":"#DIV/0!"},{"$error":"#DIV/0!"},{"$error":"#DIV/0!"},{"$error":"#DIV/0!"},{"$error":"#DIV/0!"},{"$error":"#DIV/0!"},{"$error":"#DIV/0!"},{"$error":"#DIV/0!"},{"$error":"#DIV/0!"},{"$error":"#DIV/0!"},{"$error":"#DIV/0!"},{"$error":"#DIV/0!"},{"$error":"#DIV/0!"},{"$error":"#DIV/0!"},{"$error":"#DIV/0!"},{"$error":"#DIV/0!"},{"$error":"#DIV/0!"},{"$error":"#DIV/0!"},{"$error":"#DIV/0!"},{"$error":"#DIV/0!"},{"$error":"#DIV/0!"},{"$error":"#DIV/0!"},{"$error":"#DIV/0!"},{"$error":"#DIV/0!"},{"$error":"#DIV/0!"},{"$error":"#DIV/0!"},{"$error":"#DIV/0!"},{"$error":"#DIV/0!"},{"$error":"#DIV/0!"},{"$error":"#DIV/0!"},{"$error":"#DIV/0!"},{"$error":"#DIV/0!"},{"$error":"#DIV/0!"},{"$f":"AN$171/AN$172","v":{"$error":"#DIV/0!"}},{"$error":"#DIV/0!"},{"$error":"#DIV/0!"},{"$error":"#DIV/0!"},{"$error":"#DIV/0!"},{"$error":"#DIV/0!"},"冷房COP","σc"]
[null,null,"冷房COP比",{"$f":"D$173/$R$31","v":{"$error":"#DIV/0!"}},{"$f":"E$173/$R$31","v":{"$error":"#DIV/0!"}},{"$error":"#DIV/0!"},{"$error":"#DIV/0!"},{"$error":"#DIV/0!"},{"$error":"#DIV/0!"},{"$error":"#DIV/0!"},{"$error":"#DIV/0!"},{"$error":"#DIV/0!"},{"$error":"#DIV/0!"},{"$error":"#DIV/0!"},{"$error":"#DIV/0!"},{"$error":"#DIV/0!"},{"$error":"#DIV/0!"},{"$error":"#DIV/0!"},{"$error":"#DIV/0!"},{"$error":"#DIV/0!"},{"$error":"#DIV/0!"},{"$error":"#DIV/0!"},{"$error":"#DIV/0!"},{"$error":"#DIV/0!"},{"$error":"#DIV/0!"},{"$error":"#DIV/0!"},{"$error":"#DIV/0!"},{"$error":"#DIV/0!"},{"$error":"#DIV/0!"},{"$error":"#DIV/0!"},{"$error":"#DIV/0!"},{"$error":"#DIV/0!"},{"$error":"#DIV/0!"},{"$error":"#DIV/0!"},{"$error":"#DIV/0!"},{"$error":"#DIV/0!"},{"$error":"#DIV/0!"},{"$error":"#DIV/0!"},{"$error":"#DIV/0!"},{"$error":"#DIV/0!"},{"$error":"#DIV/0!"},{"$error":"#DIV/0!"},{"$error":"#DIV/0!"},{"$error":"#DIV/0!"},{"$error":"#DIV/0!"},"冷房COP比","βc"]
[null,null,"Σ",{"$f":"D$161*D$170","v":{"$error":"#DIV/0!"}},{"$f":"E$161*E$170","v":{"$error":"#DIV/0!"}},{"$error":"#DIV/0!"},{"$f":"G$161*G$170","v":{"$error":"#DIV/0!"}},{"$error":"#DIV/0!"},{"$error":"#DIV/0!"},{"$error":"#DIV/0!"},{"$error":"#DIV/0!"},{"$error":"#DIV/0!"},{"$error":"#DIV/0!"},{"$error":"#DIV/0!"},{"$error":"#DIV/0!"},{"$error":"#DIV/0!"},{"$error":"#DIV/0!"},{"$error":"#DIV/0!"},{"$error":"#DIV/0!"},{"$error":"#DIV/0!"},{"$error":"#DIV/0!"},{"$error":"#DIV/0!"},{"$error":"#DIV/0!"},{"$error":"#DIV/0!"},{"$error":"#DIV/0!"},{"$error":"#DIV/0!"},{"$error":"#DIV/0!"},{"$error":"#DIV/0!"},{"$error":"#DIV/0!"},{"$error":"#DIV/0!"},{"$error":"#DIV/0!"},{"$error":"#DIV/0!"},{"$error":"#DIV/0!"},{"$error":"#DIV/0!"},{"$error":"#DIV/0!"},{"$error":"#DIV/0!"},{"$error":"#DIV/0!"},{"$error":"#DIV/0!"},{"$error":"#DIV/0!"},{"$error":"#DIV/0!"},{"$error":"#DIV/0!"},{"$error":"#DIV/0!"},{"$error":"#DIV/0!"},{"$error":"#DIV/0!"},{"$error":"#DIV/0!"},{"$f":"SUM($D$175:$AS$175)","v":{"$error":"#DIV/0!"}},"Σ"]
[null,"前3","冷房時消費電力比",{"$f":"D$162/D$180","v":{"$error":"#DIV/0!"}},{"$f":"E$162/E$180","v":{"$error":"#DIV/0!"}},{"$error":"#DIV/0!"},{"$error":"#DIV/0!"},{"$error":"#DIV/0!"},{"$error":"#DIV/0!"},{"$error":"#DIV/0!"},{"$error":"#DIV/0!"},{"$error":"#DIV/0!"},{"$error":"#DIV/0!"},{"$error":"#DIV/0!"},{"$error":"#DIV/0!"},{"$error":"#DIV/0!"},{"$error":"#DIV/0!"},{"$error":"#DIV/0!"},{"$error":"#DIV/0!"},{"$error":"#DIV/0!"},{"$error":"#DIV/0!"},{"$error":"#DIV/0!"},{"$error":"#DIV/0!"},{"$error":"#DIV/0!"},{"$error":"#DIV/0!"},{"$error":"#DIV/0!"},{"$error":"#DIV/0!"},{"$error":"#DIV/0!"},{"$error":"#DIV/0!"},{"$error":"#DIV/0!"},{"$error":"#DIV/0!"},{"$error":"#DIV/0!"},{"$error":"#DIV/0!"},{"$error":"#DIV/0!"},{"$error":"#DIV/0!"},{"$error":"#DIV/0!"},{"$error":"#DIV/0!"},{"$error":"#DIV/0!"},{"$error":"#DIV/0!"},{"$error":"#DIV/0!"},{"$error":"#DIV/0!"},{"$error":"#DIV/0!"},{"$error":"#DIV/0!"},{"$error":"#DIV/0!"},{"$f":"AS$162/AS$180","v":{"$error":"#DIV/0!"}},"冷房時消費電力比","εc"]
[null,null,"冷房能力",{"$f":"($S$29-1.077*$S$29)/6*($D$148-35)+$S$29","v":0},{"$f":"($S$29-1.077*$S$29)/6*($E$148-35)+$S$29","v":0},{"$f":"($S$29-1.077*$S$29)/6*($F$148-35)+$S$29","v":0},{"$f":"($S$29-1.077*$S$29)/6*($G$148-35)+$S$29","v":0},{"$f":"($S$29-1.077*$S$29)/6*($H$148-35)+$S$29","v":0},{"$f":"($S$29-1.077*$S$29)/6*($I$148-35)+$S$29","v":0},{"$f":"($S$29-1.077*$S$29)/6*($J$148-35)+$S$29","v":0},{"$f":"($S$29-1.077*$S$29)/6*($K$148-35)+$S$29","v":0},{"$f":"($S$29-1.077*$S$29)/6*($L$148-35)+$S$29","v":0},{"$f":"($S$29-1.077*$S$29)/6*($M$148-35)+$S$29","v":0},{"$f":"($S$29-1.077*$S$29)/6*($N$148-35)+$S$29","v":0},{"$f":"($S$29-1.077*$S$29)/6*($O$148-35)+$S$29","v":0},{"$f":"($S$29-1.077*$S$29)/6*($P$148-35)+$S$29","v":0},{"$f":"($S$29-1.077*$S$29)/6*($Q$148-35)+$S$29","v":0},{"$f":"($S$29-1.077*$S$29)/6*($R$148-35)+$S$29","v":0},{"$f":"($S$29-1.077*$S$29)/6*($S$148-35)+$S$29","v":0},{"$f":"($S$29-1.077*$S$29)/6*($T$148-35)+$S$29","v":0},{"$f":"($S$29-1.077*$S$29)/6*($U$148-35)+$S$29","v":0},{"$f":"($S$29-1.077*$S$29)/6*($V$148-35)+$S$29","v":0},{"$f":"($S$29-1.077*$S$29)/6*($W$148-35)+$S$29","v":0},{"$f":"($S$29-1.077*$S$29)/6*($X$148-35)+$S$29","v":0},{"$f":"($S$29-1.077*$S$29)/6*($Y$148-35)+$S$29","v":0},{"$f":"($S$29-1.077*$S$29)/6*($Z$148-35)+$S$29","v":0},{"$f":"($S$29-1.077*$S$29)/6*($AA$148-35)+$S$29","v":0},{"$f":"($S$29-1.077*$S$29)/6*($AB$148-35)+$S$29","v":0},{"$f":"($S$29-1.077*$S$29)/6*($AC$148-35)+$S$29","v":0},{"$f":"($S$29-1.077*$S$29)/6*($AD$148-35)+$S$29","v":0},{"$f":"($S$29-1.077*$S$29)/6*($AE$148-35)+$S$29","v":0},{"$f":"($S$29-1.077*$S$29)/6*($AF$148-35)+$S$29","v":0},{"$f":"($S$29-1.077*$S$29)/6*($AG$148-35)+$S$29","v":0},{"$f":"($S$29-1.077*$S$29)/6*($AH$148-35)+$S$29","v":0},{"$f":"($S$29-1.077*$S$29)/6*($AI$148-35)+$S$29","v":0},{"$f":"($S$29-1.077*$S$29)/6*($AJ$148-35)+$S$29","v":0},{"$f":"($S$29-1.077*$S$29)/6*($AK$148-35)+$S$29","v":0},{"$f":"($S$29-1.077*$S$29)/6*($AL$148-35)+$S$29","v":0},{"$f":"($S$29-1.077*$S$29)/6*($AM$148-35)+$S$29","v":0},{"$f":"($S$29-1.077*$S$29)/6*($AN$148-35)+$S$29","v":0},{"$f":"($S$29-1.077*$S$29)/6*($AO$148-35)+$S$29","v":0},{"$f":"($S$29-1.077*$S$29)/6*($AP$148-35)+$S$29","v":0},{"$f":"($S$29-1.077*$S$29)/6*($AQ$148-35)+$S$29","v":0},{"$f":"($S$29-1.077*$S$29)/6*($AR$148-35)+$S$29","v":0},{"$f":"($S$29-1.077*$S$29)/6*($AS$148-35)+$S$29","v":0},"冷房能力","Φc"]
[null,null,"冷房消費電力",{"$f":"($S$30-0.914*$S$30)/6*($D$148-35)+$S$30","v":0},{"$f":"($S$30-0.914*$S$30)/6*($E$148-35)+$S$30","v":0},{"$f":"($S$30-0.914*$S$30)/6*($F$148-35)+$S$30","v":0},{"$f":"($S$30-0.914*$S$30)/6*($G$148-35)+$S$30","v":0},{"$f":"($S$30-0.914*$S$30)/6*($H$148-35)+$S$30","v":0},{"$f":"($S$30-0.914*$S$30)/6*($I$148-35)+$S$30","v":0},{"$f":"($S$30-0.914*$S$30)/6*($J$148-35)+$S$30","v":0},{"$f":"($S$30-0.914*$S$30)/6*($K$148-35)+$S$30","v":0},{"$f":"($S$30-0.914*$S$30)/6*($L$148-35)+$S$30","v":0},{"$f":"($S$30-0.914*$S$30)/6*($M$148-35)+$S$30","v":0},{"$f":"($S$30-0.914*$S$30)/6*($N$148-35)+$S$30","v":0},{"$f":"($S$30-0.914*$S$30)/6*($O$148-35)+$S$30","v":0},{"$f":"($S$30-0.914*$S$30)/6*($P$148-35)+$S$30","v":0},{"$f":"($S$30-0.914*$S$30)/6*($Q$148-35)+$S$30","v":0},{"$f":"($S$30-0.914*$S$30)/6*($R$148-35)+$S$30","v":0},{"$f":"($S$30-0.914*$S$30)/6*($S$148-35)+$S$30","v":0},{"$f":"($S$30-0.914*$S$30)/6*($T$148-35)+$S$30","v":0},{"$f":"($S$30-0.914*$S$30)/6*($U$148-35)+$S$30","v":0},{"$f":"($S$30-0.914*$S$30)/6*($V$148-35)+$S$30","v":0},{"$f":"($S$30-0.914*$S$30)/6*($W$148-35)+$S$30","v":0},{"$f":"($S$30-0.914*$S$30)/6*($X$148-35)+$S$30","v":0},{"$f":"($S$30-0.914*$S$30)/6*($Y$148-35)+$S$30","v":0},{"$f":"($S$30-0.914*$S$30)/6*($Z$148-35)+$S$30","v":0},{"$f":"($S$30-0.914*$S$30)/6*($AA$148-35)+$S$30","v":0},{"$f":"($S$30-0.914*$S$30)/6*($AB$148-35)+$S$30","v":0},{"$f":"($S$30-0.914*$S$30)/6*($AC$148-35)+$S$30","v":0},{"$f":"($S$30-0.914*$S$30)/6*($AD$148-35)+$S$30","v":0},{"$f":"($S$30-0.914*$S$30)/6*($AE$148-35)+$S$30","v":0},{"$f":"($S$30-0.914*$S$30)/6*($AF$148-35)+$S$30","v":0},{"$f":"($S$30-0.914*$S$30)/6*($AG$148-35)+$S$30","v":0},{"$f":"($S$30-0.914*$S$30)/6*($AH$148-35)+$S$30","v":0},{"$f":"($S$30-0.914*$S$30)/6*($AI$148-35)+$S$30","v":0},{"$f":"($S$30-0.914*$S$30)/6*($AJ$148-35)+$S$30","v":0},{"$f":"($S$30-0.914*$S$30)/6*($AK$148-35)+$S$30","v":0},{"$f":"($S$30-0.914*$S$30)/6*($AL$148-35)+$S$30","v":0},{"$f":"($S$30-0.914*$S$30)/6*($AM$148-35)+$S$30","v":0},{"$f":"($S$30-0.914*$S$30)/6*($AN$148-35)+$S$30","v":0},{"$f":"($S$30-0.914*$S$30)/6*($AO$148-35)+$S$30","v":0},{"$f":"($S$30-0.914*$S$30)/6*($AP$148-35)+$S$30","v":0},{"$f":"($S$30-0.914*$S$30)/6*($AQ$148-35)+$S$30","v":0},{"$f":"($S$30-0.914*$S$30)/6*($AR$148-35)+$S$30","v":0},{"$f":"($S$30-0.914*$S$30)/6*($AS$148-35)+$S$30","v":0},"冷房消費電力","Pc"]
[null,null,"冷房COP",{"$f":"D$177/D$178","v":{"$error":"#DIV/0!"}},{"$f":"E$177/E$178","v":{"$error":"#DIV/0!"}},{"$error":"#DIV/0!"},{"$error":"#DIV/0!"},{"$error":"#DIV/0!"},{"$error":"#DIV/0!"},{"$error":"#DIV/0!"},{"$error":"#DIV/0!"},{"$error":"#DIV/0!"},{"$error":"#DIV/0!"},{"$error":"#DIV/0!"},{"$error":"#DIV/0!"},{"$error":"#DIV/0!"},{"$error":"#DIV/0!"},{"$error":"#DIV/0!"},{"$error":"#DIV/0!"},{"$error":"#DIV/0!"},{"$error":"#DIV/0!"},{"$error":"#DIV/0!"},{"$error":"#DIV/0!"},{"$error":"#DIV/0!"},{"$error":"#DIV/0!"},{"$error":"#DIV/0!"},{"$error":"#DIV/0!"},{"$error":"#DIV/0!"},{"$error":"#DIV/0!"},{"$error":"#DIV/0!"},{"$error":"#DIV/0!"},{"$error":"#DIV/0!"},{"$error":"#DIV/0!"},{"$error":"#DIV/0!"},{"$error":"#DIV/0!"},{"$error":"#DIV/0!"},{"$error":"#DIV/0!"},{"$error":"#DIV/0!"},{"$error":"#DIV/0!"},{"$error":"#DIV/0!"},{"$error":"#DIV/0!"},{"$error":"#DIV/0!"},{"$error":"#DIV/0!"},{"$error":"#DIV/0!"},{"$error":"#DIV/0!"},"冷房COP","σc"]
[null,null,"冷房COP比",{"$f":"D$179/$S$31","v":{"$error":"#DIV/0!"}},{"$f":"E$179/$S$31","v":{"$error":"#DIV/0!"}},{"$error":"#DIV/0!"},{"$error":"#DIV/0!"},{"$error":"#DIV/0!"},{"$error":"#DIV/0!"},{"$error":"#DIV/0!"},{"$error":"#DIV/0!"},{"$error":"#DIV/0!"},{"$error":"#DIV/0!"},{"$error":"#DIV/0!"},{"$error":"#DIV/0!"},{"$error":"#DIV/0!"},{"$error":"#DIV/0!"},{"$error":"#DIV/0!"},{"$error":"#DIV/0!"},{"$error":"#DIV/0!"},{"$error":"#DIV/0!"},{"$error":"#DIV/0!"},{"$error":"#DIV/0!"},{"$error":"#DIV/0!"},{"$error":"#DIV/0!"},{"$error":"#DIV/0!"},{"$error":"#DIV/0!"},{"$error":"#DIV/0!"},{"$error":"#DIV/0!"},{"$error":"#DIV/0!"},{"$error":"#DIV/0!"},{"$error":"#DIV/0!"},{"$error":"#DIV/0!"},{"$error":"#DIV/0!"},{"$error":"#DIV/0!"},{"$error":"#DIV/0!"},{"$error":"#DIV/0!"},{"$error":"#DIV/0!"},{"$error":"#DIV/0!"},{"$error":"#DIV/0!"},{"$error":"#DIV/0!"},{"$error":"#DIV/0!"},{"$error":"#DIV/0!"},{"$error":"#DIV/0!"},{"$error":"#DIV/0!"},"冷房COP比","βc"]
[null,null,"Σ",{"$f":"D$161*D$176","v":{"$error":"#DIV/0!"}},{"$f":"E$161*E$176","v":{"$error":"#DIV/0!"}},{"$error":"#DIV/0!"},{"$f":"G$161*G$176","v":{"$error":"#DIV/0!"}},{"$error":"#DIV/0!"},{"$error":"#DIV/0!"},{"$error":"#DIV/0!"},{"$error":"#DIV/0!"},{"$error":"#DIV/0!"},{"$error":"#DIV/0!"},{"$error":"#DIV/0!"},{"$error":"#DIV/0!"},{"$error":"#DIV/0!"},{"$error":"#DIV/0!"},{"$error":"#DIV/0!"},{"$error":"#DIV/0!"},{"$error":"#DIV/0!"},{"$error":"#DIV/0!"},{"$error":"#DIV/0!"},{"$error":"#DIV/0!"},{"$error":"#DIV/0!"},{"$error":"#DIV/0!"},{"$error":"#DIV/0!"},{"$error":"#DIV/0!"},{"$error":"#DIV/0!"},{"$error":"#DIV/0!"},{"$error":"#DIV/0!"},{"$error":"#DIV/0!"},{"$error":"#DIV/0!"},{"$error":"#DIV/0!"},{"$error":"#DIV/0!"},{"$error":"#DIV/0!"},{"$error":"#DIV/0!"},{"$error":"#DIV/0!"},{"$error":"#DIV/0!"},{"$error":"#DIV/0!"},{"$error":"#DIV/0!"},{"$error":"#DIV/0!"},{"$error":"#DIV/0!"},{"$error":"#DIV/0!"},{"$error":"#DIV/0!"},{"$error":"#DIV/0!"},{"$f":"SUM($D$181:$AS$181)","v":{"$error":"#DIV/0!"}},"Σ"]
[null,"前4","冷房時消費電力比",{"$f":"D$162/D$186","v":{"$error":"#DIV/0!"}},{"$f":"E$162/E$186","v":{"$error":"#DIV/0!"}},{"$error":"#DIV/0!"},{"$error":"#DIV/0!"},{"$error":"#DIV/0!"},{"$error":"#DIV/0!"},{"$error":"#DIV/0!"},{"$error":"#DIV/0!"},{"$error":"#DIV/0!"},{"$error":"#DIV/0!"},{"$error":"#DIV/0!"},{"$error":"#DIV/0!"},{"$error":"#DIV/0!"},{"$error":"#DIV/0!"},{"$error":"#DIV/0!"},{"$error":"#DIV/0!"},{"$error":"#DIV/0!"},{"$error":"#DIV/0!"},{"$error":"#DIV/0!"},{"$error":"#DIV/0!"},{"$error":"#DIV/0!"},{"$error":"#DIV/0!"},{"$error":"#DIV/0!"},{"$error":"#DIV/0!"},{"$error":"#DIV/0!"},{"$error":"#DIV/0!"},{"$error":"#DIV/0!"},{"$error":"#DIV/0!"},{"$error":"#DIV/0!"},{"$error":"#DIV/0!"},{"$error":"#DIV/0!"},{"$error":"#DIV/0!"},{"$error":"#DIV/0!"},{"$error":"#DIV/0!"},{"$error":"#DIV/0!"},{"$error":"#DIV/0!"},{"$error":"#DIV/0!"},{"$error":"#DIV/0!"},{"$error":"#DIV/0!"},{"$error":"#DIV/0!"},{"$error":"#DIV/0!"},{"$f":"AS$162/AS$186","v":{"$error":"#DIV/0!"}},"冷房時消費電力比","εc"]
[null,null,"冷房能力",{"$f":"($T$29-1.077*$T$29)/6*($D$148-35)+$T$29","v":0},{"$f":"($T$29-1.077*$T$29)/6*($E$148-35)+$T$29","v":0},{"$f":"($T$29-1.077*$T$29)/6*($F$148-35)+$T$29","v":0},{"$f":"($T$29-1.077*$T$29)/6*($G$148-35)+$T$29","v":0},{"$f":"($T$29-1.077*$T$29)/6*($H$148-35)+$T$29","v":0},{"$f":"($T$29-1.077*$T$29)/6*($I$148-35)+$T$29","v":0},{"$f":"($T$29-1.077*$T$29)/6*($J$148-35)+$T$29","v":0},{"$f":"($T$29-1.077*$T$29)/6*($K$148-35)+$T$29","v":0},{"$f":"($T$29-1.077*$T$29)/6*($L$148-35)+$T$29","v":0},{"$f":"($T$29-1.077*$T$29)/6*($M$148-35)+$T$29","v":0},{"$f":"($T$29-1.077*$T$29)/6*($N$148-35)+$T$29","v":0},{"$f":"($T$29-1.077*$T$29)/6*($O$148-35)+$T$29","v":0},{"$f":"($T$29-1.077*$T$29)/6*($P$148-35)+$T$29","v":0},{"$f":"($T$29-1.077*$T$29)/6*($Q$148-35)+$T$29","v":0},{"$f":"($T$29-1.077*$T$29)/6*($R$148-35)+$T$29","v":0},{"$f":"($T$29-1.077*$T$29)/6*($S$148-35)+$T$29","v":0},{"$f":"($T$29-1.077*$T$29)/6*($T$148-35)+$T$29","v":0},{"$f":"($T$29-1.077*$T$29)/6*($U$148-35)+$T$29","v":0},{"$f":"($T$29-1.077*$T$29)/6*($V$148-35)+$T$29","v":0},{"$f":"($T$29-1.077*$T$29)/6*($W$148-35)+$T$29","v":0},{"$f":"($T$29-1.077*$T$29)/6*($X$148-35)+$T$29","v":0},{"$f":"($T$29-1.077*$T$29)/6*($Y$148-35)+$T$29","v":0},{"$f":"($T$29-1.077*$T$29)/6*($Z$148-35)+$T$29","v":0},{"$f":"($T$29-1.077*$T$29)/6*($AA$148-35)+$T$29","v":0},{"$f":"($T$29-1.077*$T$29)/6*($AB$148-35)+$T$29","v":0},{"$f":"($T$29-1.077*$T$29)/6*($AC$148-35)+$T$29","v":0},{"$f":"($T$29-1.077*$T$29)/6*($AD$148-35)+$T$29","v":0},{"$f":"($T$29-1.077*$T$29)/6*($AE$148-35)+$T$29","v":0},{"$f":"($T$29-1.077*$T$29)/6*($AF$148-35)+$T$29","v":0},{"$f":"($T$29-1.077*$T$29)/6*($AG$148-35)+$T$29","v":0},{"$f":"($T$29-1.077*$T$29)/6*($AH$148-35)+$T$29","v":0},{"$f":"($T$29-1.077*$T$29)/6*($AI$148-35)+$T$29","v":0},{"$f":"($T$29-1.077*$T$29)/6*($AJ$148-35)+$T$29","v":0},{"$f":"($T$29-1.077*$T$29)/6*($AK$148-35)+$T$29","v":0},{"$f":"($T$29-1.077*$T$29)/6*($AL$148-35)+$T$29","v":0},{"$f":"($T$29-1.077*$T$29)/6*($AM$148-35)+$T$29","v":0},{"$f":"($T$29-1.077*$T$29)/6*($AN$148-35)+$T$29","v":0},{"$f":"($T$29-1.077*$T$29)/6*($AO$148-35)+$T$29","v":0},{"$f":"($T$29-1.077*$T$29)/6*($AP$148-35)+$T$29","v":0},{"$f":"($T$29-1.077*$T$29)/6*($AQ$148-35)+$T$29","v":0},{"$f":"($T$29-1.077*$T$29)/6*($AR$148-35)+$T$29","v":0},{"$f":"($T$29-1.077*$T$29)/6*($AS$148-35)+$T$29","v":0},"冷房能力","Φc"]
[null,null,"冷房消費電力",{"$f":"($T$30-0.914*$T$30)/6*($D$148-35)+$T$30","v":0},{"$f":"($T$30-0.914*$T$30)/6*($E$148-35)+$T$30","v":0},{"$f":"($T$30-0.914*$T$30)/6*($F$148-35)+$T$30","v":0},{"$f":"($T$30-0.914*$T$30)/6*($G$148-35)+$T$30","v":0},{"$f":"($T$30-0.914*$T$30)/6*($H$148-35)+$T$30","v":0},{"$f":"($T$30-0.914*$T$30)/6*($I$148-35)+$T$30","v":0},{"$f":"($T$30-0.914*$T$30)/6*($J$148-35)+$T$30","v":0},{"$f":"($T$30-0.914*$T$30)/6*($K$148-35)+$T$30","v":0},{"$f":"($T$30-0.914*$T$30)/6*($L$148-35)+$T$30","v":0},{"$f":"($T$30-0.914*$T$30)/6*($M$148-35)+$T$30","v":0},{"$f":"($T$30-0.914*$T$30)/6*($N$148-35)+$T$30","v":0},{"$f":"($T$30-0.914*$T$30)/6*($O$148-35)+$T$30","v":0},{"$f":"($T$30-0.914*$T$30)/6*($P$148-35)+$T$30","v":0},{"$f":"($T$30-0.914*$T$30)/6*($Q$148-35)+$T$30","v":0},{"$f":"($T$30-0.914*$T$30)/6*($R$148-35)+$T$30","v":0},{"$f":"($T$30-0.914*$T$30)/6*($S$148-35)+$T$30","v":0},{"$f":"($T$30-0.914*$T$30)/6*($T$148-35)+$T$30","v":0},{"$f":"($T$30-0.914*$T$30)/6*($U$148-35)+$T$30","v":0},{"$f":"($T$30-0.914*$T$30)/6*($V$148-35)+$T$30","v":0},{"$f":"($T$30-0.914*$T$30)/6*($W$148-35)+$T$30","v":0},{"$f":"($T$30-0.914*$T$30)/6*($X$148-35)+$T$30","v":0},{"$f":"($T$30-0.914*$T$30)/6*($Y$148-35)+$T$30","v":0},{"$f":"($T$30-0.914*$T$30)/6*($Z$148-35)+$T$30","v":0},{"$f":"($T$30-0.914*$T$30)/6*($AA$148-35)+$T$30","v":0},{"$f":"($T$30-0.914*$T$30)/6*($AB$148-35)+$T$30","v":0},{"$f":"($T$30-0.914*$T$30)/6*($AC$148-35)+$T$30","v":0},{"$f":"($T$30-0.914*$T$30)/6*($AD$148-35)+$T$30","v":0},{"$f":"($T$30-0.914*$T$30)/6*($AE$148-35)+$T$30","v":0},{"$f":"($T$30-0.914*$T$30)/6*($AF$148-35)+$T$30","v":0},{"$f":"($T$30-0.914*$T$30)/6*($AG$148-35)+$T$30","v":0},{"$f":"($T$30-0.914*$T$30)/6*($AH$148-35)+$T$30","v":0},{"$f":"($T$30-0.914*$T$30)/6*($AI$148-35)+$T$30","v":0},{"$f":"($T$30-0.914*$T$30)/6*($AJ$148-35)+$T$30","v":0},{"$f":"($T$30-0.914*$T$30)/6*($AK$148-35)+$T$30","v":0},{"$f":"($T$30-0.914*$T$30)/6*($AL$148-35)+$T$30","v":0},{"$f":"($T$30-0.914*$T$30)/6*($AM$148-35)+$T$30","v":0},{"$f":"($T$30-0.914*$T$30)/6*($AN$148-35)+$T$30","v":0},{"$f":"($T$30-0.914*$T$30)/6*($AO$148-35)+$T$30","v":0},{"$f":"($T$30-0.914*$T$30)/6*($AP$148-35)+$T$30","v":0},{"$f":"($T$30-0.914*$T$30)/6*($AQ$148-35)+$T$30","v":0},{"$f":"($T$30-0.914*$T$30)/6*($AR$148-35)+$T$30","v":0},{"$f":"($T$30-0.914*$T$30)/6*($AS$148-35)+$T$30","v":0},"冷房消費電力","Pc"]
[null,null,"冷房COP",{"$f":"D$183/D$184","v":{"$error":"#DIV/0!"}},{"$f":"E$183/E$184","v":{"$error":"#DIV/0!"}},{"$error":"#DIV/0!"},{"$error":"#DIV/0!"},{"$error":"#DIV/0!"},{"$error":"#DIV/0!"},{"$error":"#DIV/0!"},{"$error":"#DIV/0!"},{"$error":"#DIV/0!"},{"$error":"#DIV/0!"},{"$error":"#DIV/0!"},{"$error":"#DIV/0!"},{"$error":"#DIV/0!"},{"$error":"#DIV/0!"},{"$error":"#DIV/0!"},{"$error":"#DIV/0!"},{"$error":"#DIV/0!"},{"$error":"#DIV/0!"},{"$error":"#DIV/0!"},{"$error":"#DIV/0!"},{"$error":"#DIV/0!"},{"$error":"#DIV/0!"},{"$error":"#DIV/0!"},{"$error":"#DIV/0!"},{"$error":"#DIV/0!"},{"$error":"#DIV/0!"},{"$error":"#DIV/0!"},{"$error":"#DIV/0!"},{"$error":"#DIV/0!"},{"$error":"#DIV/0!"},{"$error":"#DIV/0!"},{"$error":"#DIV/0!"},{"$error":"#DIV/0!"},{"$error":"#DIV/0!"},{"$error":"#DIV/0!"},{"$error":"#DIV/0!"},{"$error":"#DIV/0!"},{"$error":"#DIV/0!"},{"$error":"#DIV/0!"},{"$error":"#DIV/0!"},{"$error":"#DIV/0!"},{"$error":"#DIV/0!"},"冷房COP","σc"]
[null,null,"冷房COP比",{"$f":"D$185/$T$31","v":{"$error":"#DIV/0!"}},{"$f":"E$185/$T$31","v":{"$error":"#DIV/0!"}},{"$error":"#DIV/0!"},{"$error":"#DIV/0!"},{"$error":"#DIV/0!"},{"$error":"#DIV/0!"},{"$error":"#DIV/0!"},{"$error":"#DIV/0!"},{"$error":"#DIV/0!"},{"$error":"#DIV/0!"},{"$error":"#DIV/0!"},{"$error":"#DIV/0!"},{"$error":"#DIV/0!"},{"$error":"#DIV/0!"},{"$error":"#DIV/0!"},{"$error":"#DIV/0!"},{"$error":"#DIV/0!"},{"$error":"#DIV/0!"},{"$error":"#DIV/0!"},{"$error":"#DIV/0!"},{"$error":"#DIV/0!"},{"$error":"#DIV/0!"},{"$error":"#DIV/0!"},{"$error":"#DIV/0!"},{"$error":"#DIV/0!"},{"$error":"#DIV/0!"},{"$error":"#DIV/0!"},{"$error":"#DIV/0!"},{"$error":"#DIV/0!"},{"$error":"#DIV/0!"},{"$error":"#DIV/0!"},{"$error":"#DIV/0!"},{"$error":"#DIV/0!"},{"$error":"#DIV/0!"},{"$error":"#DIV/0!"},{"$error":"#DIV/0!"},{"$error":"#DIV/0!"},{"$error":"#DIV/0!"},{"$error":"#DIV/0!"},{"$error":"#DIV/0!"},{"$error":"#DIV/0!"},{"$error":"#DIV/0!"},"冷房COP比","βc"]
[null,null,"Σ",{"$f":"D$161*D$182","v":{"$error":"#DIV/0!"}},{"$f":"E$161*E$182","v":{"$error":"#DIV/0!"}},{"$error":"#DIV/0!"},{"$f":"G$161*G$182","v":{"$error":"#DIV/0!"}},{"$error":"#DIV/0!"},{"$error":"#DIV/0!"},{"$error":"#DIV/0!"},{"$error":"#DIV/0!"},{"$error":"#DIV/0!"},{"$error":"#DIV/0!"},{"$error":"#DIV/0!"},{"$error":"#DIV/0!"},{"$error":"#DIV/0!"},{"$error":"#DIV/0!"},{"$error":"#DIV/0!"},{"$error":"#DIV/0!"},{"$error":"#DIV/0!"},{"$error":"#DIV/0!"},{"$error":"#DIV/0!"},{"$error":"#DIV/0!"},{"$error":"#DIV/0!"},{"$error":"#DIV/0!"},{"$error":"#DIV/0!"},{"$error":"#DIV/0!"},{"$error":"#DIV/0!"},{"$error":"#DIV/0!"},{"$error":"#DIV/0!"},{"$error":"#DIV/0!"},{"$error":"#DIV/0!"},{"$error":"#DIV/0!"},{"$error":"#DIV/0!"},{"$error":"#DIV/0!"},{"$error":"#DIV/0!"},{"$error":"#DIV/0!"},{"$error":"#DIV/0!"},{"$error":"#DIV/0!"},{"$error":"#DIV/0!"},{"$error":"#DIV/0!"},{"$error":"#DIV/0!"},{"$error":"#DIV/0!"},{"$error":"#DIV/0!"},{"$error":"#DIV/0!"},{"$f":"SUM($D$187:$AS$187)","v":{"$error":"#DIV/0!"}},"Σ"]
[null,"前5","冷房時消費電力比",{"$f":"D$162/D$192","v":{"$error":"#DIV/0!"}},{"$f":"E$162/E$192","v":{"$error":"#DIV/0!"}},{"$error":"#DIV/0!"},{"$error":"#DIV/0!"},{"$error":"#DIV/0!"},{"$error":"#DIV/0!"},{"$error":"#DIV/0!"},{"$error":"#DIV/0!"},{"$error":"#DIV/0!"},{"$error":"#DIV/0!"},{"$error":"#DIV/0!"},{"$error":"#DIV/0!"},{"$error":"#DIV/0!"},{"$error":"#DIV/0!"},{"$error":"#DIV/0!"},{"$error":"#DIV/0!"},{"$error":"#DIV/0!"},{"$error":"#DIV/0!"},{"$error":"#DIV/0!"},{"$error":"#DIV/0!"},{"$error":"#DIV/0!"},{"$error":"#DIV/0!"},{"$error":"#DIV/0!"},{"$error":"#DIV/0!"},{"$error":"#DIV/0!"},{"$error":"#DIV/0!"},{"$error":"#DIV/0!"},{"$error":"#DIV/0!"},{"$error":"#DIV/0!"},{"$error":"#DIV/0!"},{"$error":"#DIV/0!"},{"$error":"#DIV/0!"},{"$error":"#DIV/0!"},{"$error":"#DIV/0!"},{"$error":"#DIV/0!"},{"$error":"#DIV/0!"},{"$error":"#DIV/0!"},{"$error":"#DIV/0!"},{"$error":"#DIV/0!"},{"$error":"#DIV/0!"},{"$error":"#DIV/0!"},{"$f":"AS$162/AS$192","v":{"$error":"#DIV/0!"}},"冷房時消費電力比","εc"]
[null,null,"冷房能力",{"$f":"($U$29-1.077*$U$29)/6*($D$148-35)+$U$29","v":0},{"$f":"($U$29-1.077*$U$29)/6*($E$148-35)+$U$29","v":0},{"$f":"($U$29-1.077*$U$29)/6*($F$148-35)+$U$29","v":0},{"$f":"($U$29-1.077*$U$29)/6*($G$148-35)+$U$29","v":0},{"$f":"($U$29-1.077*$U$29)/6*($H$148-35)+$U$29","v":0},{"$f":"($U$29-1.077*$U$29)/6*($I$148-35)+$U$29","v":0},{"$f":"($U$29-1.077*$U$29)/6*($J$148-35)+$U$29","v":0},{"$f":"($U$29-1.077*$U$29)/6*($K$148-35)+$U$29","v":0},{"$f":"($U$29-1.077*$U$29)/6*($L$148-35)+$U$29","v":0},{"$f":"($U$29-1.077*$U$29)/6*($M$148-35)+$U$29","v":0},{"$f":"($U$29-1.077*$U$29)/6*($N$148-35)+$U$29","v":0},{"$f":"($U$29-1.077*$U$29)/6*($O$148-35)+$U$29","v":0},{"$f":"($U$29-1.077*$U$29)/6*($P$148-35)+$U$29","v":0},{"$f":"($U$29-1.077*$U$29)/6*($Q$148-35)+$U$29","v":0},{"$f":"($U$29-1.077*$U$29)/6*($R$148-35)+$U$29","v":0},{"$f":"($U$29-1.077*$U$29)/6*($S$148-35)+$U$29","v":0},{"$f":"($U$29-1.077*$U$29)/6*($T$148-35)+$U$29","v":0},{"$f":"($U$29-1.077*$U$29)/6*($U$148-35)+$U$29","v":0},{"$f":"($U$29-1.077*$U$29)/6*($V$148-35)+$U$29","v":0},{"$f":"($U$29-1.077*$U$29)/6*($W$148-35)+$U$29","v":0},{"$f":"($U$29-1.077*$U$29)/6*($X$148-35)+$U$29","v":0},{"$f":"($U$29-1.077*$U$29)/6*($Y$148-35)+$U$29","v":0},{"$f":"($U$29-1.077*$U$29)/6*($Z$148-35)+$U$29","v":0},{"$f":"($U$29-1.077*$U$29)/6*($AA$148-35)+$U$29","v":0},{"$f":"($U$29-1.077*$U$29)/6*($AB$148-35)+$U$29","v":0},{"$f":"($U$29-1.077*$U$29)/6*($AC$148-35)+$U$29","v":0},{"$f":"($U$29-1.077*$U$29)/6*($AD$148-35)+$U$29","v":0},{"$f":"($U$29-1.077*$U$29)/6*($AE$148-35)+$U$29","v":0},{"$f":"($U$29-1.077*$U$29)/6*($AF$148-35)+$U$29","v":0},{"$f":"($U$29-1.077*$U$29)/6*($AG$148-35)+$U$29","v":0},{"$f":"($U$29-1.077*$U$29)/6*($AH$148-35)+$U$29","v":0},{"$f":"($U$29-1.077*$U$29)/6*($AI$148-35)+$U$29","v":0},{"$f":"($U$29-1.077*$U$29)/6*($AJ$148-35)+$U$29","v":0},{"$f":"($U$29-1.077*$U$29)/6*($AK$148-35)+$U$29","v":0},{"$f":"($U$29-1.077*$U$29)/6*($AL$148-35)+$U$29","v":0},{"$f":"($U$29-1.077*$U$29)/6*($AM$148-35)+$U$29","v":0},{"$f":"($U$29-1.077*$U$29)/6*($AN$148-35)+$U$29","v":0},{"$f":"($U$29-1.077*$U$29)/6*($AO$148-35)+$U$29","v":0},{"$f":"($U$29-1.077*$U$29)/6*($AP$148-35)+$U$29","v":0},{"$f":"($U$29-1.077*$U$29)/6*($AQ$148-35)+$U$29","v":0},{"$f":"($U$29-1.077*$U$29)/6*($AR$148-35)+$U$29","v":0},{"$f":"($U$29-1.077*$U$29)/6*($AS$148-35)+$U$29","v":0},"冷房能力","Φc"]
[null,null,"冷房消費電力",{"$f":"($U$30-0.914*$U$30)/6*($D$148-35)+$U$30","v":0},{"$f":"($U$30-0.914*$U$30)/6*($E$148-35)+$U$30","v":0},{"$f":"($U$30-0.914*$U$30)/6*($F$148-35)+$U$30","v":0},{"$f":"($U$30-0.914*$U$30)/6*($G$148-35)+$U$30","v":0},{"$f":"($U$30-0.914*$U$30)/6*($H$148-35)+$U$30","v":0},{"$f":"($U$30-0.914*$U$30)/6*($I$148-35)+$U$30","v":0},{"$f":"($U$30-0.914*$U$30)/6*($J$148-35)+$U$30","v":0},{"$f":"($U$30-0.914*$U$30)/6*($K$148-35)+$U$30","v":0},{"$f":"($U$30-0.914*$U$30)/6*($L$148-35)+$U$30","v":0},{"$f":"($U$30-0.914*$U$30)/6*($M$148-35)+$U$30","v":0},{"$f":"($U$30-0.914*$U$30)/6*($N$148-35)+$U$30","v":0},{"$f":"($U$30-0.914*$U$30)/6*($O$148-35)+$U$30","v":0},{"$f":"($U$30-0.914*$U$30)/6*($P$148-35)+$U$30","v":0},{"$f":"($U$30-0.914*$U$30)/6*($Q$148-35)+$U$30","v":0},{"$f":"($U$30-0.914*$U$30)/6*($R$148-35)+$U$30","v":0},{"$f":"($U$30-0.914*$U$30)/6*($S$148-35)+$U$30","v":0},{"$f":"($U$30-0.914*$U$30)/6*($T$148-35)+$U$30","v":0},{"$f":"($U$30-0.914*$U$30)/6*($U$148-35)+$U$30","v":0},{"$f":"($U$30-0.914*$U$30)/6*($V$148-35)+$U$30","v":0},{"$f":"($U$30-0.914*$U$30)/6*($W$148-35)+$U$30","v":0},{"$f":"($U$30-0.914*$U$30)/6*($X$148-35)+$U$30","v":0},{"$f":"($U$30-0.914*$U$30)/6*($Y$148-35)+$U$30","v":0},{"$f":"($U$30-0.914*$U$30)/6*($Z$148-35)+$U$30","v":0},{"$f":"($U$30-0.914*$U$30)/6*($AA$148-35)+$U$30","v":0},{"$f":"($U$30-0.914*$U$30)/6*($AB$148-35)+$U$30","v":0},{"$f":"($U$30-0.914*$U$30)/6*($AC$148-35)+$U$30","v":0},{"$f":"($U$30-0.914*$U$30)/6*($AD$148-35)+$U$30","v":0},{"$f":"($U$30-0.914*$U$30)/6*($AE$148-35)+$U$30","v":0},{"$f":"($U$30-0.914*$U$30)/6*($AF$148-35)+$U$30","v":0},{"$f":"($U$30-0.914*$U$30)/6*($AG$148-35)+$U$30","v":0},{"$f":"($U$30-0.914*$U$30)/6*($AH$148-35)+$U$30","v":0},{"$f":"($U$30-0.914*$U$30)/6*($AI$148-35)+$U$30","v":0},{"$f":"($U$30-0.914*$U$30)/6*($AJ$148-35)+$U$30","v":0},{"$f":"($U$30-0.914*$U$30)/6*($AK$148-35)+$U$30","v":0},{"$f":"($U$30-0.914*$U$30)/6*($AL$148-35)+$U$30","v":0},{"$f":"($U$30-0.914*$U$30)/6*($AM$148-35)+$U$30","v":0},{"$f":"($U$30-0.914*$U$30)/6*($AN$148-35)+$U$30","v":0},{"$f":"($U$30-0.914*$U$30)/6*($AO$148-35)+$U$30","v":0},{"$f":"($U$30-0.914*$U$30)/6*($AP$148-35)+$U$30","v":0},{"$f":"($U$30-0.914*$U$30)/6*($AQ$148-35)+$U$30","v":0},{"$f":"($U$30-0.914*$U$30)/6*($AR$148-35)+$U$30","v":0},{"$f":"($U$30-0.914*$U$30)/6*($AS$148-35)+$U$30","v":0},"冷房消費電力","Pc"]
[null,null,"冷房COP",{"$f":"D$189/D$190","v":{"$error":"#DIV/0!"}},{"$f":"E$189/E$190","v":{"$error":"#DIV/0!"}},{"$error":"#DIV/0!"},{"$error":"#DIV/0!"},{"$error":"#DIV/0!"},{"$error":"#DIV/0!"},{"$error":"#DIV/0!"},{"$error":"#DIV/0!"},{"$error":"#DIV/0!"},{"$error":"#DIV/0!"},{"$error":"#DIV/0!"},{"$error":"#DIV/0!"},{"$error":"#DIV/0!"},{"$error":"#DIV/0!"},{"$error":"#DIV/0!"},{"$error":"#DIV/0!"},{"$error":"#DIV/0!"},{"$error":"#DIV/0!"},{"$error":"#DIV/0!"},{"$error":"#DIV/0!"},{"$error":"#DIV/0!"},{"$error":"#DIV/0!"},{"$error":"#DIV/0!"},{"$error":"#DIV/0!"},{"$error":"#DIV/0!"},{"$error":"#DIV/0!"},{"$error":"#DIV/0!"},{"$error":"#DIV/0!"},{"$error":"#DIV/0!"},{"$error":"#DIV/0!"},{"$error":"#DIV/0!"},{"$error":"#DIV/0!"},{"$error":"#DIV/0!"},{"$error":"#DIV/0!"},{"$error":"#DIV/0!"},{"$error":"#DIV/0!"},{"$error":"#DIV/0!"},{"$error":"#DIV/0!"},{"$error":"#DIV/0!"},{"$error":"#DIV/0!"},{"$error":"#DIV/0!"},{"$error":"#DIV/0!"},"冷房COP","σc"]
[null,null,"冷房COP比",{"$f":"D$191/$U$31","v":{"$error":"#DIV/0!"}},{"$f":"E$191/$U$31","v":{"$error":"#DIV/0!"}},{"$error":"#DIV/0!"},{"$error":"#DIV/0!"},{"$error":"#DIV/0!"},{"$error":"#DIV/0!"},{"$error":"#DIV/0!"},{"$error":"#DIV/0!"},{"$error":"#DIV/0!"},{"$error":"#DIV/0!"},{"$error":"#DIV/0!"},{"$error":"#DIV/0!"},{"$error":"#DIV/0!"},{"$error":"#DIV/0!"},{"$error":"#DIV/0!"},{"$error":"#DIV/0!"},{"$error":"#DIV/0!"},{"$error":"#DIV/0!"},{"$error":"#DIV/0!"},{"$error":"#DIV/0!"},{"$error":"#DIV/0!"},{"$error":"#DIV/0!"},{"$error":"#DIV/0!"},{"$error":"#DIV/0!"},{"$error":"#DIV/0!"},{"$error":"#DIV/0!"},{"$error":"#DIV/0!"},{"$error":"#DIV/0!"},{"$error":"#DIV/0!"},{"$error":"#DIV/0!"},{"$error":"#DIV/0!"},{"$error":"#DIV/0!"},{"$error":"#DIV/0!"},{"$error":"#DIV/0!"},{"$error":"#DIV/0!"},{"$error":"#DIV/0!"},{"$error":"#DIV/0!"},{"$error":"#DIV/0!"},{"$error":"#DIV/0!"},{"$error":"#DIV/0!"},{"$error":"#DIV/0!"},{"$error":"#DIV/0!"},"冷房COP比","βc"]
[null,null,"Σ",{"$f":"D$161*D$188","v":{"$error":"#DIV/0!"}},{"$f":"E$161*E$188","v":{"$error":"#DIV/0!"}},{"$error":"#DIV/0!"},{"$f":"G$161*G$188","v":{"$error":"#DIV/0!"}},{"$error":"#DIV/0!"},{"$error":"#DIV/0!"},{"$error":"#DIV/0!"},{"$error":"#DIV/0!"},{"$error":"#DIV/0!"},{"$error":"#DIV/0!"},{"$error":"#DIV/0!"},{"$error":"#DIV/0!"},{"$error":"#DIV/0!"},{"$error":"#DIV/0!"},{"$error":"#DIV/0!"},{"$error":"#DIV/0!"},{"$error":"#DIV/0!"},{"$error":"#DIV/0!"},{"$error":"#DIV/0!"},{"$error":"#DIV/0!"},{"$error":"#DIV/0!"},{"$error":"#DIV/0!"},{"$error":"#DIV/0!"},{"$error":"#DIV/0!"},{"$error":"#DIV/0!"},{"$error":"#DIV/0!"},{"$error":"#DIV/0!"},{"$error":"#DIV/0!"},{"$error":"#DIV/0!"},{"$error":"#DIV/0!"},{"$error":"#DIV/0!"},{"$error":"#DIV/0!"},{"$error":"#DIV/0!"},{"$error":"#DIV/0!"},{"$error":"#DIV/0!"},{"$error":"#DIV/0!"},{"$error":"#DIV/0!"},{"$error":"#DIV/0!"},{"$error":"#DIV/0!"},{"$error":"#DIV/0!"},{"$error":"#DIV/0!"},{"$error":"#DIV/0!"},{"$f":"SUM($D$193:$AS$193)","v":{"$error":"#DIV/0!"}},"Σ"]
[null,"前6","冷房時消費電力比",{"$f":"D$162/D$198","v":{"$error":"#DIV/0!"}},{"$f":"E$162/E$198","v":{"$error":"#DIV/0!"}},{"$error":"#DIV/0!"},{"$error":"#DIV/0!"},{"$error":"#DIV/0!"},{"$error":"#DIV/0!"},{"$error":"#DIV/0!"},{"$error":"#DIV/0!"},{"$error":"#DIV/0!"},{"$error":"#DIV/0!"},{"$error":"#DIV/0!"},{"$error":"#DIV/0!"},{"$error":"#DIV/0!"},{"$error":"#DIV/0!"},{"$error":"#DIV/0!"},{"$error":"#DIV/0!"},{"$error":"#DIV/0!"},{"$error":"#DIV/0!"},{"$error":"#DIV/0!"},{"$error":"#DIV/0!"},{"$error":"#DIV/0!"},{"$error":"#DIV/0!"},{"$error":"#DIV/0!"},{"$error":"#DIV/0!"},{"$error":"#DIV/0!"},{"$error":"#DIV/0!"},{"$error":"#DIV/0!"},{"$error":"#DIV/0!"},{"$error":"#DIV/0!"},{"$error":"#DIV/0!"},{"$error":"#DIV/0!"},{"$error":"#DIV/0!"},{"$error":"#DIV/0!"},{"$error":"#DIV/0!"},{"$error":"#DIV/0!"},{"$error":"#DIV/0!"},{"$error":"#DIV/0!"},{"$error":"#DIV/0!"},{"$error":"#DIV/0!"},{"$error":"#DIV/0!"},{"$error":"#DIV/0!"},{"$f":"AS$162/AS$198","v":{"$error":"#DIV/0!"}},"冷房時消費電力比","εc"]
[null,null,"冷房能力",{"$f":"($V$29-1.077*$V$29)/6*($D$148-35)+$V$29","v":0},{"$f":"($V$29-1.077*$V$29)/6*($E$148-35)+$V$29","v":0},{"$f":"($V$29-1.077*$V$29)/6*($F$148-35)+$V$29","v":0},{"$f":"($V$29-1.077*$V$29)/6*($G$148-35)+$V$29","v":0},{"$f":"($V$29-1.077*$V$29)/6*($H$148-35)+$V$29","v":0},{"$f":"($V$29-1.077*$V$29)/6*($I$148-35)+$V$29","v":0},{"$f":"($V$29-1.077*$V$29)/6*($J$148-35)+$V$29","v":0},{"$f":"($V$29-1.077*$V$29)/6*($K$148-35)+$V$29","v":0},{"$f":"($V$29-1.077*$V$29)/6*($L$148-35)+$V$29","v":0},{"$f":"($V$29-1.077*$V$29)/6*($M$148-35)+$V$29","v":0},{"$f":"($V$29-1.077*$V$29)/6*($N$148-35)+$V$29","v":0},{"$f":"($V$29-1.077*$V$29)/6*($O$148-35)+$V$29","v":0},{"$f":"($V$29-1.077*$V$29)/6*($P$148-35)+$V$29","v":0},{"$f":"($V$29-1.077*$V$29)/6*($Q$148-35)+$V$29","v":0},{"$f":"($V$29-1.077*$V$29)/6*($R$148-35)+$V$29","v":0},{"$f":"($V$29-1.077*$V$29)/6*($S$148-35)+$V$29","v":0},{"$f":"($V$29-1.077*$V$29)/6*($T$148-35)+$V$29","v":0},{"$f":"($V$29-1.077*$V$29)/6*($U$148-35)+$V$29","v":0},{"$f":"($V$29-1.077*$V$29)/6*($V$148-35)+$V$29","v":0},{"$f":"($V$29-1.077*$V$29)/6*($W$148-35)+$V$29","v":0},{"$f":"($V$29-1.077*$V$29)/6*($X$148-35)+$V$29","v":0},{"$f":"($V$29-1.077*$V$29)/6*($Y$148-35)+$V$29","v":0},{"$f":"($V$29-1.077*$V$29)/6*($Z$148-35)+$V$29","v":0},{"$f":"($V$29-1.077*$V$29)/6*($AA$148-35)+$V$29","v":0},{"$f":"($V$29-1.077*$V$29)/6*($AB$148-35)+$V$29","v":0},{"$f":"($V$29-1.077*$V$29)/6*($AC$148-35)+$V$29","v":0},{"$f":"($V$29-1.077*$V$29)/6*($AD$148-35)+$V$29","v":0},{"$f":"($V$29-1.077*$V$29)/6*($AE$148-35)+$V$29","v":0},{"$f":"($V$29-1.077*$V$29)/6*($AF$148-35)+$V$29","v":0},{"$f":"($V$29-1.077*$V$29)/6*($AG$148-35)+$V$29","v":0},{"$f":"($V$29-1.077*$V$29)/6*($AH$148-35)+$V$29","v":0},{"$f":"($V$29-1.077*$V$29)/6*($AI$148-35)+$V$29","v":0},{"$f":"($V$29-1.077*$V$29)/6*($AJ$148-35)+$V$29","v":0},{"$f":"($V$29-1.077*$V$29)/6*($AK$148-35)+$V$29","v":0},{"$f":"($V$29-1.077*$V$29)/6*($AL$148-35)+$V$29","v":0},{"$f":"($V$29-1.077*$V$29)/6*($AM$148-35)+$V$29","v":0},{"$f":"($V$29-1.077*$V$29)/6*($AN$148-35)+$V$29","v":0},{"$f":"($V$29-1.077*$V$29)/6*($AO$148-35)+$V$29","v":0},{"$f":"($V$29-1.077*$V$29)/6*($AP$148-35)+$V$29","v":0},{"$f":"($V$29-1.077*$V$29)/6*($AQ$148-35)+$V$29","v":0},{"$f":"($V$29-1.077*$V$29)/6*($AR$148-35)+$V$29","v":0},{"$f":"($V$29-1.077*$V$29)/6*($AS$148-35)+$V$29","v":0},"冷房能力","Φc"]
[null,null,"冷房消費電力",{"$f":"($V$30-0.914*$V$30)/6*($D$148-35)+$V$30","v":0},{"$f":"($V$30-0.914*$V$30)/6*($E$148-35)+$V$30","v":0},{"$f":"($V$30-0.914*$V$30)/6*($F$148-35)+$V$30","v":0},{"$f":"($V$30-0.914*$V$30)/6*($G$148-35)+$V$30","v":0},{"$f":"($V$30-0.914*$V$30)/6*($H$148-35)+$V$30","v":0},{"$f":"($V$30-0.914*$V$30)/6*($I$148-35)+$V$30","v":0},{"$f":"($V$30-0.914*$V$30)/6*($J$148-35)+$V$30","v":0},{"$f":"($V$30-0.914*$V$30)/6*($K$148-35)+$V$30","v":0},{"$f":"($V$30-0.914*$V$30)/6*($L$148-35)+$V$30","v":0},{"$f":"($V$30-0.914*$V$30)/6*($M$148-35)+$V$30","v":0},{"$f":"($V$30-0.914*$V$30)/6*($N$148-35)+$V$30","v":0},{"$f":"($V$30-0.914*$V$30)/6*($O$148-35)+$V$30","v":0},{"$f":"($V$30-0.914*$V$30)/6*($P$148-35)+$V$30","v":0},{"$f":"($V$30-0.914*$V$30)/6*($Q$148-35)+$V$30","v":0},{"$f":"($V$30-0.914*$V$30)/6*($R$148-35)+$V$30","v":0},{"$f":"($V$30-0.914*$V$30)/6*($S$148-35)+$V$30","v":0},{"$f":"($V$30-0.914*$V$30)/6*($T$148-35)+$V$30","v":0},{"$f":"($V$30-0.914*$V$30)/6*($U$148-35)+$V$30","v":0},{"$f":"($V$30-0.914*$V$30)/6*($V$148-35)+$V$30","v":0},{"$f":"($V$30-0.914*$V$30)/6*($W$148-35)+$V$30","v":0},{"$f":"($V$30-0.914*$V$30)/6*($X$148-35)+$V$30","v":0},{"$f":"($V$30-0.914*$V$30)/6*($Y$148-35)+$V$30","v":0},{"$f":"($V$30-0.914*$V$30)/6*($Z$148-35)+$V$30","v":0},{"$f":"($V$30-0.914*$V$30)/6*($AA$148-35)+$V$30","v":0},{"$f":"($V$30-0.914*$V$30)/6*($AB$148-35)+$V$30","v":0},{"$f":"($V$30-0.914*$V$30)/6*($AC$148-35)+$V$30","v":0},{"$f":"($V$30-0.914*$V$30)/6*($AD$148-35)+$V$30","v":0},{"$f":"($V$30-0.914*$V$30)/6*($AE$148-35)+$V$30","v":0},{"$f":"($V$30-0.914*$V$30)/6*($AF$148-35)+$V$30","v":0},{"$f":"($V$30-0.914*$V$30)/6*($AG$148-35)+$V$30","v":0},{"$f":"($V$30-0.914*$V$30)/6*($AH$148-35)+$V$30","v":0},{"$f":"($V$30-0.914*$V$30)/6*($AI$148-35)+$V$30","v":0},{"$f":"($V$30-0.914*$V$30)/6*($AJ$148-35)+$V$30","v":0},{"$f":"($V$30-0.914*$V$30)/6*($AK$148-35)+$V$30","v":0},{"$f":"($V$30-0.914*$V$30)/6*($AL$148-35)+$V$30","v":0},{"$f":"($V$30-0.914*$V$30)/6*($AM$148-35)+$V$30","v":0},{"$f":"($V$30-0.914*$V$30)/6*($AN$148-35)+$V$30","v":0},{"$f":"($V$30-0.914*$V$30)/6*($AO$148-35)+$V$30","v":0},{"$f":"($V$30-0.914*$V$30)/6*($AP$148-35)+$V$30","v":0},{"$f":"($V$30-0.914*$V$30)/6*($AQ$148-35)+$V$30","v":0},{"$f":"($V$30-0.914*$V$30)/6*($AR$148-35)+$V$30","v":0},{"$f":"($V$30-0.914*$V$30)/6*($AS$148-35)+$V$30","v":0},"冷房消費電力","Pc"]
[null,null,"冷房COP",{"$f":"D$195/D$196","v":{"$error":"#DIV/0!"}},{"$f":"E$195/E$196","v":{"$error":"#DIV/0!"}},{"$error":"#DIV/0!"},{"$error":"#DIV/0!"},{"$error":"#DIV/0!"},{"$error":"#DIV/0!"},{"$error":"#DIV/0!"},{"$error":"#DIV/0!"},{"$error":"#DIV/0!"},{"$error":"#DIV/0!"},{"$error":"#DIV/0!"},{"$error":"#DIV/0!"},{"$error":"#DIV/0!"},{"$error":"#DIV/0!"},{"$error":"#DIV/0!"},{"$error":"#DIV/0!"},{"$error":"#DIV/0!"},{"$error":"#DIV/0!"},{"$error":"#DIV/0!"},{"$error":"#DIV/0!"},{"$error":"#DIV/0!"},{"$error":"#DIV/0!"},{"$error":"#DIV/0!"},{"$error":"#DIV/0!"},{"$error":"#DIV/0!"},{"$error":"#DIV/0!"},{"$error":"#DIV/0!"},{"$error":"#DIV/0!"},{"$error":"#DIV/0!"},{"$error":"#DIV/0!"},{"$error":"#DIV/0!"},{"$error":"#DIV/0!"},{"$error":"#DIV/0!"},{"$error":"#DIV/0!"},{"$error":"#DIV/0!"},{"$error":"#DIV/0!"},{"$error":"#DIV/0!"},{"$error":"#DIV/0!"},{"$error":"#DIV/0!"},{"$error":"#DIV/0!"},{"$error":"#DIV/0!"},{"$error":"#DIV/0!"},"冷房COP","σc"]
[null,null,"冷房COP比",{"$f":"D$197/$V$31","v":{"$error":"#DIV/0!"}},{"$f":"E$197/$V$31","v":{"$error":"#DIV/0!"}},{"$error":"#DIV/0!"},{"$error":"#DIV/0!"},{"$error":"#DIV/0!"},{"$error":"#DIV/0!"},{"$error":"#DIV/0!"},{"$error":"#DIV/0!"},{"$error":"#DIV/0!"},{"$error":"#DIV/0!"},{"$error":"#DIV/0!"},{"$error":"#DIV/0!"},{"$error":"#DIV/0!"},{"$error":"#DIV/0!"},{"$error":"#DIV/0!"},{"$error":"#DIV/0!"},{"$error":"#DIV/0!"},{"$error":"#DIV/0!"},{"$error":"#DIV/0!"},{"$error":"#DIV/0!"},{"$error":"#DIV/0!"},{"$error":"#DIV/0!"},{"$error":"#DIV/0!"},{"$error":"#DIV/0!"},{"$error":"#DIV/0!"},{"$error":"#DIV/0!"},{"$error":"#DIV/0!"},{"$error":"#DIV/0!"},{"$error":"#DIV/0!"},{"$error":"#DIV/0!"},{"$error":"#DIV/0!"},{"$error":"#DIV/0!"},{"$error":"#DIV/0!"},{"$error":"#DIV/0!"},{"$error":"#DIV/0!"},{"$error":"#DIV/0!"},{"$error":"#DIV/0!"},{"$error":"#DIV/0!"},{"$error":"#DIV/0!"},{"$error":"#DIV/0!"},{"$error":"#DIV/0!"},{"$error":"#DIV/0!"},"冷房COP比","βc"]
[null,null,"Σ",{"$f":"D$161*D$194","v":{"$error":"#DIV/0!"}},{"$f":"E$161*E$194","v":{"$error":"#DIV/0!"}},{"$error":"#DIV/0!"},{"$f":"G$161*G$194","v":{"$error":"#DIV/0!"}},{"$error":"#DIV/0!"},{"$error":"#DIV/0!"},{"$error":"#DIV/0!"},{"$error":"#DIV/0!"},{"$error":"#DIV/0!"},{"$error":"#DIV/0!"},{"$error":"#DIV/0!"},{"$error":"#DIV/0!"},{"$error":"#DIV/0!"},{"$error":"#DIV/0!"},{"$error":"#DIV/0!"},{"$error":"#DIV/0!"},{"$error":"#DIV/0!"},{"$error":"#DIV/0!"},{"$error":"#DIV/0!"},{"$error":"#DIV/0!"},{"$error":"#DIV/0!"},{"$error":"#DIV/0!"},{"$error":"#DIV/0!"},{"$error":"#DIV/0!"},{"$error":"#DIV/0!"},{"$error":"#DIV/0!"},{"$error":"#DIV/0!"},{"$error":"#DIV/0!"},{"$error":"#DIV/0!"},{"$error":"#DIV/0!"},{"$error":"#DIV/0!"},{"$error":"#DIV/0!"},{"$error":"#DIV/0!"},{"$error":"#DIV/0!"},{"$error":"#DIV/0!"},{"$error":"#DIV/0!"},{"$error":"#DIV/0!"},{"$error":"#DIV/0!"},{"$error":"#DIV/0!"},{"$error":"#DIV/0!"},{"$error":"#DIV/0!"},{"$error":"#DIV/0!"},{"$f":"SUM($D$199:$AS$199)","v":{"$error":"#DIV/0!"}},"Σ"]
[null,"前7","冷房時消費電力比",{"$f":"D$162/D$204","v":{"$error":"#DIV/0!"}},{"$f":"E$162/E$204","v":{"$error":"#DIV/0!"}},{"$error":"#DIV/0!"},{"$error":"#DIV/0!"},{"$error":"#DIV/0!"},{"$error":"#DIV/0!"},{"$error":"#DIV/0!"},{"$error":"#DIV/0!"},{"$error":"#DIV/0!"},{"$error":"#DIV/0!"},{"$error":"#DIV/0!"},{"$error":"#DIV/0!"},{"$error":"#DIV/0!"},{"$error":"#DIV/0!"},{"$error":"#DIV/0!"},{"$error":"#DIV/0!"},{"$error":"#DIV/0!"},{"$error":"#DIV/0!"},{"$error":"#DIV/0!"},{"$error":"#DIV/0!"},{"$error":"#DIV/0!"},{"$error":"#DIV/0!"},{"$error":"#DIV/0!"},{"$error":"#DIV/0!"},{"$error":"#DIV/0!"},{"$error":"#DIV/0!"},{"$error":"#DIV/0!"},{"$error":"#DIV/0!"},{"$error":"#DIV/0!"},{"$error":"#DIV/0!"},{"$error":"#DIV/0!"},{"$error":"#DIV/0!"},{"$error":"#DIV/0!"},{"$error":"#DIV/0!"},{"$error":"#DIV/0!"},{"$error":"#DIV/0!"},{"$error":"#DIV/0!"},{"$error":"#DIV/0!"},{"$error":"#DIV/0!"},{"$error":"#DIV/0!"},{"$error":"#DIV/0!"},{"$f":"AS$162/AS$204","v":{"$error":"#DIV/0!"}},"冷房時消費電力比","εc"]
[null,null,"冷房能力",{"$f":"($W$29-1.077*$W$29)/6*($D$148-35)+$W$29","v":0},{"$f":"($W$29-1.077*$W$29)/6*($E$148-35)+$W$29","v":0},{"$f":"($W$29-1.077*$W$29)/6*($F$148-35)+$W$29","v":0},{"$f":"($W$29-1.077*$W$29)/6*($G$148-35)+$W$29","v":0},{"$f":"($W$29-1.077*$W$29)/6*($H$148-35)+$W$29","v":0},{"$f":"($W$29-1.077*$W$29)/6*($I$148-35)+$W$29","v":0},{"$f":"($W$29-1.077*$W$29)/6*($J$148-35)+$W$29","v":0},{"$f":"($W$29-1.077*$W$29)/6*($K$148-35)+$W$29","v":0},{"$f":"($W$29-1.077*$W$29)/6*($L$148-35)+$W$29","v":0},{"$f":"($W$29-1.077*$W$29)/6*($M$148-35)+$W$29","v":0},{"$f":"($W$29-1.077*$W$29)/6*($N$148-35)+$W$29","v":0},{"$f":"($W$29-1.077*$W$29)/6*($O$148-35)+$W$29","v":0},{"$f":"($W$29-1.077*$W$29)/6*($P$148-35)+$W$29","v":0},{"$f":"($W$29-1.077*$W$29)/6*($Q$148-35)+$W$29","v":0},{"$f":"($W$29-1.077*$W$29)/6*($R$148-35)+$W$29","v":0},{"$f":"($W$29-1.077*$W$29)/6*($S$148-35)+$W$29","v":0},{"$f":"($W$29-1.077*$W$29)/6*($T$148-35)+$W$29","v":0},{"$f":"($W$29-1.077*$W$29)/6*($U$148-35)+$W$29","v":0},{"$f":"($W$29-1.077*$W$29)/6*($V$148-35)+$W$29","v":0},{"$f":"($W$29-1.077*$W$29)/6*($W$148-35)+$W$29","v":0},{"$f":"($W$29-1.077*$W$29)/6*($X$148-35)+$W$29","v":0},{"$f":"($W$29-1.077*$W$29)/6*($Y$148-35)+$W$29","v":0},{"$f":"($W$29-1.077*$W$29)/6*($Z$148-35)+$W$29","v":0},{"$f":"($W$29-1.077*$W$29)/6*($AA$148-35)+$W$29","v":0},{"$f":"($W$29-1.077*$W$29)/6*($AB$148-35)+$W$29","v":0},{"$f":"($W$29-1.077*$W$29)/6*($AC$148-35)+$W$29","v":0},{"$f":"($W$29-1.077*$W$29)/6*($AD$148-35)+$W$29","v":0},{"$f":"($W$29-1.077*$W$29)/6*($AE$148-35)+$W$29","v":0},{"$f":"($W$29-1.077*$W$29)/6*($AF$148-35)+$W$29","v":0},{"$f":"($W$29-1.077*$W$29)/6*($AG$148-35)+$W$29","v":0},{"$f":"($W$29-1.077*$W$29)/6*($AH$148-35)+$W$29","v":0},{"$f":"($W$29-1.077*$W$29)/6*($AI$148-35)+$W$29","v":0},{"$f":"($W$29-1.077*$W$29)/6*($AJ$148-35)+$W$29","v":0},{"$f":"($W$29-1.077*$W$29)/6*($AK$148-35)+$W$29","v":0},{"$f":"($W$29-1.077*$W$29)/6*($AL$148-35)+$W$29","v":0},{"$f":"($W$29-1.077*$W$29)/6*($AM$148-35)+$W$29","v":0},{"$f":"($W$29-1.077*$W$29)/6*($AN$148-35)+$W$29","v":0},{"$f":"($W$29-1.077*$W$29)/6*($AO$148-35)+$W$29","v":0},{"$f":"($W$29-1.077*$W$29)/6*($AP$148-35)+$W$29","v":0},{"$f":"($W$29-1.077*$W$29)/6*($AQ$148-35)+$W$29","v":0},{"$f":"($W$29-1.077*$W$29)/6*($AR$148-35)+$W$29","v":0},{"$f":"($W$29-1.077*$W$29)/6*($AS$148-35)+$W$29","v":0},"冷房能力","Φc"]
[null,null,"冷房消費電力",{"$f":"($W$30-0.914*$W$30)/6*($D$148-35)+$W$30","v":0},{"$f":"($W$30-0.914*$W$30)/6*($E$148-35)+$W$30","v":0},{"$f":"($W$30-0.914*$W$30)/6*($F$148-35)+$W$30","v":0},{"$f":"($W$30-0.914*$W$30)/6*($G$148-35)+$W$30","v":0},{"$f":"($W$30-0.914*$W$30)/6*($H$148-35)+$W$30","v":0},{"$f":"($W$30-0.914*$W$30)/6*($I$148-35)+$W$30","v":0},{"$f":"($W$30-0.914*$W$30)/6*($J$148-35)+$W$30","v":0},{"$f":"($W$30-0.914*$W$30)/6*($K$148-35)+$W$30","v":0},{"$f":"($W$30-0.914*$W$30)/6*($L$148-35)+$W$30","v":0},{"$f":"($W$30-0.914*$W$30)/6*($M$148-35)+$W$30","v":0},{"$f":"($W$30-0.914*$W$30)/6*($N$148-35)+$W$30","v":0},{"$f":"($W$30-0.914*$W$30)/6*($O$148-35)+$W$30","v":0},{"$f":"($W$30-0.914*$W$30)/6*($P$148-35)+$W$30","v":0},{"$f":"($W$30-0.914*$W$30)/6*($Q$148-35)+$W$30","v":0},{"$f":"($W$30-0.914*$W$30)/6*($R$148-35)+$W$30","v":0},{"$f":"($W$30-0.914*$W$30)/6*($S$148-35)+$W$30","v":0},{"$f":"($W$30-0.914*$W$30)/6*($T$148-35)+$W$30","v":0},{"$f":"($W$30-0.914*$W$30)/6*($U$148-35)+$W$30","v":0},{"$f":"($W$30-0.914*$W$30)/6*($V$148-35)+$W$30","v":0},{"$f":"($W$30-0.914*$W$30)/6*($W$148-35)+$W$30","v":0},{"$f":"($W$30-0.914*$W$30)/6*($X$148-35)+$W$30","v":0},{"$f":"($W$30-0.914*$W$30)/6*($Y$148-35)+$W$30","v":0},{"$f":"($W$30-0.914*$W$30)/6*($Z$148-35)+$W$30","v":0},{"$f":"($W$30-0.914*$W$30)/6*($AA$148-35)+$W$30","v":0},{"$f":"($W$30-0.914*$W$30)/6*($AB$148-35)+$W$30","v":0},{"$f":"($W$30-0.914*$W$30)/6*($AC$148-35)+$W$30","v":0},{"$f":"($W$30-0.914*$W$30)/6*($AD$148-35)+$W$30","v":0},{"$f":"($W$30-0.914*$W$30)/6*($AE$148-35)+$W$30","v":0},{"$f":"($W$30-0.914*$W$30)/6*($AF$148-35)+$W$30","v":0},{"$f":"($W$30-0.914*$W$30)/6*($AG$148-35)+$W$30","v":0},{"$f":"($W$30-0.914*$W$30)/6*($AH$148-35)+$W$30","v":0},{"$f":"($W$30-0.914*$W$30)/6*($AI$148-35)+$W$30","v":0},{"$f":"($W$30-0.914*$W$30)/6*($AJ$148-35)+$W$30","v":0},{"$f":"($W$30-0.914*$W$30)/6*($AK$148-35)+$W$30","v":0},{"$f":"($W$30-0.914*$W$30)/6*($AL$148-35)+$W$30","v":0},{"$f":"($W$30-0.914*$W$30)/6*($AM$148-35)+$W$30","v":0},{"$f":"($W$30-0.914*$W$30)/6*($AN$148-35)+$W$30","v":0},{"$f":"($W$30-0.914*$W$30)/6*($AO$148-35)+$W$30","v":0},{"$f":"($W$30-0.914*$W$30)/6*($AP$148-35)+$W$30","v":0},{"$f":"($W$30-0.914*$W$30)/6*($AQ$148-35)+$W$30","v":0},{"$f":"($W$30-0.914*$W$30)/6*($AR$148-35)+$W$30","v":0},{"$f":"($W$30-0.914*$W$30)/6*($AS$148-35)+$W$30","v":0},"冷房消費電力","Pc"]
[null,null,"冷房COP",{"$f":"D$201/D$202","v":{"$error":"#DIV/0!"}},{"$f":"E$201/E$202","v":{"$error":"#DIV/0!"}},{"$error":"#DIV/0!"},{"$error":"#DIV/0!"},{"$error":"#DIV/0!"},{"$error":"#DIV/0!"},{"$error":"#DIV/0!"},{"$error":"#DIV/0!"},{"$error":"#DIV/0!"},{"$error":"#DIV/0!"},{"$error":"#DIV/0!"},{"$error":"#DIV/0!"},{"$error":"#DIV/0!"},{"$error":"#DIV/0!"},{"$error":"#DIV/0!"},{"$error":"#DIV/0!"},{"$error":"#DIV/0!"},{"$error":"#DIV/0!"},{"$error":"#DIV/0!"},{"$error":"#DIV/0!"},{"$error":"#DIV/0!"},{"$error":"#DIV/0!"},{"$error":"#DIV/0!"},{"$error":"#DIV/0!"},{"$error":"#DIV/0!"},{"$error":"#DIV/0!"},{"$error":"#DIV/0!"},{"$error":"#DIV/0!"},{"$error":"#DIV/0!"},{"$error":"#DIV/0!"},{"$error":"#DIV/0!"},{"$error":"#DIV/0!"},{"$error":"#DIV/0!"},{"$error":"#DIV/0!"},{"$error":"#DIV/0!"},{"$error":"#DIV/0!"},{"$error":"#DIV/0!"},{"$error":"#DIV/0!"},{"$error":"#DIV/0!"},{"$error":"#DIV/0!"},{"$error":"#DIV/0!"},{"$error":"#DIV/0!"},"冷房COP","σc"]
[null,null,"冷房COP比",{"$f":"D$203/$W$31","v":{"$error":"#DIV/0!"}},{"$f":"E$203/$W$31","v":{"$error":"#DIV/0!"}},{"$error":"#DIV/0!"},{"$error":"#DIV/0!"},{"$error":"#DIV/0!"},{"$error":"#DIV/0!"},{"$error":"#DIV/0!"},{"$error":"#DIV/0!"},{"$error":"#DIV/0!"},{"$error":"#DIV/0!"},{"$error":"#DIV/0!"},{"$error":"#DIV/0!"},{"$error":"#DIV/0!"},{"$error":"#DIV/0!"},{"$error":"#DIV/0!"},{"$error":"#DIV/0!"},{"$error":"#DIV/0!"},{"$error":"#DIV/0!"},{"$error":"#DIV/0!"},{"$error":"#DIV/0!"},{"$error":"#DIV/0!"},{"$error":"#DIV/0!"},{"$error":"#DIV/0!"},{"$error":"#DIV/0!"},{"$error":"#DIV/0!"},{"$error":"#DIV/0!"},{"$error":"#DIV/0!"},{"$error":"#DIV/0!"},{"$error":"#DIV/0!"},{"$error":"#DIV/0!"},{"$error":"#DIV/0!"},{"$error":"#DIV/0!"},{"$error":"#DIV/0!"},{"$error":"#DIV/0!"},{"$error":"#DIV/0!"},{"$error":"#DIV/0!"},{"$error":"#DIV/0!"},{"$error":"#DIV/0!"},{"$error":"#DIV/0!"},{"$error":"#DIV/0!"},{"$error":"#DIV/0!"},{"$error":"#DIV/0!"},"冷房COP比","βc"]
[null,null,"Σ",{"$f":"D$161*D$200","v":{"$error":"#DIV/0!"}},{"$f":"E$161*E$200","v":{"$error":"#DIV/0!"}},{"$error":"#DIV/0!"},{"$f":"G$161*G$200","v":{"$error":"#DIV/0!"}},{"$error":"#DIV/0!"},{"$error":"#DIV/0!"},{"$error":"#DIV/0!"},{"$error":"#DIV/0!"},{"$error":"#DIV/0!"},{"$error":"#DIV/0!"},{"$error":"#DIV/0!"},{"$error":"#DIV/0!"},{"$error":"#DIV/0!"},{"$error":"#DIV/0!"},{"$error":"#DIV/0!"},{"$error":"#DIV/0!"},{"$error":"#DIV/0!"},{"$error":"#DIV/0!"},{"$error":"#DIV/0!"},{"$error":"#DIV/0!"},{"$error":"#DIV/0!"},{"$error":"#DIV/0!"},{"$error":"#DIV/0!"},{"$error":"#DIV/0!"},{"$error":"#DIV/0!"},{"$error":"#DIV/0!"},{"$error":"#DIV/0!"},{"$error":"#DIV/0!"},{"$error":"#DIV/0!"},{"$error":"#DIV/0!"},{"$error":"#DIV/0!"},{"$error":"#DIV/0!"},{"$error":"#DIV/0!"},{"$error":"#DIV/0!"},{"$error":"#DIV/0!"},{"$error":"#DIV/0!"},{"$error":"#DIV/0!"},{"$error":"#DIV/0!"},{"$error":"#DIV/0!"},{"$error":"#DIV/0!"},{"$error":"#DIV/0!"},{"$error":"#DIV/0!"},{"$f":"SUM($D$205:$AS$205)","v":{"$error":"#DIV/0!"}},"Σ"]
[null,"前8","冷房時消費電力比",{"$f":"D$162/D$210","v":{"$error":"#DIV/0!"}},{"$f":"E$162/E$210","v":{"$error":"#DIV/0!"}},{"$error":"#DIV/0!"},{"$error":"#DIV/0!"},{"$error":"#DIV/0!"},{"$error":"#DIV/0!"},{"$error":"#DIV/0!"},{"$error":"#DIV/0!"},{"$error":"#DIV/0!"},{"$error":"#DIV/0!"},{"$error":"#DIV/0!"},{"$error":"#DIV/0!"},{"$error":"#DIV/0!"},{"$error":"#DIV/0!"},{"$error":"#DIV/0!"},{"$error":"#DIV/0!"},{"$error":"#DIV/0!"},{"$error":"#DIV/0!"},{"$error":"#DIV/0!"},{"$error":"#DIV/0!"},{"$error":"#DIV/0!"},{"$error":"#DIV/0!"},{"$error":"#DIV/0!"},{"$error":"#DIV/0!"},{"$error":"#DIV/0!"},{"$error":"#DIV/0!"},{"$error":"#DIV/0!"},{"$error":"#DIV/0!"},{"$error":"#DIV/0!"},{"$error":"#DIV/0!"},{"$error":"#DIV/0!"},{"$error":"#DIV/0!"},{"$error":"#DIV/0!"},{"$error":"#DIV/0!"},{"$error":"#DIV/0!"},{"$error":"#DIV/0!"},{"$error":"#DIV/0!"},{"$error":"#DIV/0!"},{"$error":"#DIV/0!"},{"$error":"#DIV/0!"},{"$error":"#DIV/0!"},{"$error":"#DIV/0!"},"冷房時消費電力比","εc"]
[null,null,"冷房能力",{"$f":"($X$29-1.077*$X$29)/6*($D$148-35)+$X$29","v":0},{"$f":"($X$29-1.077*$X$29)/6*($E$148-35)+$X$29","v":0},{"$f":"($X$29-1.077*$X$29)/6*($F$148-35)+$X$29","v":0},{"$f":"($X$29-1.077*$X$29)/6*($G$148-35)+$X$29","v":0},{"$f":"($X$29-1.077*$X$29)/6*($H$148-35)+$X$29","v":0},{"$f":"($X$29-1.077*$X$29)/6*($I$148-35)+$X$29","v":0},{"$f":"($X$29-1.077*$X$29)/6*($J$148-35)+$X$29","v":0},{"$f":"($X$29-1.077*$X$29)/6*($K$148-35)+$X$29","v":0},{"$f":"($X$29-1.077*$X$29)/6*($L$148-35)+$X$29","v":0},{"$f":"($X$29-1.077*$X$29)/6*($M$148-35)+$X$29","v":0},{"$f":"($X$29-1.077*$X$29)/6*($N$148-35)+$X$29","v":0},{"$f":"($X$29-1.077*$X$29)/6*($O$148-35)+$X$29","v":0},{"$f":"($X$29-1.077*$X$29)/6*($P$148-35)+$X$29","v":0},{"$f":"($X$29-1.077*$X$29)/6*($Q$148-35)+$X$29","v":0},{"$f":"($X$29-1.077*$X$29)/6*($R$148-35)+$X$29","v":0},{"$f":"($X$29-1.077*$X$29)/6*($S$148-35)+$X$29","v":0},{"$f":"($X$29-1.077*$X$29)/6*($T$148-35)+$X$29","v":0},{"$f":"($X$29-1.077*$X$29)/6*($U$148-35)+$X$29","v":0},{"$f":"($X$29-1.077*$X$29)/6*($V$148-35)+$X$29","v":0},{"$f":"($X$29-1.077*$X$29)/6*($W$148-35)+$X$29","v":0},{"$f":"($X$29-1.077*$X$29)/6*($X$148-35)+$X$29","v":0},{"$f":"($X$29-1.077*$X$29)/6*($Y$148-35)+$X$29","v":0},{"$f":"($X$29-1.077*$X$29)/6*($Z$148-35)+$X$29","v":0},{"$f":"($X$29-1.077*$X$29)/6*($AA$148-35)+$X$29","v":0},{"$f":"($X$29-1.077*$X$29)/6*($AB$148-35)+$X$29","v":0},{"$f":"($X$29-1.077*$X$29)/6*($AC$148-35)+$X$29","v":0},{"$f":"($X$29-1.077*$X$29)/6*($AD$148-35)+$X$29","v":0},{"$f":"($X$29-1.077*$X$29)/6*($AE$148-35)+$X$29","v":0},{"$f":"($X$29-1.077*$X$29)/6*($AF$148-35)+$X$29","v":0},{"$f":"($X$29-1.077*$X$29)/6*($AG$148-35)+$X$29","v":0},{"$f":"($X$29-1.077*$X$29)/6*($AH$148-35)+$X$29","v":0},{"$f":"($X$29-1.077*$X$29)/6*($AI$148-35)+$X$29","v":0},{"$f":"($X$29-1.077*$X$29)/6*($AJ$148-35)+$X$29","v":0},{"$f":"($X$29-1.077*$X$29)/6*($AK$148-35)+$X$29","v":0},{"$f":"($X$29-1.077*$X$29)/6*($AL$148-35)+$X$29","v":0},{"$f":"($X$29-1.077*$X$29)/6*($AM$148-35)+$X$29","v":0},{"$f":"($X$29-1.077*$X$29)/6*($AN$148-35)+$X$29","v":0},{"$f":"($X$29-1.077*$X$29)/6*($AO$148-35)+$X$29","v":0},{"$f":"($X$29-1.077*$X$29)/6*($AP$148-35)+$X$29","v":0},{"$f":"($X$29-1.077*$X$29)/6*($AQ$148-35)+$X$29","v":0},{"$f":"($X$29-1.077*$X$29)/6*($AR$148-35)+$X$29","v":0},{"$f":"($X$29-1.077*$X$29)/6*($AS$148-35)+$X$29","v":0},"冷房能力","Φc"]
[null,null,"冷房消費電力",{"$f":"($X$30-0.914*$X$30)/6*($D$148-35)+$X$30","v":0},{"$f":"($X$30-0.914*$X$30)/6*($E$148-35)+$X$30","v":0},{"$f":"($X$30-0.914*$X$30)/6*($F$148-35)+$X$30","v":0},{"$f":"($X$30-0.914*$X$30)/6*($G$148-35)+$X$30","v":0},{"$f":"($X$30-0.914*$X$30)/6*($H$148-35)+$X$30","v":0},{"$f":"($X$30-0.914*$X$30)/6*($I$148-35)+$X$30","v":0},{"$f":"($X$30-0.914*$X$30)/6*($J$148-35)+$X$30","v":0},{"$f":"($X$30-0.914*$X$30)/6*($K$148-35)+$X$30","v":0},{"$f":"($X$30-0.914*$X$30)/6*($L$148-35)+$X$30","v":0},{"$f":"($X$30-0.914*$X$30)/6*($M$148-35)+$X$30","v":0},{"$f":"($X$30-0.914*$X$30)/6*($N$148-35)+$X$30","v":0},{"$f":"($X$30-0.914*$X$30)/6*($O$148-35)+$X$30","v":0},{"$f":"($X$30-0.914*$X$30)/6*($P$148-35)+$X$30","v":0},{"$f":"($X$30-0.914*$X$30)/6*($Q$148-35)+$X$30","v":0},{"$f":"($X$30-0.914*$X$30)/6*($R$148-35)+$X$30","v":0},{"$f":"($X$30-0.914*$X$30)/6*($S$148-35)+$X$30","v":0},{"$f":"($X$30-0.914*$X$30)/6*($T$148-35)+$X$30","v":0},{"$f":"($X$30-0.914*$X$30)/6*($U$148-35)+$X$30","v":0},{"$f":"($X$30-0.914*$X$30)/6*($V$148-35)+$X$30","v":0},{"$f":"($X$30-0.914*$X$30)/6*($W$148-35)+$X$30","v":0},{"$f":"($X$30-0.914*$X$30)/6*($X$148-35)+$X$30","v":0},{"$f":"($X$30-0.914*$X$30)/6*($Y$148-35)+$X$30","v":0},{"$f":"($X$30-0.914*$X$30)/6*($Z$148-35)+$X$30","v":0},{"$f":"($X$30-0.914*$X$30)/6*($AA$148-35)+$X$30","v":0},{"$f":"($X$30-0.914*$X$30)/6*($AB$148-35)+$X$30","v":0},{"$f":"($X$30-0.914*$X$30)/6*($AC$148-35)+$X$30","v":0},{"$f":"($X$30-0.914*$X$30)/6*($AD$148-35)+$X$30","v":0},{"$f":"($X$30-0.914*$X$30)/6*($AE$148-35)+$X$30","v":0},{"$f":"($X$30-0.914*$X$30)/6*($AF$148-35)+$X$30","v":0},{"$f":"($X$30-0.914*$X$30)/6*($AG$148-35)+$X$30","v":0},{"$f":"($X$30-0.914*$X$30)/6*($AH$148-35)+$X$30","v":0},{"$f":"($X$30-0.914*$X$30)/6*($AI$148-35)+$X$30","v":0},{"$f":"($X$30-0.914*$X$30)/6*($AJ$148-35)+$X$30","v":0},{"$f":"($X$30-0.914*$X$30)/6*($AK$148-35)+$X$30","v":0},{"$f":"($X$30-0.914*$X$30)/6*($AL$148-35)+$X$30","v":0},{"$f":"($X$30-0.914*$X$30)/6*($AM$148-35)+$X$30","v":0},{"$f":"($X$30-0.914*$X$30)/6*($AN$148-35)+$X$30","v":0},{"$f":"($X$30-0.914*$X$30)/6*($AO$148-35)+$X$30","v":0},{"$f":"($X$30-0.914*$X$30)/6*($AP$148-35)+$X$30","v":0},{"$f":"($X$30-0.914*$X$30)/6*($AQ$148-35)+$X$30","v":0},{"$f":"($X$30-0.914*$X$30)/6*($AR$148-35)+$X$30","v":0},{"$f":"($X$30-0.914*$X$30)/6*($AS$148-35)+$X$30","v":0},"冷房消費電力","Pc"]
[null,null,"冷房COP",{"$f":"D$207/D$208","v":{"$error":"#DIV/0!"}},{"$f":"E$207/E$208","v":{"$error":"#DIV/0!"}},{"$error":"#DIV/0!"},{"$error":"#DIV/0!"},{"$error":"#DIV/0!"},{"$error":"#DIV/0!"},{"$error":"#DIV/0!"},{"$error":"#DIV/0!"},{"$error":"#DIV/0!"},{"$error":"#DIV/0!"},{"$error":"#DIV/0!"},{"$error":"#DIV/0!"},{"$error":"#DIV/0!"},{"$error":"#DIV/0!"},{"$error":"#DIV/0!"},{"$error":"#DIV/0!"},{"$error":"#DIV/0!"},{"$error":"#DIV/0!"},{"$error":"#DIV/0!"},{"$error":"#DIV/0!"},{"$error":"#DIV/0!"},{"$error":"#DIV/0!"},{"$error":"#DIV/0!"},{"$error":"#DIV/0!"},{"$error":"#DIV/0!"},{"$error":"#DIV/0!"},{"$error":"#DIV/0!"},{"$error":"#DIV/0!"},{"$error":"#DIV/0!"},{"$error":"#DIV/0!"},{"$error":"#DIV/0!"},{"$error":"#DIV/0!"},{"$error":"#DIV/0!"},{"$error":"#DIV/0!"},{"$error":"#DIV/0!"},{"$error":"#DIV/0!"},{"$error":"#DIV/0!"},{"$error":"#DIV/0!"},{"$error":"#DIV/0!"},{"$error":"#DIV/0!"},{"$error":"#DIV/0!"},{"$error":"#DIV/0!"},"冷房COP","σc"]
[null,null,"冷房COP比",{"$f":"D$209/$X$31","v":{"$error":"#DIV/0!"}},{"$f":"E$209/$X$31","v":{"$error":"#DIV/0!"}},{"$error":"#DIV/0!"},{"$error":"#DIV/0!"},{"$error":"#DIV/0!"},{"$error":"#DIV/0!"},{"$error":"#DIV/0!"},{"$error":"#DIV/0!"},{"$error":"#DIV/0!"},{"$error":"#DIV/0!"},{"$error":"#DIV/0!"},{"$error":"#DIV/0!"},{"$error":"#DIV/0!"},{"$error":"#DIV/0!"},{"$error":"#DIV/0!"},{"$error":"#DIV/0!"},{"$error":"#DIV/0!"},{"$error":"#DIV/0!"},{"$error":"#DIV/0!"},{"$error":"#DIV/0!"},{"$error":"#DIV/0!"},{"$error":"#DIV/0!"},{"$error":"#DIV/0!"},{"$error":"#DIV/0!"},{"$error":"#DIV/0!"},{"$error":"#DIV/0!"},{"$error":"#DIV/0!"},{"$error":"#DIV/0!"},{"$error":"#DIV/0!"},{"$error":"#DIV/0!"},{"$error":"#DIV/0!"},{"$error":"#DIV/0!"},{"$error":"#DIV/0!"},{"$error":"#DIV/0!"},{"$error":"#DIV/0!"},{"$error":"#DIV/0!"},{"$error":"#DIV/0!"},{"$error":"#DIV/0!"},{"$error":"#DIV/0!"},{"$error":"#DIV/0!"},{"$error":"#DIV/0!"},{"$error":"#DIV/0!"},"冷房COP比","βc"]
[null,null,"Σ",{"$f":"D$161*D$206","v":{"$error":"#DIV/0!"}},{"$f":"E$161*E$206","v":{"$error":"#DIV/0!"}},{"$error":"#DIV/0!"},{"$f":"G$161*G$206","v":{"$error":"#DIV/0!"}},{"$error":"#DIV/0!"},{"$error":"#DIV/0!"},{"$error":"#DIV/0!"},{"$error":"#DIV/0!"},{"$error":"#DIV/0!"},{"$error":"#DIV/0!"},{"$error":"#DIV/0!"},{"$error":"#DIV/0!"},{"$error":"#DIV/0!"},{"$error":"#DIV/0!"},{"$error":"#DIV/0!"},{"$error":"#DIV/0!"},{"$error":"#DIV/0!"},{"$error":"#DIV/0!"},{"$error":"#DIV/0!"},{"$error":"#DIV/0!"},{"$error":"#DIV/0!"},{"$error":"#DIV/0!"},{"$error":"#DIV/0!"},{"$error":"#DIV/0!"},{"$error":"#DIV/0!"},{"$error":"#DIV/0!"},{"$error":"#DIV/0!"},{"$error":"#DIV/0!"},{"$error":"#DIV/0!"},{"$error":"#DIV/0!"},{"$error":"#DIV/0!"},{"$error":"#DIV/0!"},{"$error":"#DIV/0!"},{"$error":"#DIV/0!"},{"$error":"#DIV/0!"},{"$error":"#DIV/0!"},{"$error":"#DIV/0!"},{"$error":"#DIV/0!"},{"$error":"#DIV/0!"},{"$error":"#DIV/0!"},{"$error":"#DIV/0!"},{"$error":"#DIV/0!"},{"$f":"SUM($D$211:$AS$211)","v":{"$error":"#DIV/0!"}},"Σ"]
[null,"前9","冷房時消費電力比",{"$f":"D$162/D$216","v":{"$error":"#DIV/0!"}},{"$f":"E$162/E$216","v":{"$error":"#DIV/0!"}},{"$error":"#DIV/0!"},{"$error":"#DIV/0!"},{"$error":"#DIV/0!"},{"$error":"#DIV/0!"},{"$error":"#DIV/0!"},{"$error":"#DIV/0!"},{"$error":"#DIV/0!"},{"$error":"#DIV/0!"},{"$error":"#DIV/0!"},{"$error":"#DIV/0!"},{"$error":"#DIV/0!"},{"$error":"#DIV/0!"},{"$error":"#DIV/0!"},{"$error":"#DIV/0!"},{"$error":"#DIV/0!"},{"$error":"#DIV/0!"},{"$error":"#DIV/0!"},{"$error":"#DIV/0!"},{"$error":"#DIV/0!"},{"$error":"#DIV/0!"},{"$error":"#DIV/0!"},{"$error":"#DIV/0!"},{"$error":"#DIV/0!"},{"$error":"#DIV/0!"},{"$error":"#DIV/0!"},{"$error":"#DIV/0!"},{"$error":"#DIV/0!"},{"$error":"#DIV/0!"},{"$error":"#DIV/0!"},{"$error":"#DIV/0!"},{"$error":"#DIV/0!"},{"$error":"#DIV/0!"},{"$error":"#DIV/0!"},{"$error":"#DIV/0!"},{"$error":"#DIV/0!"},{"$error":"#DIV/0!"},{"$error":"#DIV/0!"},{"$error":"#DIV/0!"},{"$error":"#DIV/0!"},{"$f":"AS$162/AS$216","v":{"$error":"#DIV/0!"}},"冷房時消費電力比","εc"]
[null,null,"冷房能力",{"$f":"($Y$29-1.077*$Y$29)/6*($D$148-35)+$Y$29","v":0},{"$f":"($Y$29-1.077*$Y$29)/6*($E$148-35)+$Y$29","v":0},{"$f":"($Y$29-1.077*$Y$29)/6*($F$148-35)+$Y$29","v":0},{"$f":"($Y$29-1.077*$Y$29)/6*($G$148-35)+$Y$29","v":0},{"$f":"($Y$29-1.077*$Y$29)/6*($H$148-35)+$Y$29","v":0},{"$f":"($Y$29-1.077*$Y$29)/6*($I$148-35)+$Y$29","v":0},{"$f":"($Y$29-1.077*$Y$29)/6*($J$148-35)+$Y$29","v":0},{"$f":"($Y$29-1.077*$Y$29)/6*($K$148-35)+$Y$29","v":0},{"$f":"($Y$29-1.077*$Y$29)/6*($L$148-35)+$Y$29","v":0},{"$f":"($Y$29-1.077*$Y$29)/6*($M$148-35)+$Y$29","v":0},{"$f":"($Y$29-1.077*$Y$29)/6*($N$148-35)+$Y$29","v":0},{"$f":"($Y$29-1.077*$Y$29)/6*($O$148-35)+$Y$29","v":0},{"$f":"($Y$29-1.077*$Y$29)/6*($P$148-35)+$Y$29","v":0},{"$f":"($Y$29-1.077*$Y$29)/6*($Q$148-35)+$Y$29","v":0},{"$f":"($Y$29-1.077*$Y$29)/6*($R$148-35)+$Y$29","v":0},{"$f":"($Y$29-1.077*$Y$29)/6*($S$148-35)+$Y$29","v":0},{"$f":"($Y$29-1.077*$Y$29)/6*($T$148-35)+$Y$29","v":0},{"$f":"($Y$29-1.077*$Y$29)/6*($U$148-35)+$Y$29","v":0},{"$f":"($Y$29-1.077*$Y$29)/6*($V$148-35)+$Y$29","v":0},{"$f":"($Y$29-1.077*$Y$29)/6*($W$148-35)+$Y$29","v":0},{"$f":"($Y$29-1.077*$Y$29)/6*($X$148-35)+$Y$29","v":0},{"$f":"($Y$29-1.077*$Y$29)/6*($Y$148-35)+$Y$29","v":0},{"$f":"($Y$29-1.077*$Y$29)/6*($Z$148-35)+$Y$29","v":0},{"$f":"($Y$29-1.077*$Y$29)/6*($AA$148-35)+$Y$29","v":0},{"$f":"($Y$29-1.077*$Y$29)/6*($AB$148-35)+$Y$29","v":0},{"$f":"($Y$29-1.077*$Y$29)/6*($AC$148-35)+$Y$29","v":0},{"$f":"($Y$29-1.077*$Y$29)/6*($AD$148-35)+$Y$29","v":0},{"$f":"($Y$29-1.077*$Y$29)/6*($AE$148-35)+$Y$29","v":0},{"$f":"($Y$29-1.077*$Y$29)/6*($AF$148-35)+$Y$29","v":0},{"$f":"($Y$29-1.077*$Y$29)/6*($AG$148-35)+$Y$29","v":0},{"$f":"($Y$29-1.077*$Y$29)/6*($AH$148-35)+$Y$29","v":0},{"$f":"($Y$29-1.077*$Y$29)/6*($AI$148-35)+$Y$29","v":0},{"$f":"($Y$29-1.077*$Y$29)/6*($AJ$148-35)+$Y$29","v":0},{"$f":"($Y$29-1.077*$Y$29)/6*($AK$148-35)+$Y$29","v":0},{"$f":"($Y$29-1.077*$Y$29)/6*($AL$148-35)+$Y$29","v":0},{"$f":"($Y$29-1.077*$Y$29)/6*($AM$148-35)+$Y$29","v":0},{"$f":"($Y$29-1.077*$Y$29)/6*($AN$148-35)+$Y$29","v":0},{"$f":"($Y$29-1.077*$Y$29)/6*($AO$148-35)+$Y$29","v":0},{"$f":"($Y$29-1.077*$Y$29)/6*($AP$148-35)+$Y$29","v":0},{"$f":"($Y$29-1.077*$Y$29)/6*($AQ$148-35)+$Y$29","v":0},{"$f":"($Y$29-1.077*$Y$29)/6*($AR$148-35)+$Y$29","v":0},{"$f":"($Y$29-1.077*$Y$29)/6*($AS$148-35)+$Y$29","v":0},"冷房能力","Φc"]
[null,null,"冷房消費電力",{"$f":"($Y$30-0.914*$Y$30)/6*($D$148-35)+$Y$30","v":0},{"$f":"($Y$30-0.914*$Y$30)/6*($E$148-35)+$Y$30","v":0},{"$f":"($Y$30-0.914*$Y$30)/6*($F$148-35)+$Y$30","v":0},{"$f":"($Y$30-0.914*$Y$30)/6*($G$148-35)+$Y$30","v":0},{"$f":"($Y$30-0.914*$Y$30)/6*($H$148-35)+$Y$30","v":0},{"$f":"($Y$30-0.914*$Y$30)/6*($I$148-35)+$Y$30","v":0},{"$f":"($Y$30-0.914*$Y$30)/6*($J$148-35)+$Y$30","v":0},{"$f":"($Y$30-0.914*$Y$30)/6*($K$148-35)+$Y$30","v":0},{"$f":"($Y$30-0.914*$Y$30)/6*($L$148-35)+$Y$30","v":0},{"$f":"($Y$30-0.914*$Y$30)/6*($M$148-35)+$Y$30","v":0},{"$f":"($Y$30-0.914*$Y$30)/6*($N$148-35)+$Y$30","v":0},{"$f":"($Y$30-0.914*$Y$30)/6*($O$148-35)+$Y$30","v":0},{"$f":"($Y$30-0.914*$Y$30)/6*($P$148-35)+$Y$30","v":0},{"$f":"($Y$30-0.914*$Y$30)/6*($Q$148-35)+$Y$30","v":0},{"$f":"($Y$30-0.914*$Y$30)/6*($R$148-35)+$Y$30","v":0},{"$f":"($Y$30-0.914*$Y$30)/6*($S$148-35)+$Y$30","v":0},{"$f":"($Y$30-0.914*$Y$30)/6*($T$148-35)+$Y$30","v":0},{"$f":"($Y$30-0.914*$Y$30)/6*($U$148-35)+$Y$30","v":0},{"$f":"($Y$30-0.914*$Y$30)/6*($V$148-35)+$Y$30","v":0},{"$f":"($Y$30-0.914*$Y$30)/6*($W$148-35)+$Y$30","v":0},{"$f":"($Y$30-0.914*$Y$30)/6*($X$148-35)+$Y$30","v":0},{"$f":"($Y$30-0.914*$Y$30)/6*($Y$148-35)+$Y$30","v":0},{"$f":"($Y$30-0.914*$Y$30)/6*($Z$148-35)+$Y$30","v":0},{"$f":"($Y$30-0.914*$Y$30)/6*($AA$148-35)+$Y$30","v":0},{"$f":"($Y$30-0.914*$Y$30)/6*($AB$148-35)+$Y$30","v":0},{"$f":"($Y$30-0.914*$Y$30)/6*($AC$148-35)+$Y$30","v":0},{"$f":"($Y$30-0.914*$Y$30)/6*($AD$148-35)+$Y$30","v":0},{"$f":"($Y$30-0.914*$Y$30)/6*($AE$148-35)+$Y$30","v":0},{"$f":"($Y$30-0.914*$Y$30)/6*($AF$148-35)+$Y$30","v":0},{"$f":"($Y$30-0.914*$Y$30)/6*($AG$148-35)+$Y$30","v":0},{"$f":"($Y$30-0.914*$Y$30)/6*($AH$148-35)+$Y$30","v":0},{"$f":"($Y$30-0.914*$Y$30)/6*($AI$148-35)+$Y$30","v":0},{"$f":"($Y$30-0.914*$Y$30)/6*($AJ$148-35)+$Y$30","v":0},{"$f":"($Y$30-0.914*$Y$30)/6*($AK$148-35)+$Y$30","v":0},{"$f":"($Y$30-0.914*$Y$30)/6*($AL$148-35)+$Y$30","v":0},{"$f":"($Y$30-0.914*$Y$30)/6*($AM$148-35)+$Y$30","v":0},{"$f":"($Y$30-0.914*$Y$30)/6*($AN$148-35)+$Y$30","v":0},{"$f":"($Y$30-0.914*$Y$30)/6*($AO$148-35)+$Y$30","v":0},{"$f":"($Y$30-0.914*$Y$30)/6*($AP$148-35)+$Y$30","v":0},{"$f":"($Y$30-0.914*$Y$30)/6*($AQ$148-35)+$Y$30","v":0},{"$f":"($Y$30-0.914*$Y$30)/6*($AR$148-35)+$Y$30","v":0},{"$f":"($Y$30-0.914*$Y$30)/6*($AS$148-35)+$Y$30","v":0},"冷房消費電力","Pc"]
[null,null,"冷房COP",{"$f":"D$213/D$214","v":{"$error":"#DIV/0!"}},{"$f":"E$213/E$214","v":{"$error":"#DIV/0!"}},{"$error":"#DIV/0!"},{"$error":"#DIV/0!"},{"$error":"#DIV/0!"},{"$error":"#DIV/0!"},{"$error":"#DIV/0!"},{"$error":"#DIV/0!"},{"$error":"#DIV/0!"},{"$error":"#DIV/0!"},{"$error":"#DIV/0!"},{"$error":"#DIV/0!"},{"$error":"#DIV/0!"},{"$error":"#DIV/0!"},{"$error":"#DIV/0!"},{"$error":"#DIV/0!"},{"$error":"#DIV/0!"},{"$error":"#DIV/0!"},{"$error":"#DIV/0!"},{"$error":"#DIV/0!"},{"$error":"#DIV/0!"},{"$error":"#DIV/0!"},{"$error":"#DIV/0!"},{"$error":"#DIV/0!"},{"$error":"#DIV/0!"},{"$error":"#DIV/0!"},{"$error":"#DIV/0!"},{"$error":"#DIV/0!"},{"$error":"#DIV/0!"},{"$error":"#DIV/0!"},{"$error":"#DIV/0!"},{"$error":"#DIV/0!"},{"$error":"#DIV/0!"},{"$error":"#DIV/0!"},{"$error":"#DIV/0!"},{"$error":"#DIV/0!"},{"$error":"#DIV/0!"},{"$error":"#DIV/0!"},{"$error":"#DIV/0!"},{"$error":"#DIV/0!"},{"$error":"#DIV/0!"},{"$error":"#DIV/0!"},"冷房COP","σc"]
[null,null,"冷房COP比",{"$f":"D$215/$Y$31","v":{"$error":"#DIV/0!"}},{"$f":"E$215/$Y$31","v":{"$error":"#DIV/0!"}},{"$error":"#DIV/0!"},{"$error":"#DIV/0!"},{"$error":"#DIV/0!"},{"$error":"#DIV/0!"},{"$error":"#DIV/0!"},{"$error":"#DIV/0!"},{"$error":"#DIV/0!"},{"$error":"#DIV/0!"},{"$error":"#DIV/0!"},{"$error":"#DIV/0!"},{"$error":"#DIV/0!"},{"$error":"#DIV/0!"},{"$error":"#DIV/0!"},{"$error":"#DIV/0!"},{"$error":"#DIV/0!"},{"$error":"#DIV/0!"},{"$error":"#DIV/0!"},{"$error":"#DIV/0!"},{"$error":"#DIV/0!"},{"$error":"#DIV/0!"},{"$error":"#DIV/0!"},{"$error":"#DIV/0!"},{"$error":"#DIV/0!"},{"$error":"#DIV/0!"},{"$error":"#DIV/0!"},{"$error":"#DIV/0!"},{"$error":"#DIV/0!"},{"$error":"#DIV/0!"},{"$error":"#DIV/0!"},{"$error":"#DIV/0!"},{"$error":"#DIV/0!"},{"$error":"#DIV/0!"},{"$error":"#DIV/0!"},{"$error":"#DIV/0!"},{"$error":"#DIV/0!"},{"$error":"#DIV/0!"},{"$error":"#DIV/0!"},{"$error":"#DIV/0!"},{"$error":"#DIV/0!"},{"$error":"#DIV/0!"},"冷房COP比","βc"]
[null,null,"Σ",{"$f":"D$161*D$212","v":{"$error":"#DIV/0!"}},{"$f":"E$161*E$212","v":{"$error":"#DIV/0!"}},{"$error":"#DIV/0!"},{"$f":"G$161*G$212","v":{"$error":"#DIV/0!"}},{"$error":"#DIV/0!"},{"$error":"#DIV/0!"},{"$error":"#DIV/0!"},{"$error":"#DIV/0!"},{"$error":"#DIV/0!"},{"$error":"#DIV/0!"},{"$error":"#DIV/0!"},{"$error":"#DIV/0!"},{"$error":"#DIV/0!"},{"$error":"#DIV/0!"},{"$error":"#DIV/0!"},{"$error":"#DIV/0!"},{"$error":"#DIV/0!"},{"$error":"#DIV/0!"},{"$error":"#DIV/0!"},{"$error":"#DIV/0!"},{"$error":"#DIV/0!"},{"$error":"#DIV/0!"},{"$error":"#DIV/0!"},{"$error":"#DIV/0!"},{"$error":"#DIV/0!"},{"$error":"#DIV/0!"},{"$error":"#DIV/0!"},{"$error":"#DIV/0!"},{"$error":"#DIV/0!"},{"$error":"#DIV/0!"},{"$error":"#DIV/0!"},{"$error":"#DIV/0!"},{"$error":"#DIV/0!"},{"$error":"#DIV/0!"},{"$error":"#DIV/0!"},{"$error":"#DIV/0!"},{"$error":"#DIV/0!"},{"$error":"#DIV/0!"},{"$error":"#DIV/0!"},{"$error":"#DIV/0!"},{"$error":"#DIV/0!"},{"$error":"#DIV/0!"},{"$f":"SUM($D$217:$AS$217)","v":{"$error":"#DIV/0!"}},"Σ"]
[null,"前10","冷房時消費電力比",{"$f":"D$162/D$222","v":{"$error":"#DIV/0!"}},{"$f":"E$162/E$222","v":{"$error":"#DIV/0!"}},{"$error":"#DIV/0!"},{"$error":"#DIV/0!"},{"$error":"#DIV/0!"},{"$error":"#DIV/0!"},{"$error":"#DIV/0!"},{"$error":"#DIV/0!"},{"$error":"#DIV/0!"},{"$error":"#DIV/0!"},{"$error":"#DIV/0!"},{"$error":"#DIV/0!"},{"$error":"#DIV/0!"},{"$error":"#DIV/0!"},{"$error":"#DIV/0!"},{"$error":"#DIV/0!"},{"$error":"#DIV/0!"},{"$error":"#DIV/0!"},{"$error":"#DIV/0!"},{"$error":"#DIV/0!"},{"$error":"#DIV/0!"},{"$error":"#DIV/0!"},{"$error":"#DIV/0!"},{"$error":"#DIV/0!"},{"$error":"#DIV/0!"},{"$error":"#DIV/0!"},{"$error":"#DIV/0!"},{"$error":"#DIV/0!"},{"$error":"#DIV/0!"},{"$error":"#DIV/0!"},{"$error":"#DIV/0!"},{"$error":"#DIV/0!"},{"$error":"#DIV/0!"},{"$error":"#DIV/0!"},{"$error":"#DIV/0!"},{"$error":"#DIV/0!"},{"$error":"#DIV/0!"},{"$error":"#DIV/0!"},{"$error":"#DIV/0!"},{"$error":"#DIV/0!"},{"$error":"#DIV/0!"},{"$f":"AS$162/AS$222","v":{"$error":"#DIV/0!"}},"冷房時消費電力比","εc"]
[null,null,"冷房能力",{"$f":"($Z$29-1.077*$Z$29)/6*($D$148-35)+$Z$29","v":0},{"$f":"($Z$29-1.077*$Z$29)/6*($E$148-35)+$Z$29","v":0},{"$f":"($Z$29-1.077*$Z$29)/6*($F$148-35)+$Z$29","v":0},{"$f":"($Z$29-1.077*$Z$29)/6*($G$148-35)+$Z$29","v":0},{"$f":"($Z$29-1.077*$Z$29)/6*($H$148-35)+$Z$29","v":0},{"$f":"($Z$29-1.077*$Z$29)/6*($I$148-35)+$Z$29","v":0},{"$f":"($Z$29-1.077*$Z$29)/6*($J$148-35)+$Z$29","v":0},{"$f":"($Z$29-1.077*$Z$29)/6*($K$148-35)+$Z$29","v":0},{"$f":"($Z$29-1.077*$Z$29)/6*($L$148-35)+$Z$29","v":0},{"$f":"($Z$29-1.077*$Z$29)/6*($M$148-35)+$Z$29","v":0},{"$f":"($Z$29-1.077*$Z$29)/6*($N$148-35)+$Z$29","v":0},{"$f":"($Z$29-1.077*$Z$29)/6*($O$148-35)+$Z$29","v":0},{"$f":"($Z$29-1.077*$Z$29)/6*($P$148-35)+$Z$29","v":0},{"$f":"($Z$29-1.077*$Z$29)/6*($Q$148-35)+$Z$29","v":0},{"$f":"($Z$29-1.077*$Z$29)/6*($R$148-35)+$Z$29","v":0},{"$f":"($Z$29-1.077*$Z$29)/6*($S$148-35)+$Z$29","v":0},{"$f":"($Z$29-1.077*$Z$29)/6*($T$148-35)+$Z$29","v":0},{"$f":"($Z$29-1.077*$Z$29)/6*($U$148-35)+$Z$29","v":0},{"$f":"($Z$29-1.077*$Z$29)/6*($V$148-35)+$Z$29","v":0},{"$f":"($Z$29-1.077*$Z$29)/6*($W$148-35)+$Z$29","v":0},{"$f":"($Z$29-1.077*$Z$29)/6*($X$148-35)+$Z$29","v":0},{"$f":"($Z$29-1.077*$Z$29)/6*($Y$148-35)+$Z$29","v":0},{"$f":"($Z$29-1.077*$Z$29)/6*($Z$148-35)+$Z$29","v":0},{"$f":"($Z$29-1.077*$Z$29)/6*($AA$148-35)+$Z$29","v":0},{"$f":"($Z$29-1.077*$Z$29)/6*($AB$148-35)+$Z$29","v":0},{"$f":"($Z$29-1.077*$Z$29)/6*($AC$148-35)+$Z$29","v":0},{"$f":"($Z$29-1.077*$Z$29)/6*($AD$148-35)+$Z$29","v":0},{"$f":"($Z$29-1.077*$Z$29)/6*($AE$148-35)+$Z$29","v":0},{"$f":"($Z$29-1.077*$Z$29)/6*($AF$148-35)+$Z$29","v":0},{"$f":"($Z$29-1.077*$Z$29)/6*($AG$148-35)+$Z$29","v":0},{"$f":"($Z$29-1.077*$Z$29)/6*($AH$148-35)+$Z$29","v":0},{"$f":"($Z$29-1.077*$Z$29)/6*($AI$148-35)+$Z$29","v":0},{"$f":"($Z$29-1.077*$Z$29)/6*($AJ$148-35)+$Z$29","v":0},{"$f":"($Z$29-1.077*$Z$29)/6*($AK$148-35)+$Z$29","v":0},{"$f":"($Z$29-1.077*$Z$29)/6*($AL$148-35)+$Z$29","v":0},{"$f":"($Z$29-1.077*$Z$29)/6*($AM$148-35)+$Z$29","v":0},{"$f":"($Z$29-1.077*$Z$29)/6*($AN$148-35)+$Z$29","v":0},{"$f":"($Z$29-1.077*$Z$29)/6*($AO$148-35)+$Z$29","v":0},{"$f":"($Z$29-1.077*$Z$29)/6*($AP$148-35)+$Z$29","v":0},{"$f":"($Z$29-1.077*$Z$29)/6*($AQ$148-35)+$Z$29","v":0},{"$f":"($Z$29-1.077*$Z$29)/6*($AR$148-35)+$Z$29","v":0},{"$f":"($Z$29-1.077*$Z$29)/6*($AS$148-35)+$Z$29","v":0},"冷房能力","Φc"]
[null,null,"冷房消費電力",{"$f":"($Z$30-0.914*$Z$30)/6*($D$148-35)+$Z$30","v":0},{"$f":"($Z$30-0.914*$Z$30)/6*($E$148-35)+$Z$30","v":0},{"$f":"($Z$30-0.914*$Z$30)/6*($F$148-35)+$Z$30","v":0},{"$f":"($Z$30-0.914*$Z$30)/6*($G$148-35)+$Z$30","v":0},{"$f":"($Z$30-0.914*$Z$30)/6*($H$148-35)+$Z$30","v":0},{"$f":"($Z$30-0.914*$Z$30)/6*($I$148-35)+$Z$30","v":0},{"$f":"($Z$30-0.914*$Z$30)/6*($J$148-35)+$Z$30","v":0},{"$f":"($Z$30-0.914*$Z$30)/6*($K$148-35)+$Z$30","v":0},{"$f":"($Z$30-0.914*$Z$30)/6*($L$148-35)+$Z$30","v":0},{"$f":"($Z$30-0.914*$Z$30)/6*($M$148-35)+$Z$30","v":0},{"$f":"($Z$30-0.914*$Z$30)/6*($N$148-35)+$Z$30","v":0},{"$f":"($Z$30-0.914*$Z$30)/6*($O$148-35)+$Z$30","v":0},{"$f":"($Z$30-0.914*$Z$30)/6*($P$148-35)+$Z$30","v":0},{"$f":"($Z$30-0.914*$Z$30)/6*($Q$148-35)+$Z$30","v":0},{"$f":"($Z$30-0.914*$Z$30)/6*($R$148-35)+$Z$30","v":0},{"$f":"($Z$30-0.914*$Z$30)/6*($S$148-35)+$Z$30","v":0},{"$f":"($Z$30-0.914*$Z$30)/6*($T$148-35)+$Z$30","v":0},{"$f":"($Z$30-0.914*$Z$30)/6*($U$148-35)+$Z$30","v":0},{"$f":"($Z$30-0.914*$Z$30)/6*($V$148-35)+$Z$30","v":0},{"$f":"($Z$30-0.914*$Z$30)/6*($W$148-35)+$Z$30","v":0},{"$f":"($Z$30-0.914*$Z$30)/6*($X$148-35)+$Z$30","v":0},{"$f":"($Z$30-0.914*$Z$30)/6*($Y$148-35)+$Z$30","v":0},{"$f":"($Z$30-0.914*$Z$30)/6*($Z$148-35)+$Z$30","v":0},{"$f":"($Z$30-0.914*$Z$30)/6*($AA$148-35)+$Z$30","v":0},{"$f":"($Z$30-0.914*$Z$30)/6*($AB$148-35)+$Z$30","v":0},{"$f":"($Z$30-0.914*$Z$30)/6*($AC$148-35)+$Z$30","v":0},{"$f":"($Z$30-0.914*$Z$30)/6*($AD$148-35)+$Z$30","v":0},{"$f":"($Z$30-0.914*$Z$30)/6*($AE$148-35)+$Z$30","v":0},{"$f":"($Z$30-0.914*$Z$30)/6*($AF$148-35)+$Z$30","v":0},{"$f":"($Z$30-0.914*$Z$30)/6*($AG$148-35)+$Z$30","v":0},{"$f":"($Z$30-0.914*$Z$30)/6*($AH$148-35)+$Z$30","v":0},{"$f":"($Z$30-0.914*$Z$30)/6*($AI$148-35)+$Z$30","v":0},{"$f":"($Z$30-0.914*$Z$30)/6*($AJ$148-35)+$Z$30","v":0},{"$f":"($Z$30-0.914*$Z$30)/6*($AK$148-35)+$Z$30","v":0},{"$f":"($Z$30-0.914*$Z$30)/6*($AL$148-35)+$Z$30","v":0},{"$f":"($Z$30-0.914*$Z$30)/6*($AM$148-35)+$Z$30","v":0},{"$f":"($Z$30-0.914*$Z$30)/6*($AN$148-35)+$Z$30","v":0},{"$f":"($Z$30-0.914*$Z$30)/6*($AO$148-35)+$Z$30","v":0},{"$f":"($Z$30-0.914*$Z$30)/6*($AP$148-35)+$Z$30","v":0},{"$f":"($Z$30-0.914*$Z$30)/6*($AQ$148-35)+$Z$30","v":0},{"$f":"($Z$30-0.914*$Z$30)/6*($AR$148-35)+$Z$30","v":0},{"$f":"($Z$30-0.914*$Z$30)/6*($AS$148-35)+$Z$30","v":0},"冷房消費電力","Pc"]
[null,null,"冷房COP",{"$f":"D$219/D$220","v":{"$error":"#DIV/0!"}},{"$f":"E$219/E$220","v":{"$error":"#DIV/0!"}},{"$error":"#DIV/0!"},{"$error":"#DIV/0!"},{"$error":"#DIV/0!"},{"$error":"#DIV/0!"},{"$error":"#DIV/0!"},{"$error":"#DIV/0!"},{"$error":"#DIV/0!"},{"$error":"#DIV/0!"},{"$error":"#DIV/0!"},{"$error":"#DIV/0!"},{"$error":"#DIV/0!"},{"$error":"#DIV/0!"},{"$error":"#DIV/0!"},{"$error":"#DIV/0!"},{"$error":"#DIV/0!"},{"$error":"#DIV/0!"},{"$error":"#DIV/0!"},{"$error":"#DIV/0!"},{"$error":"#DIV/0!"},{"$error":"#DIV/0!"},{"$error":"#DIV/0!"},{"$error":"#DIV/0!"},{"$error":"#DIV/0!"},{"$error":"#DIV/0!"},{"$error":"#DIV/0!"},{"$error":"#DIV/0!"},{"$error":"#DIV/0!"},{"$error":"#DIV/0!"},{"$error":"#DIV/0!"},{"$error":"#DIV/0!"},{"$error":"#DIV/0!"},{"$error":"#DIV/0!"},{"$error":"#DIV/0!"},{"$error":"#DIV/0!"},{"$error":"#DIV/0!"},{"$error":"#DIV/0!"},{"$error":"#DIV/0!"},{"$error":"#DIV/0!"},{"$error":"#DIV/0!"},{"$error":"#DIV/0!"},"冷房COP","σc"]
[null,null,"冷房COP比",{"$f":"D$221/$Z$31","v":{"$error":"#DIV/0!"}},{"$f":"E$221/$Z$31","v":{"$error":"#DIV/0!"}},{"$error":"#DIV/0!"},{"$error":"#DIV/0!"},{"$error":"#DIV/0!"},{"$error":"#DIV/0!"},{"$error":"#DIV/0!"},{"$error":"#DIV/0!"},{"$error":"#DIV/0!"},{"$error":"#DIV/0!"},{"$error":"#DIV/0!"},{"$error":"#DIV/0!"},{"$error":"#DIV/0!"},{"$error":"#DIV/0!"},{"$error":"#DIV/0!"},{"$error":"#DIV/0!"},{"$error":"#DIV/0!"},{"$error":"#DIV/0!"},{"$error":"#DIV/0!"},{"$error":"#DIV/0!"},{"$error":"#DIV/0!"},{"$error":"#DIV/0!"},{"$error":"#DIV/0!"},{"$error":"#DIV/0!"},{"$error":"#DIV/0!"},{"$error":"#DIV/0!"},{"$error":"#DIV/0!"},{"$error":"#DIV/0!"},{"$error":"#DIV/0!"},{"$error":"#DIV/0!"},{"$error":"#DIV/0!"},{"$error":"#DIV/0!"},{"$error":"#DIV/0!"},{"$error":"#DIV/0!"},{"$error":"#DIV/0!"},{"$error":"#DIV/0!"},{"$error":"#DIV/0!"},{"$error":"#DIV/0!"},{"$error":"#DIV/0!"},{"$error":"#DIV/0!"},{"$error":"#DIV/0!"},{"$error":"#DIV/0!"},"冷房COP比","βc"]
[null,null,"Σ",{"$f":"D$161*D$218","v":{"$error":"#DIV/0!"}},{"$f":"E$161*E$218","v":{"$error":"#DIV/0!"}},{"$error":"#DIV/0!"},{"$f":"G$161*G$218","v":{"$error":"#DIV/0!"}},{"$error":"#DIV/0!"},{"$error":"#DIV/0!"},{"$error":"#DIV/0!"},{"$error":"#DIV/0!"},{"$error":"#DIV/0!"},{"$error":"#DIV/0!"},{"$error":"#DIV/0!"},{"$error":"#DIV/0!"},{"$error":"#DIV/0!"},{"$error":"#DIV/0!"},{"$error":"#DIV/0!"},{"$error":"#DIV/0!"},{"$error":"#DIV/0!"},{"$error":"#DIV/0!"},{"$error":"#DIV/0!"},{"$error":"#DIV/0!"},{"$error":"#DIV/0!"},{"$error":"#DIV/0!"},{"$error":"#DIV/0!"},{"$error":"#DIV/0!"},{"$error":"#DIV/0!"},{"$error":"#DIV/0!"},{"$error":"#DIV/0!"},{"$error":"#DIV/0!"},{"$error":"#DIV/0!"},{"$error":"#DIV/0!"},{"$error":"#DIV/0!"},{"$error":"#DIV/0!"},{"$error":"#DIV/0!"},{"$error":"#DIV/0!"},{"$error":"#DIV/0!"},{"$error":"#DIV/0!"},{"$error":"#DIV/0!"},{"$error":"#DIV/0!"},{"$error":"#DIV/0!"},{"$error":"#DIV/0!"},{"$error":"#DIV/0!"},{"$error":"#DIV/0!"},{"$f":"SUM($D$223:$AS$223)","v":{"$error":"#DIV/0!"}},"Σ"]
[]
[null,"後1","冷房時消費電力比",{"$f":"$D$162/$D$229","v":{"$error":"#DIV/0!"}},{"$f":"$E$162/$E$229","v":{"$error":"#DIV/0!"}},{"$f":"$F$162/$F$229","v":{"$error":"#DIV/0!"}},{"$f":"$G$162/$G$229","v":{"$error":"#DIV/0!"}},{"$f":"$H$162/$H$229","v":{"$error":"#DIV/0!"}},{"$f":"$I$162/$I$229","v":{"$error":"#DIV/0!"}},{"$f":"$J$162/$J$229","v":{"$error":"#DIV/0!"}},{"$f":"$K$162/$K$229","v":{"$error":"#DIV/0!"}},{"$f":"$L$162/$L$229","v":{"$error":"#DIV/0!"}},{"$f":"$M$162/$M$229","v":{"$error":"#DIV/0!"}},{"$f":"$N$162/$N$229","v":{"$error":"#DIV/0!"}},{"$f":"$O$162/$O$229","v":{"$error":"#DIV/0!"}},{"$f":"$P$162/$P$229","v":{"$error":"#DIV/0!"}},{"$f":"$Q$162/$Q$229","v":{"$error":"#DIV/0!"}},{"$f":"$R$162/$R$229","v":{"$error":"#DIV/0!"}},{"$f":"$S$162/$S$229","v":{"$error":"#DIV/0!"}},{"$f":"$T$162/$T$229","v":{"$error":"#DIV/0!"}},{"$f":"$U$162/$U$229","v":{"$error":"#DIV/0!"}},{"$f":"$V$162/$V$229","v":{"$error":"#DIV/0!"}},{"$f":"$W$162/$W$229","v":{"$error":"#DIV/0!"}},{"$f":"$X$162/$X$229","v":{"$error":"#DIV/0!"}},{"$f":"$Y$162/$Y$229","v":{"$error":"#DIV/0!"}},{"$f":"$Z$162/$Z$229","v":{"$error":"#DIV/0!"}},{"$f":"$AA$162/$AA$229","v":{"$error":"#DIV/0!"}},{"$f":"$AB$162/$AB$229","v":{"$error":"#DIV/0!"}},{"$f":"$AC$162/$AC$229","v":{"$error":"#DIV/0!"}},{"$f":"$AD$162/$AD$229","v":{"$error":"#DIV/0!"}},{"$f":"$AE$162/$AE$229","v":{"$error":"#DIV/0!"}},{"$f":"$AF$162/$AF$229","v":{"$error":"#DIV/0!"}},{"$f":"$AG$162/$AG$229","v":{"$error":"#DIV/0!"}},{"$f":"$AH$162/$AH$229","v":{"$error":"#DIV/0!"}},{"$f":"$AI$162/$AI$229","v":{"$error":"#DIV/0!"}},{"$f":"$AJ$162/$AJ$229","v":{"$error":"#DIV/0!"}},{"$f":"$AK$162/$AK$229","v":{"$error":"#DIV/0!"}},{"$f":"$AL$162/$AL$229","v":{"$error":"#DIV/0!"}},{"$f":"$AM$162/$AM$229","v":{"$error":"#DIV/0!"}},{"$f":"$AN$162/$AN$229","v":{"$error":"#DIV/0!"}},{"$f":"$AO$162/$AO$229","v":{"$error":"#DIV/0!"}},{"$f":"$AP$162/$AP$229","v":{"$error":"#DIV/0!"}},{"$f":"$AQ$162/$AQ$229","v":{"$error":"#DIV/0!"}},{"$f":"$AR$162/$AR$229","v":{"$error":"#DIV/0!"}},{"$f":"$AS$162/$AS$229","v":{"$error":"#DIV/0!"}},"冷房時消費電力比","εc"]
[null,null,"冷房能力",{"$f":"($Q$43-1.077*$Q$43)/6*($D$148-35)+$Q$43","v":0},{"$f":"($Q$43-1.077*$Q$43)/6*($E$148-35)+$Q$43","v":0},{"$f":"($Q$43-1.077*$Q$43)/6*($F$148-35)+$Q$43","v":0},{"$f":"($Q$43-1.077*$Q$43)/6*($G$148-35)+$Q$43","v":0},{"$f":"($Q$43-1.077*$Q$43)/6*($H$148-35)+$Q$43","v":0},{"$f":"($Q$43-1.077*$Q$43)/6*($I$148-35)+$Q$43","v":0},{"$f":"($Q$43-1.077*$Q$43)/6*($J$148-35)+$Q$43","v":0},{"$f":"($Q$43-1.077*$Q$43)/6*($K$148-35)+$Q$43","v":0},{"$f":"($Q$43-1.077*$Q$43)/6*($L$148-35)+$Q$43","v":0},{"$f":"($Q$43-1.077*$Q$43)/6*($M$148-35)+$Q$43","v":0},{"$f":"($Q$43-1.077*$Q$43)/6*($N$148-35)+$Q$43","v":0},{"$f":"($Q$43-1.077*$Q$43)/6*($O$148-35)+$Q$43","v":0},{"$f":"($Q$43-1.077*$Q$43)/6*($P$148-35)+$Q$43","v":0},{"$f":"($Q$43-1.077*$Q$43)/6*($Q$148-35)+$Q$43","v":0},{"$f":"($Q$43-1.077*$Q$43)/6*($R$148-35)+$Q$43","v":0},{"$f":"($Q$43-1.077*$Q$43)/6*($S$148-35)+$Q$43","v":0},{"$f":"($Q$43-1.077*$Q$43)/6*($T$148-35)+$Q$43","v":0},{"$f":"($Q$43-1.077*$Q$43)/6*($U$148-35)+$Q$43","v":0},{"$f":"($Q$43-1.077*$Q$43)/6*($V$148-35)+$Q$43","v":0},{"$f":"($Q$43-1.077*$Q$43)/6*($W$148-35)+$Q$43","v":0},{"$f":"($Q$43-1.077*$Q$43)/6*($X$148-35)+$Q$43","v":0},{"$f":"($Q$43-1.077*$Q$43)/6*($Y$148-35)+$Q$43","v":0},{"$f":"($Q$43-1.077*$Q$43)/6*($Z$148-35)+$Q$43","v":0},{"$f":"($Q$43-1.077*$Q$43)/6*($AA$148-35)+$Q$43","v":0},{"$f":"($Q$43-1.077*$Q$43)/6*($AB$148-35)+$Q$43","v":0},{"$f":"($Q$43-1.077*$Q$43)/6*($AC$148-35)+$Q$43","v":0},{"$f":"($Q$43-1.077*$Q$43)/6*($AD$148-35)+$Q$43","v":0},{"$f":"($Q$43-1.077*$Q$43)/6*($AE$148-35)+$Q$43","v":0},{"$f":"($Q$43-1.077*$Q$43)/6*($AF$148-35)+$Q$43","v":0},{"$f":"($Q$43-1.077*$Q$43)/6*($AG$148-35)+$Q$43","v":0},{"$f":"($Q$43-1.077*$Q$43)/6*($AH$148-35)+$Q$43","v":0},{"$f":"($Q$43-1.077*$Q$43)/6*($AI$148-35)+$Q$43","v":0},{"$f":"($Q$43-1.077*$Q$43)/6*($AJ$148-35)+$Q$43","v":0},{"$f":"($Q$43-1.077*$Q$43)/6*($AK$148-35)+$Q$43","v":0},{"$f":"($Q$43-1.077*$Q$43)/6*($AL$148-35)+$Q$43","v":0},{"$f":"($Q$43-1.077*$Q$43)/6*($AM$148-35)+$Q$43","v":0},{"$f":"($Q$43-1.077*$Q$43)/6*($AN$148-35)+$Q$43","v":0},{"$f":"($Q$43-1.077*$Q$43)/6*($AO$148-35)+$Q$43","v":0},{"$f":"($Q$43-1.077*$Q$43)/6*($AP$148-35)+$Q$43","v":0},{"$f":"($Q$43-1.077*$Q$43)/6*($AQ$148-35)+$Q$43","v":0},{"$f":"($Q$43-1.077*$Q$43)/6*($AR$148-35)+$Q$43","v":0},{"$f":"($Q$43-1.077*$Q$43)/6*($AS$148-35)+$Q$43","v":0},"冷房能力","Φc"]
[null,null,"冷房消費電力",{"$f":"($Q$44-0.914*$Q$44)/6*($D$148-35)+$Q$44","v":0},{"$f":"($Q$44-0.914*$Q$44)/6*($E$148-35)+$Q$44","v":0},{"$f":"($Q$44-0.914*$Q$44)/6*($F$148-35)+$Q$44","v":0},{"$f":"($Q$44-0.914*$Q$44)/6*($G$148-35)+$Q$44","v":0},{"$f":"($Q$44-0.914*$Q$44)/6*($H$148-35)+$Q$44","v":0},{"$f":"($Q$44-0.914*$Q$44)/6*($I$148-35)+$Q$44","v":0},{"$f":"($Q$44-0.914*$Q$44)/6*($J$148-35)+$Q$44","v":0},{"$f":"($Q$44-0.914*$Q$44)/6*($K$148-35)+$Q$44","v":0},{"$f":"($Q$44-0.914*$Q$44)/6*($L$148-35)+$Q$44","v":0},{"$f":"($Q$44-0.914*$Q$44)/6*($M$148-35)+$Q$44","v":0},{"$f":"($Q$44-0.914*$Q$44)/6*($N$148-35)+$Q$44","v":0},{"$f":"($Q$44-0.914*$Q$44)/6*($O$148-35)+$Q$44","v":0},{"$f":"($Q$44-0.914*$Q$44)/6*($P$148-35)+$Q$44","v":0},{"$f":"($Q$44-0.914*$Q$44)/6*($Q$148-35)+$Q$44","v":0},{"$f":"($Q$44-0.914*$Q$44)/6*($R$148-35)+$Q$44","v":0},{"$f":"($Q$44-0.914*$Q$44)/6*($S$148-35)+$Q$44","v":0},{"$f":"($Q$44-0.914*$Q$44)/6*($T$148-35)+$Q$44","v":0},{"$f":"($Q$44-0.914*$Q$44)/6*($U$148-35)+$Q$44","v":0},{"$f":"($Q$44-0.914*$Q$44)/6*($V$148-35)+$Q$44","v":0},{"$f":"($Q$44-0.914*$Q$44)/6*($W$148-35)+$Q$44","v":0},{"$f":"($Q$44-0.914*$Q$44)/6*($X$148-35)+$Q$44","v":0},{"$f":"($Q$44-0.914*$Q$44)/6*($Y$148-35)+$Q$44","v":0},{"$f":"($Q$44-0.914*$Q$44)/6*($Z$148-35)+$Q$44","v":0},{"$f":"($Q$44-0.914*$Q$44)/6*($AA$148-35)+$Q$44","v":0},{"$f":"($Q$44-0.914*$Q$44)/6*($AB$148-35)+$Q$44","v":0},{"$f":"($Q$44-0.914*$Q$44)/6*($AC$148-35)+$Q$44","v":0},{"$f":"($Q$44-0.914*$Q$44)/6*($AD$148-35)+$Q$44","v":0},{"$f":"($Q$44-0.914*$Q$44)/6*($AE$148-35)+$Q$44","v":0},{"$f":"($Q$44-0.914*$Q$44)/6*($AF$148-35)+$Q$44","v":0},{"$f":"($Q$44-0.914*$Q$44)/6*($AG$148-35)+$Q$44","v":0},{"$f":"($Q$44-0.914*$Q$44)/6*($AH$148-35)+$Q$44","v":0},{"$f":"($Q$44-0.914*$Q$44)/6*($AI$148-35)+$Q$44","v":0},{"$f":"($Q$44-0.914*$Q$44)/6*($AJ$148-35)+$Q$44","v":0},{"$f":"($Q$44-0.914*$Q$44)/6*($AK$148-35)+$Q$44","v":0},{"$f":"($Q$44-0.914*$Q$44)/6*($AL$148-35)+$Q$44","v":0},{"$f":"($Q$44-0.914*$Q$44)/6*($AM$148-35)+$Q$44","v":0},{"$f":"($Q$44-0.914*$Q$44)/6*($AN$148-35)+$Q$44","v":0},{"$f":"($Q$44-0.914*$Q$44)/6*($AO$148-35)+$Q$44","v":0},{"$f":"($Q$44-0.914*$Q$44)/6*($AP$148-35)+$Q$44","v":0},{"$f":"($Q$44-0.914*$Q$44)/6*($AQ$148-35)+$Q$44","v":0},{"$f":"($Q$44-0.914*$Q$44)/6*($AR$148-35)+$Q$44","v":0},{"$f":"($Q$44-0.914*$Q$44)/6*($AS$148-35)+$Q$44","v":0},"冷房消費電力","Pc"]
[null,null,"冷房COP",{"$f":"$D$226/$D$227","v":{"$error":"#DIV/0!"}},{"$f":"$E$226/$E$227","v":{"$error":"#DIV/0!"}},{"$f":"$F$226/$F$227","v":{"$error":"#DIV/0!"}},{"$f":"$G$226/$G$227","v":{"$error":"#DIV/0!"}},{"$f":"$H$226/$H$227","v":{"$error":"#DIV/0!"}},{"$f":"$I$226/$I$227","v":{"$error":"#DIV/0!"}},{"$f":"$J$226/$J$227","v":{"$error":"#DIV/0!"}},{"$f":"$K$226/$K$227","v":{"$error":"#DIV/0!"}},{"$f":"$L$226/$L$227","v":{"$error":"#DIV/0!"}},{"$f":"$M$226/$M$227","v":{"$error":"#DIV/0!"}},{"$f":"$N$226/$N$227","v":{"$error":"#DIV/0!"}},{"$f":"$O$226/$O$227","v":{"$error":"#DIV/0!"}},{"$f":"$P$226/$P$227","v":{"$error":"#DIV/0!"}},{"$f":"$Q$226/$Q$227","v":{"$error":"#DIV/0!"}},{"$f":"$R$226/$R$227","v":{"$error":"#DIV/0!"}},{"$f":"$S$226/$S$227","v":{"$error":"#DIV/0!"}},{"$f":"$T$226/$T$227","v":{"$error":"#DIV/0!"}},{"$f":"$U$226/$U$227","v":{"$error":"#DIV/0!"}},{"$f":"$V$226/$V$227","v":{"$error":"#DIV/0!"}},{"$f":"$W$226/$W$227","v":{"$error":"#DIV/0!"}},{"$f":"$X$226/$X$227","v":{"$error":"#DIV/0!"}},{"$f":"$Y$226/$Y$227","v":{"$error":"#DIV/0!"}},{"$f":"$Z$226/$Z$227","v":{"$error":"#DIV/0!"}},{"$f":"$AA$226/$AA$227","v":{"$error":"#DIV/0!"}},{"$f":"$AB$226/$AB$227","v":{"$error":"#DIV/0!"}},{"$f":"$AC$226/$AC$227","v":{"$error":"#DIV/0!"}},{"$f":"$AD$226/$AD$227","v":{"$error":"#DIV/0!"}},{"$f":"$AE$226/$AE$227","v":{"$error":"#DIV/0!"}},{"$f":"$AF$226/$AF$227","v":{"$error":"#DIV/0!"}},{"$f":"$AG$226/$AG$227","v":{"$error":"#DIV/0!"}},{"$f":"$AH$226/$AH$227","v":{"$error":"#DIV/0!"}},{"$f":"$AI$226/$AI$227","v":{"$error":"#DIV/0!"}},{"$f":"$AJ$226/$AJ$227","v":{"$error":"#DIV/0!"}},{"$f":"$AK$226/$AK$227","v":{"$error":"#DIV/0!"}},{"$f":"$AL$226/$AL$227","v":{"$error":"#DIV/0!"}},{"$f":"$AM$226/$AM$227","v":{"$error":"#DIV/0!"}},{"$f":"$AN$226/$AN$227","v":{"$error":"#DIV/0!"}},{"$f":"$AO$226/$AO$227","v":{"$error":"#DIV/0!"}},{"$f":"$AP$226/$AP$227","v":{"$error":"#DIV/0!"}},{"$f":"$AQ$226/$AQ$227","v":{"$error":"#DIV/0!"}},{"$f":"$AR$226/$AR$227","v":{"$error":"#DIV/0!"}},{"$f":"$AS$226/$AS$227","v":{"$error":"#DIV/0!"}},"冷房COP","σc"]
[null,null,"冷房COP比",{"$f":"D228/$Q$45","v":{"$error":"#DIV/0!"}},{"$f":"E228/$Q$45","v":{"$error":"#DIV/0!"}},{"$error":"#DIV/0!"},{"$error":"#DIV/0!"},{"$error":"#DIV/0!"},{"$error":"#DIV/0!"},{"$error":"#DIV/0!"},{"$error":"#DIV/0!"},{"$error":"#DIV/0!"},{"$error":"#DIV/0!"},{"$error":"#DIV/0!"},{"$error":"#DIV/0!"},{"$error":"#DIV/0!"},{"$error":"#DIV/0!"},{"$error":"#DIV/0!"},{"$error":"#DIV/0!"},{"$error":"#DIV/0!"},{"$error":"#DIV/0!"},{"$error":"#DIV/0!"},{"$error":"#DIV/0!"},{"$error":"#DIV/0!"},{"$error":"#DIV/0!"},{"$error":"#DIV/0!"},{"$error":"#DIV/0!"},{"$error":"#DIV/0!"},{"$error":"#DIV/0!"},{"$error":"#DIV/0!"},{"$error":"#DIV/0!"},{"$error":"#DIV/0!"},{"$error":"#DIV/0!"},{"$error":"#DIV/0!"},{"$error":"#DIV/0!"},{"$error":"#DIV/0!"},{"$error":"#DIV/0!"},{"$error":"#DIV/0!"},{"$error":"#DIV/0!"},{"$error":"#DIV/0!"},{"$error":"#DIV/0!"},{"$error":"#DIV/0!"},{"$error":"#DIV/0!"},{"$error":"#DIV/0!"},{"$error":"#DIV/0!"},"冷房COP比","βc"]
[null,null,"Σ",{"$f":"$D$161*$D$225","v":{"$error":"#DIV/0!"}},{"$f":"$E$161*$E$225","v":{"$error":"#DIV/0!"}},{"$f":"$F$161*$F$225","v":{"$error":"#DIV/0!"}},{"$f":"$G$161*$G$225","v":{"$error":"#DIV/0!"}},{"$f":"$H$161*$H$225","v":{"$error":"#DIV/0!"}},{"$f":"$I$161*$I$225","v":{"$error":"#DIV/0!"}},{"$f":"$J$161*$J$225","v":{"$error":"#DIV/0!"}},{"$f":"$K$161*$K$225","v":{"$error":"#DIV/0!"}},{"$f":"$L$161*$L$225","v":{"$error":"#DIV/0!"}},{"$f":"$M$161*$M$225","v":{"$error":"#DIV/0!"}},{"$f":"$N$161*$N$225","v":{"$error":"#DIV/0!"}},{"$f":"$O$161*$O$225","v":{"$error":"#DIV/0!"}},{"$f":"$P$161*$P$225","v":{"$error":"#DIV/0!"}},{"$f":"$Q$161*$Q$225","v":{"$error":"#DIV/0!"}},{"$f":"$R$161*$R$225","v":{"$error":"#DIV/0!"}},{"$f":"$S$161*$S$225","v":{"$error":"#DIV/0!"}},{"$f":"$T$161*$T$225","v":{"$error":"#DIV/0!"}},{"$f":"$U$161*$U$225","v":{"$error":"#DIV/0!"}},{"$f":"$V$161*$V$225","v":{"$error":"#DIV/0!"}},{"$f":"$W$161*$W$225","v":{"$error":"#DIV/0!"}},{"$f":"$X$161*$X$225","v":{"$error":"#DIV/0!"}},{"$f":"$Y$161*$Y$225","v":{"$error":"#DIV/0!"}},{"$f":"$Z$161*$Z$225","v":{"$error":"#DIV/0!"}},{"$f":"$AA$161*$AA$225","v":{"$error":"#DIV/0!"}},{"$f":"$AB$161*$AB$225","v":{"$error":"#DIV/0!"}},{"$f":"$AC$161*$AC$225","v":{"$error":"#DIV/0!"}},{"$f":"$AD$161*$AD$225","v":{"$error":"#DIV/0!"}},{"$f":"$AE$161*$AE$225","v":{"$error":"#DIV/0!"}},{"$f":"$AF$161*$AF$225","v":{"$error":"#DIV/0!"}},{"$f":"$AG$161*$AG$225","v":{"$error":"#DIV/0!"}},{"$f":"$AH$161*$AH$225","v":{"$error":"#DIV/0!"}},{"$f":"$AI$161*$AI$225","v":{"$error":"#DIV/0!"}},{"$f":"$AJ$161*$AJ$225","v":{"$error":"#DIV/0!"}},{"$f":"$AK$161*$AK$225","v":{"$error":"#DIV/0!"}},{"$f":"$AL$161*$AL$225","v":{"$error":"#DIV/0!"}},{"$f":"$AM$161*$AM$225","v":{"$error":"#DIV/0!"}},{"$f":"$AN$161*$AN$225","v":{"$error":"#DIV/0!"}},{"$f":"$AO$161*$AO$225","v":{"$error":"#DIV/0!"}},{"$f":"$AP$161*$AP$225","v":{"$error":"#DIV/0!"}},{"$f":"$AQ$161*$AQ$225","v":{"$error":"#DIV/0!"}},{"$f":"$AR$161*$AR$225","v":{"$error":"#DIV/0!"}},{"$f":"$AS$161*$AS$225","v":{"$error":"#DIV/0!"}},{"$f":"SUM($D$230:$AS$230)","v":{"$error":"#DIV/0!"}},"Σ"]
[null,"後2","冷房時消費電力比",{"$f":"D$162/D$235","v":{"$error":"#DIV/0!"}},{"$error":"#DIV/0!"},{"$error":"#DIV/0!"},{"$error":"#DIV/0!"},{"$error":"#DIV/0!"},{"$error":"#DIV/0!"},{"$error":"#DIV/0!"},{"$error":"#DIV/0!"},{"$error":"#DIV/0!"},{"$error":"#DIV/0!"},{"$error":"#DIV/0!"},{"$error":"#DIV/0!"},{"$error":"#DIV/0!"},{"$error":"#DIV/0!"},{"$error":"#DIV/0!"},{"$error":"#DIV/0!"},{"$error":"#DIV/0!"},{"$error":"#DIV/0!"},{"$error":"#DIV/0!"},{"$error":"#DIV/0!"},{"$error":"#DIV/0!"},{"$error":"#DIV/0!"},{"$error":"#DIV/0!"},{"$error":"#DIV/0!"},{"$error":"#DIV/0!"},{"$error":"#DIV/0!"},{"$error":"#DIV/0!"},{"$error":"#DIV/0!"},{"$error":"#DIV/0!"},{"$error":"#DIV/0!"},{"$error":"#DIV/0!"},{"$error":"#DIV/0!"},{"$error":"#DIV/0!"},{"$error":"#DIV/0!"},{"$error":"#DIV/0!"},{"$error":"#DIV/0!"},{"$error":"#DIV/0!"},{"$error":"#DIV/0!"},{"$error":"#DIV/0!"},{"$error":"#DIV/0!"},{"$error":"#DIV/0!"},{"$f":"AS$162/AS$235","v":{"$error":"#DIV/0!"}},"冷房時消費電力比","εc"]
[null,null,"冷房能力",{"$f":"($R$43-1.077*$R$43)/6*($D$148-35)+$R$43","v":0},{"$f":"($R$43-1.077*$R$43)/6*($E$148-35)+$R$43","v":0},{"$f":"($R$43-1.077*$R$43)/6*($F$148-35)+$R$43","v":0},{"$f":"($R$43-1.077*$R$43)/6*($G$148-35)+$R$43","v":0},{"$f":"($R$43-1.077*$R$43)/6*($H$148-35)+$R$43","v":0},{"$f":"($R$43-1.077*$R$43)/6*($I$148-35)+$R$43","v":0},{"$f":"($R$43-1.077*$R$43)/6*($J$148-35)+$R$43","v":0},{"$f":"($R$43-1.077*$R$43)/6*($K$148-35)+$R$43","v":0},{"$f":"($R$43-1.077*$R$43)/6*($L$148-35)+$R$43","v":0},{"$f":"($R$43-1.077*$R$43)/6*($M$148-35)+$R$43","v":0},{"$f":"($R$43-1.077*$R$43)/6*($N$148-35)+$R$43","v":0},{"$f":"($R$43-1.077*$R$43)/6*($O$148-35)+$R$43","v":0},{"$f":"($R$43-1.077*$R$43)/6*($P$148-35)+$R$43","v":0},{"$f":"($R$43-1.077*$R$43)/6*($Q$148-35)+$R$43","v":0},{"$f":"($R$43-1.077*$R$43)/6*($R$148-35)+$R$43","v":0},{"$f":"($R$43-1.077*$R$43)/6*($S$148-35)+$R$43","v":0},{"$f":"($R$43-1.077*$R$43)/6*($T$148-35)+$R$43","v":0},{"$f":"($R$43-1.077*$R$43)/6*($U$148-35)+$R$43","v":0},{"$f":"($R$43-1.077*$R$43)/6*($V$148-35)+$R$43","v":0},{"$f":"($R$43-1.077*$R$43)/6*($W$148-35)+$R$43","v":0},{"$f":"($R$43-1.077*$R$43)/6*($X$148-35)+$R$43","v":0},{"$f":"($R$43-1.077*$R$43)/6*($Y$148-35)+$R$43","v":0},{"$f":"($R$43-1.077*$R$43)/6*($Z$148-35)+$R$43","v":0},{"$f":"($R$43-1.077*$R$43)/6*($AA$148-35)+$R$43","v":0},{"$f":"($R$43-1.077*$R$43)/6*($AB$148-35)+$R$43","v":0},{"$f":"($R$43-1.077*$R$43)/6*($AC$148-35)+$R$43","v":0},{"$f":"($R$43-1.077*$R$43)/6*($AD$148-35)+$R$43","v":0},{"$f":"($R$43-1.077*$R$43)/6*($AE$148-35)+$R$43","v":0},{"$f":"($R$43-1.077*$R$43)/6*($AF$148-35)+$R$43","v":0},{"$f":"($R$43-1.077*$R$43)/6*($AG$148-35)+$R$43","v":0},{"$f":"($R$43-1.077*$R$43)/6*($AH$148-35)+$R$43","v":0},{"$f":"($R$43-1.077*$R$43)/6*($AI$148-35)+$R$43","v":0},{"$f":"($R$43-1.077*$R$43)/6*($AJ$148-35)+$R$43","v":0},{"$f":"($R$43-1.077*$R$43)/6*($AK$148-35)+$R$43","v":0},{"$f":"($R$43-1.077*$R$43)/6*($AL$148-35)+$R$43","v":0},{"$f":"($R$43-1.077*$R$43)/6*($AM$148-35)+$R$43","v":0},{"$f":"($R$43-1.077*$R$43)/6*($AN$148-35)+$R$43","v":0},{"$f":"($R$43-1.077*$R$43)/6*($AO$148-35)+$R$43","v":0},{"$f":"($R$43-1.077*$R$43)/6*($AP$148-35)+$R$43","v":0},{"$f":"($R$43-1.077*$R$43)/6*($AQ$148-35)+$R$43","v":0},{"$f":"($R$43-1.077*$R$43)/6*($AR$148-35)+$R$43","v":0},{"$f":"($R$43-1.077*$R$43)/6*($AS$148-35)+$R$43","v":0},"冷房能力","Φc"]
[null,null,"冷房消費電力",{"$f":"($R$44-0.914*$R$44)/6*($D$148-35)+$R$44","v":0},{"$f":"($R$44-0.914*$R$44)/6*($E$148-35)+$R$44","v":0},{"$f":"($R$44-0.914*$R$44)/6*($F$148-35)+$R$44","v":0},{"$f":"($R$44-0.914*$R$44)/6*($G$148-35)+$R$44","v":0},{"$f":"($R$44-0.914*$R$44)/6*($H$148-35)+$R$44","v":0},{"$f":"($R$44-0.914*$R$44)/6*($I$148-35)+$R$44","v":0},{"$f":"($R$44-0.914*$R$44)/6*($J$148-35)+$R$44","v":0},{"$f":"($R$44-0.914*$R$44)/6*($K$148-35)+$R$44","v":0},{"$f":"($R$44-0.914*$R$44)/6*($L$148-35)+$R$44","v":0},{"$f":"($R$44-0.914*$R$44)/6*($M$148-35)+$R$44","v":0},{"$f":"($R$44-0.914*$R$44)/6*($N$148-35)+$R$44","v":0},{"$f":"($R$44-0.914*$R$44)/6*($O$148-35)+$R$44","v":0},{"$f":"($R$44-0.914*$R$44)/6*($P$148-35)+$R$44","v":0},{"$f":"($R$44-0.914*$R$44)/6*($Q$148-35)+$R$44","v":0},{"$f":"($R$44-0.914*$R$44)/6*($R$148-35)+$R$44","v":0},{"$f":"($R$44-0.914*$R$44)/6*($S$148-35)+$R$44","v":0},{"$f":"($R$44-0.914*$R$44)/6*($T$148-35)+$R$44","v":0},{"$f":"($R$44-0.914*$R$44)/6*($U$148-35)+$R$44","v":0},{"$f":"($R$44-0.914*$R$44)/6*($V$148-35)+$R$44","v":0},{"$f":"($R$44-0.914*$R$44)/6*($W$148-35)+$R$44","v":0},{"$f":"($R$44-0.914*$R$44)/6*($X$148-35)+$R$44","v":0},{"$f":"($R$44-0.914*$R$44)/6*($Y$148-35)+$R$44","v":0},{"$f":"($R$44-0.914*$R$44)/6*($Z$148-35)+$R$44","v":0},{"$f":"($R$44-0.914*$R$44)/6*($AA$148-35)+$R$44","v":0},{"$f":"($R$44-0.914*$R$44)/6*($AB$148-35)+$R$44","v":0},{"$f":"($R$44-0.914*$R$44)/6*($AC$148-35)+$R$44","v":0},{"$f":"($R$44-0.914*$R$44)/6*($AD$148-35)+$R$44","v":0},{"$f":"($R$44-0.914*$R$44)/6*($AE$148-35)+$R$44","v":0},{"$f":"($R$44-0.914*$R$44)/6*($AF$148-35)+$R$44","v":0},{"$f":"($R$44-0.914*$R$44)/6*($AG$148-35)+$R$44","v":0},{"$f":"($R$44-0.914*$R$44)/6*($AH$148-35)+$R$44","v":0},{"$f":"($R$44-0.914*$R$44)/6*($AI$148-35)+$R$44","v":0},{"$f":"($R$44-0.914*$R$44)/6*($AJ$148-35)+$R$44","v":0},{"$f":"($R$44-0.914*$R$44)/6*($AK$148-35)+$R$44","v":0},{"$f":"($R$44-0.914*$R$44)/6*($AL$148-35)+$R$44","v":0},{"$f":"($R$44-0.914*$R$44)/6*($AM$148-35)+$R$44","v":0},{"$f":"($R$44-0.914*$R$44)/6*($AN$148-35)+$R$44","v":0},{"$f":"($R$44-0.914*$R$44)/6*($AO$148-35)+$R$44","v":0},{"$f":"($R$44-0.914*$R$44)/6*($AP$148-35)+$R$44","v":0},{"$f":"($R$44-0.914*$R$44)/6*($AQ$148-35)+$R$44","v":0},{"$f":"($R$44-0.914*$R$44)/6*($AR$148-35)+$R$44","v":0},{"$f":"($R$44-0.914*$R$44)/6*($AS$148-35)+$R$44","v":0},"冷房消費電力","Pc"]
[null,null,"冷房COP",{"$f":"D$232/D$233","v":{"$error":"#DIV/0!"}},{"$error":"#DIV/0!"},{"$error":"#DIV/0!"},{"$error":"#DIV/0!"},{"$error":"#DIV/0!"},{"$error":"#DIV/0!"},{"$error":"#DIV/0!"},{"$error":"#DIV/0!"},{"$error":"#DIV/0!"},{"$error":"#DIV/0!"},{"$error":"#DIV/0!"},{"$error":"#DIV/0!"},{"$error":"#DIV/0!"},{"$error":"#DIV/0!"},{"$error":"#DIV/0!"},{"$error":"#DIV/0!"},{"$error":"#DIV/0!"},{"$error":"#DIV/0!"},{"$error":"#DIV/0!"},{"$error":"#DIV/0!"},{"$error":"#DIV/0!"},{"$error":"#DIV/0!"},{"$error":"#DIV/0!"},{"$error":"#DIV/0!"},{"$error":"#DIV/0!"},{"$error":"#DIV/0!"},{"$error":"#DIV/0!"},{"$error":"#DIV/0!"},{"$error":"#DIV/0!"},{"$error":"#DIV/0!"},{"$error":"#DIV/0!"},{"$error":"#DIV/0!"},{"$error":"#DIV/0!"},{"$error":"#DIV/0!"},{"$error":"#DIV/0!"},{"$error":"#DIV/0!"},{"$error":"#DIV/0!"},{"$error":"#DIV/0!"},{"$error":"#DIV/0!"},{"$error":"#DIV/0!"},{"$error":"#DIV/0!"},{"$error":"#DIV/0!"},"冷房COP","σc"]
[null,null,"冷房COP比",{"$f":"D234/$R$45","v":{"$error":"#DIV/0!"}},{"$f":"E234/$R$45","v":{"$error":"#DIV/0!"}},{"$error":"#DIV/0!"},{"$error":"#DIV/0!"},{"$error":"#DIV/0!"},{"$error":"#DIV/0!"},{"$error":"#DIV/0!"},{"$error":"#DIV/0!"},{"$error":"#DIV/0!"},{"$error":"#DIV/0!"},{"$error":"#DIV/0!"},{"$error":"#DIV/0!"},{"$error":"#DIV/0!"},{"$error":"#DIV/0!"},{"$error":"#DIV/0!"},{"$error":"#DIV/0!"},{"$error":"#DIV/0!"},{"$error":"#DIV/0!"},{"$error":"#DIV/0!"},{"$error":"#DIV/0!"},{"$error":"#DIV/0!"},{"$error":"#DIV/0!"},{"$error":"#DIV/0!"},{"$error":"#DIV/0!"},{"$error":"#DIV/0!"},{"$error":"#DIV/0!"},{"$error":"#DIV/0!"},{"$error":"#DIV/0!"},{"$error":"#DIV/0!"},{"$error":"#DIV/0!"},{"$error":"#DIV/0!"},{"$error":"#DIV/0!"},{"$error":"#DIV/0!"},{"$error":"#DIV/0!"},{"$error":"#DIV/0!"},{"$error":"#DIV/0!"},{"$error":"#DIV/0!"},{"$error":"#DIV/0!"},{"$error":"#DIV/0!"},{"$error":"#DIV/0!"},{"$error":"#DIV/0!"},{"$error":"#DIV/0!"},"冷房COP比","βc"]
[null,null,"Σ",{"$f":"D$161*D$231","v":{"$error":"#DIV/0!"}},{"$f":"E$161*E$231","v":{"$error":"#DIV/0!"}},{"$error":"#DIV/0!"},{"$error":"#DIV/0!"},{"$error":"#DIV/0!"},{"$error":"#DIV/0!"},{"$error":"#DIV/0!"},{"$error":"#DIV/0!"},{"$error":"#DIV/0!"},{"$error":"#DIV/0!"},{"$error":"#DIV/0!"},{"$error":"#DIV/0!"},{"$error":"#DIV/0!"},{"$error":"#DIV/0!"},{"$error":"#DIV/0!"},{"$error":"#DIV/0!"},{"$error":"#DIV/0!"},{"$error":"#DIV/0!"},{"$error":"#DIV/0!"},{"$error":"#DIV/0!"},{"$error":"#DIV/0!"},{"$error":"#DIV/0!"},{"$error":"#DIV/0!"},{"$error":"#DIV/0!"},{"$error":"#DIV/0!"},{"$error":"#DIV/0!"},{"$error":"#DIV/0!"},{"$error":"#DIV/0!"},{"$error":"#DIV/0!"},{"$error":"#DIV/0!"},{"$error":"#DIV/0!"},{"$error":"#DIV/0!"},{"$error":"#DIV/0!"},{"$error":"#DIV/0!"},{"$error":"#DIV/0!"},{"$error":"#DIV/0!"},{"$error":"#DIV/0!"},{"$error":"#DIV/0!"},{"$error":"#DIV/0!"},{"$error":"#DIV/0!"},{"$error":"#DIV/0!"},{"$error":"#DIV/0!"},{"$f":"SUM($D$236:$AS$236)","v":{"$error":"#DIV/0!"}},"Σ"]
[null,"後3","冷房時消費電力比",{"$f":"D$162/D$241","v":{"$error":"#DIV/0!"}},{"$error":"#DIV/0!"},{"$error":"#DIV/0!"},{"$error":"#DIV/0!"},{"$error":"#DIV/0!"},{"$error":"#DIV/0!"},{"$error":"#DIV/0!"},{"$error":"#DIV/0!"},{"$error":"#DIV/0!"},{"$error":"#DIV/0!"},{"$error":"#DIV/0!"},{"$error":"#DIV/0!"},{"$error":"#DIV/0!"},{"$error":"#DIV/0!"},{"$error":"#DIV/0!"},{"$error":"#DIV/0!"},{"$error":"#DIV/0!"},{"$error":"#DIV/0!"},{"$error":"#DIV/0!"},{"$error":"#DIV/0!"},{"$error":"#DIV/0!"},{"$error":"#DIV/0!"},{"$error":"#DIV/0!"},{"$error":"#DIV/0!"},{"$error":"#DIV/0!"},{"$error":"#DIV/0!"},{"$error":"#DIV/0!"},{"$error":"#DIV/0!"},{"$error":"#DIV/0!"},{"$error":"#DIV/0!"},{"$error":"#DIV/0!"},{"$error":"#DIV/0!"},{"$error":"#DIV/0!"},{"$error":"#DIV/0!"},{"$error":"#DIV/0!"},{"$error":"#DIV/0!"},{"$error":"#DIV/0!"},{"$error":"#DIV/0!"},{"$error":"#DIV/0!"},{"$error":"#DIV/0!"},{"$error":"#DIV/0!"},{"$f":"AS$162/AS$241","v":{"$error":"#DIV/0!"}},"冷房時消費電力比","εc"]
[null,null,"冷房能力",{"$f":"($S$43-1.077*$S$43)/6*($D$148-35)+$S$43","v":0},{"$f":"($S$43-1.077*$S$43)/6*($E$148-35)+$S$43","v":0},{"$f":"($S$43-1.077*$S$43)/6*($F$148-35)+$S$43","v":0},{"$f":"($S$43-1.077*$S$43)/6*($G$148-35)+$S$43","v":0},{"$f":"($S$43-1.077*$S$43)/6*($H$148-35)+$S$43","v":0},{"$f":"($S$43-1.077*$S$43)/6*($I$148-35)+$S$43","v":0},{"$f":"($S$43-1.077*$S$43)/6*($J$148-35)+$S$43","v":0},{"$f":"($S$43-1.077*$S$43)/6*($K$148-35)+$S$43","v":0},{"$f":"($S$43-1.077*$S$43)/6*($L$148-35)+$S$43","v":0},{"$f":"($S$43-1.077*$S$43)/6*($M$148-35)+$S$43","v":0},{"$f":"($S$43-1.077*$S$43)/6*($N$148-35)+$S$43","v":0},{"$f":"($S$43-1.077*$S$43)/6*($O$148-35)+$S$43","v":0},{"$f":"($S$43-1.077*$S$43)/6*($P$148-35)+$S$43","v":0},{"$f":"($S$43-1.077*$S$43)/6*($Q$148-35)+$S$43","v":0},{"$f":"($S$43-1.077*$S$43)/6*($R$148-35)+$S$43","v":0},{"$f":"($S$43-1.077*$S$43)/6*($S$148-35)+$S$43","v":0},{"$f":"($S$43-1.077*$S$43)/6*($T$148-35)+$S$43","v":0},{"$f":"($S$43-1.077*$S$43)/6*($U$148-35)+$S$43","v":0},{"$f":"($S$43-1.077*$S$43)/6*($V$148-35)+$S$43","v":0},{"$f":"($S$43-1.077*$S$43)/6*($W$148-35)+$S$43","v":0},{"$f":"($S$43-1.077*$S$43)/6*($X$148-35)+$S$43","v":0},{"$f":"($S$43-1.077*$S$43)/6*($Y$148-35)+$S$43","v":0},{"$f":"($S$43-1.077*$S$43)/6*($Z$148-35)+$S$43","v":0},{"$f":"($S$43-1.077*$S$43)/6*($AA$148-35)+$S$43","v":0},{"$f":"($S$43-1.077*$S$43)/6*($AB$148-35)+$S$43","v":0},{"$f":"($S$43-1.077*$S$43)/6*($AC$148-35)+$S$43","v":0},{"$f":"($S$43-1.077*$S$43)/6*($AD$148-35)+$S$43","v":0},{"$f":"($S$43-1.077*$S$43)/6*($AE$148-35)+$S$43","v":0},{"$f":"($S$43-1.077*$S$43)/6*($AF$148-35)+$S$43","v":0},{"$f":"($S$43-1.077*$S$43)/6*($AG$148-35)+$S$43","v":0},{"$f":"($S$43-1.077*$S$43)/6*($AH$148-35)+$S$43","v":0},{"$f":"($S$43-1.077*$S$43)/6*($AI$148-35)+$S$43","v":0},{"$f":"($S$43-1.077*$S$43)/6*($AJ$148-35)+$S$43","v":0},{"$f":"($S$43-1.077*$S$43)/6*($AK$148-35)+$S$43","v":0},{"$f":"($S$43-1.077*$S$43)/6*($AL$148-35)+$S$43","v":0},{"$f":"($S$43-1.077*$S$43)/6*($AM$148-35)+$S$43","v":0},{"$f":"($S$43-1.077*$S$43)/6*($AN$148-35)+$S$43","v":0},{"$f":"($S$43-1.077*$S$43)/6*($AO$148-35)+$S$43","v":0},{"$f":"($S$43-1.077*$S$43)/6*($AP$148-35)+$S$43","v":0},{"$f":"($S$43-1.077*$S$43)/6*($AQ$148-35)+$S$43","v":0},{"$f":"($S$43-1.077*$S$43)/6*($AR$148-35)+$S$43","v":0},{"$f":"($S$43-1.077*$S$43)/6*($AS$148-35)+$S$43","v":0},"冷房能力","Φc"]
[null,null,"冷房消費電力",{"$f":"($S$44-0.914*$S$44)/6*($D$148-35)+$S$44","v":0},{"$f":"($S$44-0.914*$S$44)/6*($E$148-35)+$S$44","v":0},{"$f":"($S$44-0.914*$S$44)/6*($F$148-35)+$S$44","v":0},{"$f":"($S$44-0.914*$S$44)/6*($G$148-35)+$S$44","v":0},{"$f":"($S$44-0.914*$S$44)/6*($H$148-35)+$S$44","v":0},{"$f":"($S$44-0.914*$S$44)/6*($I$148-35)+$S$44","v":0},{"$f":"($S$44-0.914*$S$44)/6*($J$148-35)+$S$44","v":0},{"$f":"($S$44-0.914*$S$44)/6*($K$148-35)+$S$44","v":0},{"$f":"($S$44-0.914*$S$44)/6*($L$148-35)+$S$44","v":0},{"$f":"($S$44-0.914*$S$44)/6*($M$148-35)+$S$44","v":0},{"$f":"($S$44-0.914*$S$44)/6*($N$148-35)+$S$44","v":0},{"$f":"($S$44-0.914*$S$44)/6*($O$148-35)+$S$44","v":0},{"$f":"($S$44-0.914*$S$44)/6*($P$148-35)+$S$44","v":0},{"$f":"($S$44-0.914*$S$44)/6*($Q$148-35)+$S$44","v":0},{"$f":"($S$44-0.914*$S$44)/6*($R$148-35)+$S$44","v":0},{"$f":"($S$44-0.914*$S$44)/6*($S$148-35)+$S$44","v":0},{"$f":"($S$44-0.914*$S$44)/6*($T$148-35)+$S$44","v":0},{"$f":"($S$44-0.914*$S$44)/6*($U$148-35)+$S$44","v":0},{"$f":"($S$44-0.914*$S$44)/6*($V$148-35)+$S$44","v":0},{"$f":"($S$44-0.914*$S$44)/6*($W$148-35)+$S$44","v":0},{"$f":"($S$44-0.914*$S$44)/6*($X$148-35)+$S$44","v":0},{"$f":"($S$44-0.914*$S$44)/6*($Y$148-35)+$S$44","v":0},{"$f":"($S$44-0.914*$S$44)/6*($Z$148-35)+$S$44","v":0},{"$f":"($S$44-0.914*$S$44)/6*($AA$148-35)+$S$44","v":0},{"$f":"($S$44-0.914*$S$44)/6*($AB$148-35)+$S$44","v":0},{"$f":"($S$44-0.914*$S$44)/6*($AC$148-35)+$S$44","v":0},{"$f":"($S$44-0.914*$S$44)/6*($AD$148-35)+$S$44","v":0},{"$f":"($S$44-0.914*$S$44)/6*($AE$148-35)+$S$44","v":0},{"$f":"($S$44-0.914*$S$44)/6*($AF$148-35)+$S$44","v":0},{"$f":"($S$44-0.914*$S$44)/6*($AG$148-35)+$S$44","v":0},{"$f":"($S$44-0.914*$S$44)/6*($AH$148-35)+$S$44","v":0},{"$f":"($S$44-0.914*$S$44)/6*($AI$148-35)+$S$44","v":0},{"$f":"($S$44-0.914*$S$44)/6*($AJ$148-35)+$S$44","v":0},{"$f":"($S$44-0.914*$S$44)/6*($AK$148-35)+$S$44","v":0},{"$f":"($S$44-0.914*$S$44)/6*($AL$148-35)+$S$44","v":0},{"$f":"($S$44-0.914*$S$44)/6*($AM$148-35)+$S$44","v":0},{"$f":"($S$44-0.914*$S$44)/6*($AN$148-35)+$S$44","v":0},{"$f":"($S$44-0.914*$S$44)/6*($AO$148-35)+$S$44","v":0},{"$f":"($S$44-0.914*$S$44)/6*($AP$148-35)+$S$44","v":0},{"$f":"($S$44-0.914*$S$44)/6*($AQ$148-35)+$S$44","v":0},{"$f":"($S$44-0.914*$S$44)/6*($AR$148-35)+$S$44","v":0},{"$f":"($S$44-0.914*$S$44)/6*($AS$148-35)+$S$44","v":0},"冷房消費電力","Pc"]
[null,null,"冷房COP",{"$f":"D$238/D$239","v":{"$error":"#DIV/0!"}},{"$error":"#DIV/0!"},{"$error":"#DIV/0!"},{"$error":"#DIV/0!"},{"$error":"#DIV/0!"},{"$error":"#DIV/0!"},{"$error":"#DIV/0!"},{"$error":"#DIV/0!"},{"$error":"#DIV/0!"},{"$error":"#DIV/0!"},{"$error":"#DIV/0!"},{"$error":"#DIV/0!"},{"$error":"#DIV/0!"},{"$error":"#DIV/0!"},{"$error":"#DIV/0!"},{"$error":"#DIV/0!"},{"$error":"#DIV/0!"},{"$error":"#DIV/0!"},{"$error":"#DIV/0!"},{"$error":"#DIV/0!"},{"$error":"#DIV/0!"},{"$error":"#DIV/0!"},{"$error":"#DIV/0!"},{"$error":"#DIV/0!"},{"$error":"#DIV/0!"},{"$error":"#DIV/0!"},{"$error":"#DIV/0!"},{"$error":"#DIV/0!"},{"$error":"#DIV/0!"},{"$error":"#DIV/0!"},{"$error":"#DIV/0!"},{"$error":"#DIV/0!"},{"$error":"#DIV/0!"},{"$error":"#DIV/0!"},{"$error":"#DIV/0!"},{"$error":"#DIV/0!"},{"$error":"#DIV/0!"},{"$error":"#DIV/0!"},{"$error":"#DIV/0!"},{"$error":"#DIV/0!"},{"$error":"#DIV/0!"},{"$error":"#DIV/0!"},"冷房COP","σc"]
[null,null,"冷房COP比",{"$f":"D240/$S$45","v":{"$error":"#DIV/0!"}},{"$f":"E240/$S$45","v":{"$error":"#DIV/0!"}},{"$error":"#DIV/0!"},{"$error":"#DIV/0!"},{"$error":"#DIV/0!"},{"$error":"#DIV/0!"},{"$error":"#DIV/0!"},{"$error":"#DIV/0!"},{"$error":"#DIV/0!"},{"$error":"#DIV/0!"},{"$error":"#DIV/0!"},{"$error":"#DIV/0!"},{"$error":"#DIV/0!"},{"$error":"#DIV/0!"},{"$error":"#DIV/0!"},{"$error":"#DIV/0!"},{"$error":"#DIV/0!"},{"$error":"#DIV/0!"},{"$error":"#DIV/0!"},{"$error":"#DIV/0!"},{"$error":"#DIV/0!"},{"$error":"#DIV/0!"},{"$error":"#DIV/0!"},{"$error":"#DIV/0!"},{"$error":"#DIV/0!"},{"$error":"#DIV/0!"},{"$error":"#DIV/0!"},{"$error":"#DIV/0!"},{"$error":"#DIV/0!"},{"$error":"#DIV/0!"},{"$error":"#DIV/0!"},{"$error":"#DIV/0!"},{"$error":"#DIV/0!"},{"$error":"#DIV/0!"},{"$error":"#DIV/0!"},{"$error":"#DIV/0!"},{"$error":"#DIV/0!"},{"$error":"#DIV/0!"},{"$error":"#DIV/0!"},{"$error":"#DIV/0!"},{"$error":"#DIV/0!"},{"$error":"#DIV/0!"},"冷房COP比","βc"]
[null,null,"Σ",{"$f":"D$161*D$237","v":{"$error":"#DIV/0!"}},{"$f":"E$161*E$237","v":{"$error":"#DIV/0!"}},{"$error":"#DIV/0!"},{"$error":"#DIV/0!"},{"$error":"#DIV/0!"},{"$error":"#DIV/0!"},{"$error":"#DIV/0!"},{"$error":"#DIV/0!"},{"$error":"#DIV/0!"},{"$error":"#DIV/0!"},{"$error":"#DIV/0!"},{"$error":"#DIV/0!"},{"$error":"#DIV/0!"},{"$error":"#DIV/0!"},{"$error":"#DIV/0!"},{"$error":"#DIV/0!"},{"$error":"#DIV/0!"},{"$error":"#DIV/0!"},{"$error":"#DIV/0!"},{"$error":"#DIV/0!"},{"$error":"#DIV/0!"},{"$error":"#DIV/0!"},{"$error":"#DIV/0!"},{"$error":"#DIV/0!"},{"$error":"#DIV/0!"},{"$error":"#DIV/0!"},{"$error":"#DIV/0!"},{"$error":"#DIV/0!"},{"$error":"#DIV/0!"},{"$error":"#DIV/0!"},{"$error":"#DIV/0!"},{"$error":"#DIV/0!"},{"$error":"#DIV/0!"},{"$error":"#DIV/0!"},{"$error":"#DIV/0!"},{"$error":"#DIV/0!"},{"$error":"#DIV/0!"},{"$error":"#DIV/0!"},{"$error":"#DIV/0!"},{"$error":"#DIV/0!"},{"$error":"#DIV/0!"},{"$error":"#DIV/0!"},{"$f":"SUM($D$242:$AS$242)","v":{"$error":"#DIV/0!"}},"Σ"]
[null,"後4","冷房時消費電力比",{"$f":"D$162/D$247","v":{"$error":"#DIV/0!"}},{"$error":"#DIV/0!"},{"$error":"#DIV/0!"},{"$error":"#DIV/0!"},{"$error":"#DIV/0!"},{"$error":"#DIV/0!"},{"$error":"#DIV/0!"},{"$error":"#DIV/0!"},{"$error":"#DIV/0!"},{"$error":"#DIV/0!"},{"$error":"#DIV/0!"},{"$error":"#DIV/0!"},{"$error":"#DIV/0!"},{"$error":"#DIV/0!"},{"$error":"#DIV/0!"},{"$error":"#DIV/0!"},{"$error":"#DIV/0!"},{"$error":"#DIV/0!"},{"$error":"#DIV/0!"},{"$error":"#DIV/0!"},{"$error":"#DIV/0!"},{"$error":"#DIV/0!"},{"$error":"#DIV/0!"},{"$error":"#DIV/0!"},{"$error":"#DIV/0!"},{"$error":"#DIV/0!"},{"$error":"#DIV/0!"},{"$error":"#DIV/0!"},{"$error":"#DIV/0!"},{"$error":"#DIV/0!"},{"$error":"#DIV/0!"},{"$error":"#DIV/0!"},{"$error":"#DIV/0!"},{"$error":"#DIV/0!"},{"$error":"#DIV/0!"},{"$error":"#DIV/0!"},{"$error":"#DIV/0!"},{"$error":"#DIV/0!"},{"$error":"#DIV/0!"},{"$error":"#DIV/0!"},{"$error":"#DIV/0!"},{"$f":"AS$162/AS$247","v":{"$error":"#DIV/0!"}},"冷房時消費電力比","εc"]
[null,null,"冷房能力",{"$f":"($T$43-1.077*$T$43)/6*($D$148-35)+$T$43","v":0},{"$f":"($T$43-1.077*$T$43)/6*($E$148-35)+$T$43","v":0},{"$f":"($T$43-1.077*$T$43)/6*($F$148-35)+$T$43","v":0},{"$f":"($T$43-1.077*$T$43)/6*($G$148-35)+$T$43","v":0},{"$f":"($T$43-1.077*$T$43)/6*($H$148-35)+$T$43","v":0},{"$f":"($T$43-1.077*$T$43)/6*($I$148-35)+$T$43","v":0},{"$f":"($T$43-1.077*$T$43)/6*($J$148-35)+$T$43","v":0},{"$f":"($T$43-1.077*$T$43)/6*($K$148-35)+$T$43","v":0},{"$f":"($T$43-1.077*$T$43)/6*($L$148-35)+$T$43","v":0},{"$f":"($T$43-1.077*$T$43)/6*($M$148-35)+$T$43","v":0},{"$f":"($T$43-1.077*$T$43)/6*($N$148-35)+$T$43","v":0},{"$f":"($T$43-1.077*$T$43)/6*($O$148-35)+$T$43","v":0},{"$f":"($T$43-1.077*$T$43)/6*($P$148-35)+$T$43","v":0},{"$f":"($T$43-1.077*$T$43)/6*($Q$148-35)+$T$43","v":0},{"$f":"($T$43-1.077*$T$43)/6*($R$148-35)+$T$43","v":0},{"$f":"($T$43-1.077*$T$43)/6*($S$148-35)+$T$43","v":0},{"$f":"($T$43-1.077*$T$43)/6*($T$148-35)+$T$43","v":0},{"$f":"($T$43-1.077*$T$43)/6*($U$148-35)+$T$43","v":0},{"$f":"($T$43-1.077*$T$43)/6*($V$148-35)+$T$43","v":0},{"$f":"($T$43-1.077*$T$43)/6*($W$148-35)+$T$43","v":0},{"$f":"($T$43-1.077*$T$43)/6*($X$148-35)+$T$43","v":0},{"$f":"($T$43-1.077*$T$43)/6*($Y$148-35)+$T$43","v":0},{"$f":"($T$43-1.077*$T$43)/6*($Z$148-35)+$T$43","v":0},{"$f":"($T$43-1.077*$T$43)/6*($AA$148-35)+$T$43","v":0},{"$f":"($T$43-1.077*$T$43)/6*($AB$148-35)+$T$43","v":0},{"$f":"($T$43-1.077*$T$43)/6*($AC$148-35)+$T$43","v":0},{"$f":"($T$43-1.077*$T$43)/6*($AD$148-35)+$T$43","v":0},{"$f":"($T$43-1.077*$T$43)/6*($AE$148-35)+$T$43","v":0},{"$f":"($T$43-1.077*$T$43)/6*($AF$148-35)+$T$43","v":0},{"$f":"($T$43-1.077*$T$43)/6*($AG$148-35)+$T$43","v":0},{"$f":"($T$43-1.077*$T$43)/6*($AH$148-35)+$T$43","v":0},{"$f":"($T$43-1.077*$T$43)/6*($AI$148-35)+$T$43","v":0},{"$f":"($T$43-1.077*$T$43)/6*($AJ$148-35)+$T$43","v":0},{"$f":"($T$43-1.077*$T$43)/6*($AK$148-35)+$T$43","v":0},{"$f":"($T$43-1.077*$T$43)/6*($AL$148-35)+$T$43","v":0},{"$f":"($T$43-1.077*$T$43)/6*($AM$148-35)+$T$43","v":0},{"$f":"($T$43-1.077*$T$43)/6*($AN$148-35)+$T$43","v":0},{"$f":"($T$43-1.077*$T$43)/6*($AO$148-35)+$T$43","v":0},{"$f":"($T$43-1.077*$T$43)/6*($AP$148-35)+$T$43","v":0},{"$f":"($T$43-1.077*$T$43)/6*($AQ$148-35)+$T$43","v":0},{"$f":"($T$43-1.077*$T$43)/6*($AR$148-35)+$T$43","v":0},{"$f":"($T$43-1.077*$T$43)/6*($AS$148-35)+$T$43","v":0},"冷房能力","Φc"]
[null,null,"冷房消費電力",{"$f":"($T$44-0.914*$T$44)/6*($D$148-35)+$T$44","v":0},{"$f":"($T$44-0.914*$T$44)/6*($E$148-35)+$T$44","v":0},{"$f":"($T$44-0.914*$T$44)/6*($F$148-35)+$T$44","v":0},{"$f":"($T$44-0.914*$T$44)/6*($G$148-35)+$T$44","v":0},{"$f":"($T$44-0.914*$T$44)/6*($H$148-35)+$T$44","v":0},{"$f":"($T$44-0.914*$T$44)/6*($I$148-35)+$T$44","v":0},{"$f":"($T$44-0.914*$T$44)/6*($J$148-35)+$T$44","v":0},{"$f":"($T$44-0.914*$T$44)/6*($K$148-35)+$T$44","v":0},{"$f":"($T$44-0.914*$T$44)/6*($L$148-35)+$T$44","v":0},{"$f":"($T$44-0.914*$T$44)/6*($M$148-35)+$T$44","v":0},{"$f":"($T$44-0.914*$T$44)/6*($N$148-35)+$T$44","v":0},{"$f":"($T$44-0.914*$T$44)/6*($O$148-35)+$T$44","v":0},{"$f":"($T$44-0.914*$T$44)/6*($P$148-35)+$T$44","v":0},{"$f":"($T$44-0.914*$T$44)/6*($Q$148-35)+$T$44","v":0},{"$f":"($T$44-0.914*$T$44)/6*($R$148-35)+$T$44","v":0},{"$f":"($T$44-0.914*$T$44)/6*($S$148-35)+$T$44","v":0},{"$f":"($T$44-0.914*$T$44)/6*($T$148-35)+$T$44","v":0},{"$f":"($T$44-0.914*$T$44)/6*($U$148-35)+$T$44","v":0},{"$f":"($T$44-0.914*$T$44)/6*($V$148-35)+$T$44","v":0},{"$f":"($T$44-0.914*$T$44)/6*($W$148-35)+$T$44","v":0},{"$f":"($T$44-0.914*$T$44)/6*($X$148-35)+$T$44","v":0},{"$f":"($T$44-0.914*$T$44)/6*($Y$148-35)+$T$44","v":0},{"$f":"($T$44-0.914*$T$44)/6*($Z$148-35)+$T$44","v":0},{"$f":"($T$44-0.914*$T$44)/6*($AA$148-35)+$T$44","v":0},{"$f":"($T$44-0.914*$T$44)/6*($AB$148-35)+$T$44","v":0},{"$f":"($T$44-0.914*$T$44)/6*($AC$148-35)+$T$44","v":0},{"$f":"($T$44-0.914*$T$44)/6*($AD$148-35)+$T$44","v":0},{"$f":"($T$44-0.914*$T$44)/6*($AE$148-35)+$T$44","v":0},{"$f":"($T$44-0.914*$T$44)/6*($AF$148-35)+$T$44","v":0},{"$f":"($T$44-0.914*$T$44)/6*($AG$148-35)+$T$44","v":0},{"$f":"($T$44-0.914*$T$44)/6*($AH$148-35)+$T$44","v":0},{"$f":"($T$44-0.914*$T$44)/6*($AI$148-35)+$T$44","v":0},{"$f":"($T$44-0.914*$T$44)/6*($AJ$148-35)+$T$44","v":0},{"$f":"($T$44-0.914*$T$44)/6*($AK$148-35)+$T$44","v":0},{"$f":"($T$44-0.914*$T$44)/6*($AL$148-35)+$T$44","v":0},{"$f":"($T$44-0.914*$T$44)/6*($AM$148-35)+$T$44","v":0},{"$f":"($T$44-0.914*$T$44)/6*($AN$148-35)+$T$44","v":0},{"$f":"($T$44-0.914*$T$44)/6*($AO$148-35)+$T$44","v":0},{"$f":"($T$44-0.914*$T$44)/6*($AP$148-35)+$T$44","v":0},{"$f":"($T$44-0.914*$T$44)/6*($AQ$148-35)+$T$44","v":0},{"$f":"($T$44-0.914*$T$44)/6*($AR$148-35)+$T$44","v":0},{"$f":"($T$44-0.914*$T$44)/6*($AS$148-35)+$T$44","v":0},"冷房消費電力","Pc"]
[null,null,"冷房COP",{"$f":"D$244/D$245","v":{"$error":"#DIV/0!"}},{"$error":"#DIV/0!"},{"$error":"#DIV/0!"},{"$error":"#DIV/0!"},{"$error":"#DIV/0!"},{"$error":"#DIV/0!"},{"$error":"#DIV/0!"},{"$error":"#DIV/0!"},{"$error":"#DIV/0!"},{"$error":"#DIV/0!"},{"$error":"#DIV/0!"},{"$error":"#DIV/0!"},{"$error":"#DIV/0!"},{"$error":"#DIV/0!"},{"$error":"#DIV/0!"},{"$error":"#DIV/0!"},{"$error":"#DIV/0!"},{"$error":"#DIV/0!"},{"$error":"#DIV/0!"},{"$error":"#DIV/0!"},{"$error":"#DIV/0!"},{"$error":"#DIV/0!"},{"$error":"#DIV/0!"},{"$error":"#DIV/0!"},{"$error":"#DIV/0!"},{"$error":"#DIV/0!"},{"$error":"#DIV/0!"},{"$error":"#DIV/0!"},{"$error":"#DIV/0!"},{"$error":"#DIV/0!"},{"$error":"#DIV/0!"},{"$error":"#DIV/0!"},{"$error":"#DIV/0!"},{"$error":"#DIV/0!"},{"$error":"#DIV/0!"},{"$error":"#DIV/0!"},{"$error":"#DIV/0!"},{"$error":"#DIV/0!"},{"$error":"#DIV/0!"},{"$error":"#DIV/0!"},{"$error":"#DIV/0!"},{"$error":"#DIV/0!"},"冷房COP","σc"]
[null,null,"冷房COP比",{"$f":"D246/$T$45","v":{"$error":"#DIV/0!"}},{"$f":"E246/$T$45","v":{"$error":"#DIV/0!"}},{"$error":"#DIV/0!"},{"$error":"#DIV/0!"},{"$error":"#DIV/0!"},{"$error":"#DIV/0!"},{"$error":"#DIV/0!"},{"$error":"#DIV/0!"},{"$error":"#DIV/0!"},{"$error":"#DIV/0!"},{"$error":"#DIV/0!"},{"$error":"#DIV/0!"},{"$error":"#DIV/0!"},{"$error":"#DIV/0!"},{"$error":"#DIV/0!"},{"$error":"#DIV/0!"},{"$error":"#DIV/0!"},{"$error":"#DIV/0!"},{"$error":"#DIV/0!"},{"$error":"#DIV/0!"},{"$error":"#DIV/0!"},{"$error":"#DIV/0!"},{"$error":"#DIV/0!"},{"$error":"#DIV/0!"},{"$error":"#DIV/0!"},{"$error":"#DIV/0!"},{"$error":"#DIV/0!"},{"$error":"#DIV/0!"},{"$error":"#DIV/0!"},{"$error":"#DIV/0!"},{"$error":"#DIV/0!"},{"$error":"#DIV/0!"},{"$error":"#DIV/0!"},{"$error":"#DIV/0!"},{"$error":"#DIV/0!"},{"$error":"#DIV/0!"},{"$error":"#DIV/0!"},{"$error":"#DIV/0!"},{"$error":"#DIV/0!"},{"$error":"#DIV/0!"},{"$error":"#DIV/0!"},{"$error":"#DIV/0!"},"冷房COP比","βc"]
[null,null,"Σ",{"$f":"D$161*D$243","v":{"$error":"#DIV/0!"}},{"$f":"E$161*E$243","v":{"$error":"#DIV/0!"}},{"$error":"#DIV/0!"},{"$error":"#DIV/0!"},{"$error":"#DIV/0!"},{"$error":"#DIV/0!"},{"$error":"#DIV/0!"},{"$error":"#DIV/0!"},{"$error":"#DIV/0!"},{"$error":"#DIV/0!"},{"$error":"#DIV/0!"},{"$error":"#DIV/0!"},{"$error":"#DIV/0!"},{"$error":"#DIV/0!"},{"$error":"#DIV/0!"},{"$error":"#DIV/0!"},{"$error":"#DIV/0!"},{"$error":"#DIV/0!"},{"$error":"#DIV/0!"},{"$error":"#DIV/0!"},{"$error":"#DIV/0!"},{"$error":"#DIV/0!"},{"$error":"#DIV/0!"},{"$error":"#DIV/0!"},{"$error":"#DIV/0!"},{"$error":"#DIV/0!"},{"$error":"#DIV/0!"},{"$error":"#DIV/0!"},{"$error":"#DIV/0!"},{"$error":"#DIV/0!"},{"$error":"#DIV/0!"},{"$error":"#DIV/0!"},{"$error":"#DIV/0!"},{"$error":"#DIV/0!"},{"$error":"#DIV/0!"},{"$error":"#DIV/0!"},{"$error":"#DIV/0!"},{"$error":"#DIV/0!"},{"$error":"#DIV/0!"},{"$error":"#DIV/0!"},{"$error":"#DIV/0!"},{"$error":"#DIV/0!"},{"$f":"SUM($D$248:$AS$248)","v":{"$error":"#DIV/0!"}},"Σ"]
[null,"後5","冷房時消費電力比",{"$f":"D$162/D$253","v":{"$error":"#DIV/0!"}},{"$error":"#DIV/0!"},{"$error":"#DIV/0!"},{"$error":"#DIV/0!"},{"$error":"#DIV/0!"},{"$error":"#DIV/0!"},{"$error":"#DIV/0!"},{"$error":"#DIV/0!"},{"$error":"#DIV/0!"},{"$error":"#DIV/0!"},{"$error":"#DIV/0!"},{"$error":"#DIV/0!"},{"$error":"#DIV/0!"},{"$error":"#DIV/0!"},{"$error":"#DIV/0!"},{"$error":"#DIV/0!"},{"$error":"#DIV/0!"},{"$error":"#DIV/0!"},{"$error":"#DIV/0!"},{"$error":"#DIV/0!"},{"$error":"#DIV/0!"},{"$error":"#DIV/0!"},{"$error":"#DIV/0!"},{"$error":"#DIV/0!"},{"$error":"#DIV/0!"},{"$error":"#DIV/0!"},{"$error":"#DIV/0!"},{"$error":"#DIV/0!"},{"$error":"#DIV/0!"},{"$error":"#DIV/0!"},{"$error":"#DIV/0!"},{"$error":"#DIV/0!"},{"$error":"#DIV/0!"},{"$error":"#DIV/0!"},{"$error":"#DIV/0!"},{"$error":"#DIV/0!"},{"$error":"#DIV/0!"},{"$error":"#DIV/0!"},{"$error":"#DIV/0!"},{"$error":"#DIV/0!"},{"$error":"#DIV/0!"},{"$f":"AS$162/AS$253","v":{"$error":"#DIV/0!"}},"冷房時消費電力比","εc"]
[null,null,"冷房能力",{"$f":"($U$43-1.077*$U$43)/6*($D$148-35)+$U$43","v":0},{"$f":"($U$43-1.077*$U$43)/6*($E$148-35)+$U$43","v":0},{"$f":"($U$43-1.077*$U$43)/6*($F$148-35)+$U$43","v":0},{"$f":"($U$43-1.077*$U$43)/6*($G$148-35)+$U$43","v":0},{"$f":"($U$43-1.077*$U$43)/6*($H$148-35)+$U$43","v":0},{"$f":"($U$43-1.077*$U$43)/6*($I$148-35)+$U$43","v":0},{"$f":"($U$43-1.077*$U$43)/6*($J$148-35)+$U$43","v":0},{"$f":"($U$43-1.077*$U$43)/6*($K$148-35)+$U$43","v":0},{"$f":"($U$43-1.077*$U$43)/6*($L$148-35)+$U$43","v":0},{"$f":"($U$43-1.077*$U$43)/6*($M$148-35)+$U$43","v":0},{"$f":"($U$43-1.077*$U$43)/6*($N$148-35)+$U$43","v":0},{"$f":"($U$43-1.077*$U$43)/6*($O$148-35)+$U$43","v":0},{"$f":"($U$43-1.077*$U$43)/6*($P$148-35)+$U$43","v":0},{"$f":"($U$43-1.077*$U$43)/6*($Q$148-35)+$U$43","v":0},{"$f":"($U$43-1.077*$U$43)/6*($R$148-35)+$U$43","v":0},{"$f":"($U$43-1.077*$U$43)/6*($S$148-35)+$U$43","v":0},{"$f":"($U$43-1.077*$U$43)/6*($T$148-35)+$U$43","v":0},{"$f":"($U$43-1.077*$U$43)/6*($U$148-35)+$U$43","v":0},{"$f":"($U$43-1.077*$U$43)/6*($V$148-35)+$U$43","v":0},{"$f":"($U$43-1.077*$U$43)/6*($W$148-35)+$U$43","v":0},{"$f":"($U$43-1.077*$U$43)/6*($X$148-35)+$U$43","v":0},{"$f":"($U$43-1.077*$U$43)/6*($Y$148-35)+$U$43","v":0},{"$f":"($U$43-1.077*$U$43)/6*($Z$148-35)+$U$43","v":0},{"$f":"($U$43-1.077*$U$43)/6*($AA$148-35)+$U$43","v":0},{"$f":"($U$43-1.077*$U$43)/6*($AB$148-35)+$U$43","v":0},{"$f":"($U$43-1.077*$U$43)/6*($AC$148-35)+$U$43","v":0},{"$f":"($U$43-1.077*$U$43)/6*($AD$148-35)+$U$43","v":0},{"$f":"($U$43-1.077*$U$43)/6*($AE$148-35)+$U$43","v":0},{"$f":"($U$43-1.077*$U$43)/6*($AF$148-35)+$U$43","v":0},{"$f":"($U$43-1.077*$U$43)/6*($AG$148-35)+$U$43","v":0},{"$f":"($U$43-1.077*$U$43)/6*($AH$148-35)+$U$43","v":0},{"$f":"($U$43-1.077*$U$43)/6*($AI$148-35)+$U$43","v":0},{"$f":"($U$43-1.077*$U$43)/6*($AJ$148-35)+$U$43","v":0},{"$f":"($U$43-1.077*$U$43)/6*($AK$148-35)+$U$43","v":0},{"$f":"($U$43-1.077*$U$43)/6*($AL$148-35)+$U$43","v":0},{"$f":"($U$43-1.077*$U$43)/6*($AM$148-35)+$U$43","v":0},{"$f":"($U$43-1.077*$U$43)/6*($AN$148-35)+$U$43","v":0},{"$f":"($U$43-1.077*$U$43)/6*($AO$148-35)+$U$43","v":0},{"$f":"($U$43-1.077*$U$43)/6*($AP$148-35)+$U$43","v":0},{"$f":"($U$43-1.077*$U$43)/6*($AQ$148-35)+$U$43","v":0},{"$f":"($U$43-1.077*$U$43)/6*($AR$148-35)+$U$43","v":0},{"$f":"($U$43-1.077*$U$43)/6*($AS$148-35)+$U$43","v":0},"冷房能力","Φc"]
[null,null,"冷房消費電力",{"$f":"($U$44-0.914*$U$44)/6*($D$148-35)+$U$44","v":0},{"$f":"($U$44-0.914*$U$44)/6*($E$148-35)+$U$44","v":0},{"$f":"($U$44-0.914*$U$44)/6*($F$148-35)+$U$44","v":0},{"$f":"($U$44-0.914*$U$44)/6*($G$148-35)+$U$44","v":0},{"$f":"($U$44-0.914*$U$44)/6*($H$148-35)+$U$44","v":0},{"$f":"($U$44-0.914*$U$44)/6*($I$148-35)+$U$44","v":0},{"$f":"($U$44-0.914*$U$44)/6*($J$148-35)+$U$44","v":0},{"$f":"($U$44-0.914*$U$44)/6*($K$148-35)+$U$44","v":0},{"$f":"($U$44-0.914*$U$44)/6*($L$148-35)+$U$44","v":0},{"$f":"($U$44-0.914*$U$44)/6*($M$148-35)+$U$44","v":0},{"$f":"($U$44-0.914*$U$44)/6*($N$148-35)+$U$44","v":0},{"$f":"($U$44-0.914*$U$44)/6*($O$148-35)+$U$44","v":0},{"$f":"($U$44-0.914*$U$44)/6*($P$148-35)+$U$44","v":0},{"$f":"($U$44-0.914*$U$44)/6*($Q$148-35)+$U$44","v":0},{"$f":"($U$44-0.914*$U$44)/6*($R$148-35)+$U$44","v":0},{"$f":"($U$44-0.914*$U$44)/6*($S$148-35)+$U$44","v":0},{"$f":"($U$44-0.914*$U$44)/6*($T$148-35)+$U$44","v":0},{"$f":"($U$44-0.914*$U$44)/6*($U$148-35)+$U$44","v":0},{"$f":"($U$44-0.914*$U$44)/6*($V$148-35)+$U$44","v":0},{"$f":"($U$44-0.914*$U$44)/6*($W$148-35)+$U$44","v":0},{"$f":"($U$44-0.914*$U$44)/6*($X$148-35)+$U$44","v":0},{"$f":"($U$44-0.914*$U$44)/6*($Y$148-35)+$U$44","v":0},{"$f":"($U$44-0.914*$U$44)/6*($Z$148-35)+$U$44","v":0},{"$f":"($U$44-0.914*$U$44)/6*($AA$148-35)+$U$44","v":0},{"$f":"($U$44-0.914*$U$44)/6*($AB$148-35)+$U$44","v":0},{"$f":"($U$44-0.914*$U$44)/6*($AC$148-35)+$U$44","v":0},{"$f":"($U$44-0.914*$U$44)/6*($AD$148-35)+$U$44","v":0},{"$f":"($U$44-0.914*$U$44)/6*($AE$148-35)+$U$44","v":0},{"$f":"($U$44-0.914*$U$44)/6*($AF$148-35)+$U$44","v":0},{"$f":"($U$44-0.914*$U$44)/6*($AG$148-35)+$U$44","v":0},{"$f":"($U$44-0.914*$U$44)/6*($AH$148-35)+$U$44","v":0},{"$f":"($U$44-0.914*$U$44)/6*($AI$148-35)+$U$44","v":0},{"$f":"($U$44-0.914*$U$44)/6*($AJ$148-35)+$U$44","v":0},{"$f":"($U$44-0.914*$U$44)/6*($AK$148-35)+$U$44","v":0},{"$f":"($U$44-0.914*$U$44)/6*($AL$148-35)+$U$44","v":0},{"$f":"($U$44-0.914*$U$44)/6*($AM$148-35)+$U$44","v":0},{"$f":"($U$44-0.914*$U$44)/6*($AN$148-35)+$U$44","v":0},{"$f":"($U$44-0.914*$U$44)/6*($AO$148-35)+$U$44","v":0},{"$f":"($U$44-0.914*$U$44)/6*($AP$148-35)+$U$44","v":0},{"$f":"($U$44-0.914*$U$44)/6*($AQ$148-35)+$U$44","v":0},{"$f":"($U$44-0.914*$U$44)/6*($AR$148-35)+$U$44","v":0},{"$f":"($U$44-0.914*$U$44)/6*($AS$148-35)+$U$44","v":0},"冷房消費電力","Pc"]
[null,null,"冷房COP",{"$f":"D$250/D$251","v":{"$error":"#DIV/0!"}},{"$error":"#DIV/0!"},{"$error":"#DIV/0!"},{"$error":"#DIV/0!"},{"$error":"#DIV/0!"},{"$error":"#DIV/0!"},{"$error":"#DIV/0!"},{"$error":"#DIV/0!"},{"$error":"#DIV/0!"},{"$error":"#DIV/0!"},{"$error":"#DIV/0!"},{"$error":"#DIV/0!"},{"$error":"#DIV/0!"},{"$error":"#DIV/0!"},{"$error":"#DIV/0!"},{"$error":"#DIV/0!"},{"$error":"#DIV/0!"},{"$error":"#DIV/0!"},{"$error":"#DIV/0!"},{"$error":"#DIV/0!"},{"$error":"#DIV/0!"},{"$error":"#DIV/0!"},{"$error":"#DIV/0!"},{"$error":"#DIV/0!"},{"$error":"#DIV/0!"},{"$error":"#DIV/0!"},{"$error":"#DIV/0!"},{"$error":"#DIV/0!"},{"$error":"#DIV/0!"},{"$error":"#DIV/0!"},{"$error":"#DIV/0!"},{"$error":"#DIV/0!"},{"$error":"#DIV/0!"},{"$error":"#DIV/0!"},{"$error":"#DIV/0!"},{"$error":"#DIV/0!"},{"$error":"#DIV/0!"},{"$error":"#DIV/0!"},{"$error":"#DIV/0!"},{"$error":"#DIV/0!"},{"$error":"#DIV/0!"},{"$error":"#DIV/0!"},"冷房COP","σc"]
[null,null,"冷房COP比",{"$f":"D252/$U$45","v":{"$error":"#DIV/0!"}},{"$f":"E252/$U$45","v":{"$error":"#DIV/0!"}},{"$error":"#DIV/0!"},{"$error":"#DIV/0!"},{"$error":"#DIV/0!"},{"$error":"#DIV/0!"},{"$error":"#DIV/0!"},{"$error":"#DIV/0!"},{"$error":"#DIV/0!"},{"$error":"#DIV/0!"},{"$error":"#DIV/0!"},{"$error":"#DIV/0!"},{"$error":"#DIV/0!"},{"$error":"#DIV/0!"},{"$error":"#DIV/0!"},{"$error":"#DIV/0!"},{"$error":"#DIV/0!"},{"$error":"#DIV/0!"},{"$error":"#DIV/0!"},{"$error":"#DIV/0!"},{"$error":"#DIV/0!"},{"$error":"#DIV/0!"},{"$error":"#DIV/0!"},{"$error":"#DIV/0!"},{"$error":"#DIV/0!"},{"$error":"#DIV/0!"},{"$error":"#DIV/0!"},{"$error":"#DIV/0!"},{"$error":"#DIV/0!"},{"$error":"#DIV/0!"},{"$error":"#DIV/0!"},{"$error":"#DIV/0!"},{"$error":"#DIV/0!"},{"$error":"#DIV/0!"},{"$error":"#DIV/0!"},{"$error":"#DIV/0!"},{"$error":"#DIV/0!"},{"$error":"#DIV/0!"},{"$error":"#DIV/0!"},{"$error":"#DIV/0!"},{"$error":"#DIV/0!"},{"$error":"#DIV/0!"},"冷房COP比","βc"]
[null,null,"Σ",{"$f":"D$161*D$249","v":{"$error":"#DIV/0!"}},{"$f":"E$161*E$249","v":{"$error":"#DIV/0!"}},{"$error":"#DIV/0!"},{"$error":"#DIV/0!"},{"$error":"#DIV/0!"},{"$error":"#DIV/0!"},{"$error":"#DIV/0!"},{"$error":"#DIV/0!"},{"$error":"#DIV/0!"},{"$error":"#DIV/0!"},{"$error":"#DIV/0!"},{"$error":"#DIV/0!"},{"$error":"#DIV/0!"},{"$error":"#DIV/0!"},{"$error":"#DIV/0!"},{"$error":"#DIV/0!"},{"$error":"#DIV/0!"},{"$error":"#DIV/0!"},{"$error":"#DIV/0!"},{"$error":"#DIV/0!"},{"$error":"#DIV/0!"},{"$error":"#DIV/0!"},{"$error":"#DIV/0!"},{"$error":"#DIV/0!"},{"$error":"#DIV/0!"},{"$error":"#DIV/0!"},{"$error":"#DIV/0!"},{"$error":"#DIV/0!"},{"$error":"#DIV/0!"},{"$error":"#DIV/0!"},{"$error":"#DIV/0!"},{"$error":"#DIV/0!"},{"$error":"#DIV/0!"},{"$error":"#DIV/0!"},{"$error":"#DIV/0!"},{"$error":"#DIV/0!"},{"$error":"#DIV/0!"},{"$error":"#DIV/0!"},{"$error":"#DIV/0!"},{"$error":"#DIV/0!"},{"$error":"#DIV/0!"},{"$error":"#DIV/0!"},{"$f":"SUM($D$254:$AS$254)","v":{"$error":"#DIV/0!"}},"Σ"]
[null,"後6","冷房時消費電力比",{"$f":"D$162/D$259","v":{"$error":"#DIV/0!"}},{"$error":"#DIV/0!"},{"$error":"#DIV/0!"},{"$error":"#DIV/0!"},{"$error":"#DIV/0!"},{"$error":"#DIV/0!"},{"$error":"#DIV/0!"},{"$error":"#DIV/0!"},{"$error":"#DIV/0!"},{"$error":"#DIV/0!"},{"$error":"#DIV/0!"},{"$error":"#DIV/0!"},{"$error":"#DIV/0!"},{"$error":"#DIV/0!"},{"$error":"#DIV/0!"},{"$error":"#DIV/0!"},{"$error":"#DIV/0!"},{"$error":"#DIV/0!"},{"$error":"#DIV/0!"},{"$error":"#DIV/0!"},{"$error":"#DIV/0!"},{"$error":"#DIV/0!"},{"$error":"#DIV/0!"},{"$error":"#DIV/0!"},{"$error":"#DIV/0!"},{"$error":"#DIV/0!"},{"$error":"#DIV/0!"},{"$error":"#DIV/0!"},{"$error":"#DIV/0!"},{"$error":"#DIV/0!"},{"$error":"#DIV/0!"},{"$error":"#DIV/0!"},{"$error":"#DIV/0!"},{"$error":"#DIV/0!"},{"$error":"#DIV/0!"},{"$error":"#DIV/0!"},{"$error":"#DIV/0!"},{"$error":"#DIV/0!"},{"$error":"#DIV/0!"},{"$error":"#DIV/0!"},{"$error":"#DIV/0!"},{"$f":"AS$162/AS$259","v":{"$error":"#DIV/0!"}},"冷房時消費電力比","εc"]
[null,null,"冷房能力",{"$f":"($V$43-1.077*$V$43)/6*($D$148-35)+$V$43","v":0},{"$f":"($V$43-1.077*$V$43)/6*($E$148-35)+$V$43","v":0},{"$f":"($V$43-1.077*$V$43)/6*($F$148-35)+$V$43","v":0},{"$f":"($V$43-1.077*$V$43)/6*($G$148-35)+$V$43","v":0},{"$f":"($V$43-1.077*$V$43)/6*($H$148-35)+$V$43","v":0},{"$f":"($V$43-1.077*$V$43)/6*($I$148-35)+$V$43","v":0},{"$f":"($V$43-1.077*$V$43)/6*($J$148-35)+$V$43","v":0},{"$f":"($V$43-1.077*$V$43)/6*($K$148-35)+$V$43","v":0},{"$f":"($V$43-1.077*$V$43)/6*($L$148-35)+$V$43","v":0},{"$f":"($V$43-1.077*$V$43)/6*($M$148-35)+$V$43","v":0},{"$f":"($V$43-1.077*$V$43)/6*($N$148-35)+$V$43","v":0},{"$f":"($V$43-1.077*$V$43)/6*($O$148-35)+$V$43","v":0},{"$f":"($V$43-1.077*$V$43)/6*($P$148-35)+$V$43","v":0},{"$f":"($V$43-1.077*$V$43)/6*($Q$148-35)+$V$43","v":0},{"$f":"($V$43-1.077*$V$43)/6*($R$148-35)+$V$43","v":0},{"$f":"($V$43-1.077*$V$43)/6*($S$148-35)+$V$43","v":0},{"$f":"($V$43-1.077*$V$43)/6*($T$148-35)+$V$43","v":0},{"$f":"($V$43-1.077*$V$43)/6*($U$148-35)+$V$43","v":0},{"$f":"($V$43-1.077*$V$43)/6*($V$148-35)+$V$43","v":0},{"$f":"($V$43-1.077*$V$43)/6*($W$148-35)+$V$43","v":0},{"$f":"($V$43-1.077*$V$43)/6*($X$148-35)+$V$43","v":0},{"$f":"($V$43-1.077*$V$43)/6*($Y$148-35)+$V$43","v":0},{"$f":"($V$43-1.077*$V$43)/6*($Z$148-35)+$V$43","v":0},{"$f":"($V$43-1.077*$V$43)/6*($AA$148-35)+$V$43","v":0},{"$f":"($V$43-1.077*$V$43)/6*($AB$148-35)+$V$43","v":0},{"$f":"($V$43-1.077*$V$43)/6*($AC$148-35)+$V$43","v":0},{"$f":"($V$43-1.077*$V$43)/6*($AD$148-35)+$V$43","v":0},{"$f":"($V$43-1.077*$V$43)/6*($AE$148-35)+$V$43","v":0},{"$f":"($V$43-1.077*$V$43)/6*($AF$148-35)+$V$43","v":0},{"$f":"($V$43-1.077*$V$43)/6*($AG$148-35)+$V$43","v":0},{"$f":"($V$43-1.077*$V$43)/6*($AH$148-35)+$V$43","v":0},{"$f":"($V$43-1.077*$V$43)/6*($AI$148-35)+$V$43","v":0},{"$f":"($V$43-1.077*$V$43)/6*($AJ$148-35)+$V$43","v":0},{"$f":"($V$43-1.077*$V$43)/6*($AK$148-35)+$V$43","v":0},{"$f":"($V$43-1.077*$V$43)/6*($AL$148-35)+$V$43","v":0},{"$f":"($V$43-1.077*$V$43)/6*($AM$148-35)+$V$43","v":0},{"$f":"($V$43-1.077*$V$43)/6*($AN$148-35)+$V$43","v":0},{"$f":"($V$43-1.077*$V$43)/6*($AO$148-35)+$V$43","v":0},{"$f":"($V$43-1.077*$V$43)/6*($AP$148-35)+$V$43","v":0},{"$f":"($V$43-1.077*$V$43)/6*($AQ$148-35)+$V$43","v":0},{"$f":"($V$43-1.077*$V$43)/6*($AR$148-35)+$V$43","v":0},{"$f":"($V$43-1.077*$V$43)/6*($AS$148-35)+$V$43","v":0},"冷房能力","Φc"]
[null,null,"冷房消費電力",{"$f":"($V$44-0.914*$V$44)/6*($D$148-35)+$V$44","v":0},{"$f":"($V$44-0.914*$V$44)/6*($E$148-35)+$V$44","v":0},{"$f":"($V$44-0.914*$V$44)/6*($F$148-35)+$V$44","v":0},{"$f":"($V$44-0.914*$V$44)/6*($G$148-35)+$V$44","v":0},{"$f":"($V$44-0.914*$V$44)/6*($H$148-35)+$V$44","v":0},{"$f":"($V$44-0.914*$V$44)/6*($I$148-35)+$V$44","v":0},{"$f":"($V$44-0.914*$V$44)/6*($J$148-35)+$V$44","v":0},{"$f":"($V$44-0.914*$V$44)/6*($K$148-35)+$V$44","v":0},{"$f":"($V$44-0.914*$V$44)/6*($L$148-35)+$V$44","v":0},{"$f":"($V$44-0.914*$V$44)/6*($M$148-35)+$V$44","v":0},{"$f":"($V$44-0.914*$V$44)/6*($N$148-35)+$V$44","v":0},{"$f":"($V$44-0.914*$V$44)/6*($O$148-35)+$V$44","v":0},{"$f":"($V$44-0.914*$V$44)/6*($P$148-35)+$V$44","v":0},{"$f":"($V$44-0.914*$V$44)/6*($Q$148-35)+$V$44","v":0},{"$f":"($V$44-0.914*$V$44)/6*($R$148-35)+$V$44","v":0},{"$f":"($V$44-0.914*$V$44)/6*($S$148-35)+$V$44","v":0},{"$f":"($V$44-0.914*$V$44)/6*($T$148-35)+$V$44","v":0},{"$f":"($V$44-0.914*$V$44)/6*($U$148-35)+$V$44","v":0},{"$f":"($V$44-0.914*$V$44)/6*($V$148-35)+$V$44","v":0},{"$f":"($V$44-0.914*$V$44)/6*($W$148-35)+$V$44","v":0},{"$f":"($V$44-0.914*$V$44)/6*($X$148-35)+$V$44","v":0},{"$f":"($V$44-0.914*$V$44)/6*($Y$148-35)+$V$44","v":0},{"$f":"($V$44-0.914*$V$44)/6*($Z$148-35)+$V$44","v":0},{"$f":"($V$44-0.914*$V$44)/6*($AA$148-35)+$V$44","v":0},{"$f":"($V$44-0.914*$V$44)/6*($AB$148-35)+$V$44","v":0},{"$f":"($V$44-0.914*$V$44)/6*($AC$148-35)+$V$44","v":0},{"$f":"($V$44-0.914*$V$44)/6*($AD$148-35)+$V$44","v":0},{"$f":"($V$44-0.914*$V$44)/6*($AE$148-35)+$V$44","v":0},{"$f":"($V$44-0.914*$V$44)/6*($AF$148-35)+$V$44","v":0},{"$f":"($V$44-0.914*$V$44)/6*($AG$148-35)+$V$44","v":0},{"$f":"($V$44-0.914*$V$44)/6*($AH$148-35)+$V$44","v":0},{"$f":"($V$44-0.914*$V$44)/6*($AI$148-35)+$V$44","v":0},{"$f":"($V$44-0.914*$V$44)/6*($AJ$148-35)+$V$44","v":0},{"$f":"($V$44-0.914*$V$44)/6*($AK$148-35)+$V$44","v":0},{"$f":"($V$44-0.914*$V$44)/6*($AL$148-35)+$V$44","v":0},{"$f":"($V$44-0.914*$V$44)/6*($AM$148-35)+$V$44","v":0},{"$f":"($V$44-0.914*$V$44)/6*($AN$148-35)+$V$44","v":0},{"$f":"($V$44-0.914*$V$44)/6*($AO$148-35)+$V$44","v":0},{"$f":"($V$44-0.914*$V$44)/6*($AP$148-35)+$V$44","v":0},{"$f":"($V$44-0.914*$V$44)/6*($AQ$148-35)+$V$44","v":0},{"$f":"($V$44-0.914*$V$44)/6*($AR$148-35)+$V$44","v":0},{"$f":"($V$44-0.914*$V$44)/6*($AS$148-35)+$V$44","v":0},"冷房消費電力","Pc"]
[null,null,"冷房COP",{"$f":"D$256/D$257","v":{"$error":"#DIV/0!"}},{"$error":"#DIV/0!"},{"$error":"#DIV/0!"},{"$error":"#DIV/0!"},{"$error":"#DIV/0!"},{"$error":"#DIV/0!"},{"$error":"#DIV/0!"},{"$error":"#DIV/0!"},{"$error":"#DIV/0!"},{"$error":"#DIV/0!"},{"$error":"#DIV/0!"},{"$error":"#DIV/0!"},{"$error":"#DIV/0!"},{"$error":"#DIV/0!"},{"$error":"#DIV/0!"},{"$error":"#DIV/0!"},{"$error":"#DIV/0!"},{"$error":"#DIV/0!"},{"$error":"#DIV/0!"},{"$error":"#DIV/0!"},{"$error":"#DIV/0!"},{"$error":"#DIV/0!"},{"$error":"#DIV/0!"},{"$error":"#DIV/0!"},{"$error":"#DIV/0!"},{"$error":"#DIV/0!"},{"$error":"#DIV/0!"},{"$error":"#DIV/0!"},{"$error":"#DIV/0!"},{"$error":"#DIV/0!"},{"$error":"#DIV/0!"},{"$error":"#DIV/0!"},{"$error":"#DIV/0!"},{"$error":"#DIV/0!"},{"$error":"#DIV/0!"},{"$error":"#DIV/0!"},{"$error":"#DIV/0!"},{"$error":"#DIV/0!"},{"$error":"#DIV/0!"},{"$error":"#DIV/0!"},{"$error":"#DIV/0!"},{"$error":"#DIV/0!"},"冷房COP","σc"]
[null,null,"冷房COP比",{"$f":"D258/$V$45","v":{"$error":"#DIV/0!"}},{"$f":"E258/$V$45","v":{"$error":"#DIV/0!"}},{"$error":"#DIV/0!"},{"$error":"#DIV/0!"},{"$error":"#DIV/0!"},{"$error":"#DIV/0!"},{"$error":"#DIV/0!"},{"$error":"#DIV/0!"},{"$error":"#DIV/0!"},{"$error":"#DIV/0!"},{"$error":"#DIV/0!"},{"$error":"#DIV/0!"},{"$error":"#DIV/0!"},{"$error":"#DIV/0!"},{"$error":"#DIV/0!"},{"$error":"#DIV/0!"},{"$error":"#DIV/0!"},{"$error":"#DIV/0!"},{"$error":"#DIV/0!"},{"$error":"#DIV/0!"},{"$error":"#DIV/0!"},{"$error":"#DIV/0!"},{"$error":"#DIV/0!"},{"$error":"#DIV/0!"},{"$error":"#DIV/0!"},{"$error":"#DIV/0!"},{"$error":"#DIV/0!"},{"$error":"#DIV/0!"},{"$error":"#DIV/0!"},{"$error":"#DIV/0!"},{"$error":"#DIV/0!"},{"$error":"#DIV/0!"},{"$error":"#DIV/0!"},{"$error":"#DIV/0!"},{"$error":"#DIV/0!"},{"$error":"#DIV/0!"},{"$error":"#DIV/0!"},{"$error":"#DIV/0!"},{"$error":"#DIV/0!"},{"$error":"#DIV/0!"},{"$error":"#DIV/0!"},{"$error":"#DIV/0!"},"冷房COP比","βc"]
[null,null,"Σ",{"$f":"D$161*D$255","v":{"$error":"#DIV/0!"}},{"$f":"E$161*E$255","v":{"$error":"#DIV/0!"}},{"$error":"#DIV/0!"},{"$error":"#DIV/0!"},{"$error":"#DIV/0!"},{"$error":"#DIV/0!"},{"$error":"#DIV/0!"},{"$error":"#DIV/0!"},{"$error":"#DIV/0!"},{"$error":"#DIV/0!"},{"$error":"#DIV/0!"},{"$error":"#DIV/0!"},{"$error":"#DIV/0!"},{"$error":"#DIV/0!"},{"$error":"#DIV/0!"},{"$error":"#DIV/0!"},{"$error":"#DIV/0!"},{"$error":"#DIV/0!"},{"$error":"#DIV/0!"},{"$error":"#DIV/0!"},{"$error":"#DIV/0!"},{"$error":"#DIV/0!"},{"$error":"#DIV/0!"},{"$error":"#DIV/0!"},{"$error":"#DIV/0!"},{"$error":"#DIV/0!"},{"$error":"#DIV/0!"},{"$error":"#DIV/0!"},{"$error":"#DIV/0!"},{"$error":"#DIV/0!"},{"$error":"#DIV/0!"},{"$error":"#DIV/0!"},{"$error":"#DIV/0!"},{"$error":"#DIV/0!"},{"$error":"#DIV/0!"},{"$error":"#DIV/0!"},{"$error":"#DIV/0!"},{"$error":"#DIV/0!"},{"$error":"#DIV/0!"},{"$error":"#DIV/0!"},{"$error":"#DIV/0!"},{"$error":"#DIV/0!"},{"$f":"SUM($D$260:$AS$260)","v":{"$error":"#DIV/0!"}},"Σ"]
[null,"後7","冷房時消費電力比",{"$f":"D$162/D$265","v":{"$error":"#DIV/0!"}},{"$error":"#DIV/0!"},{"$error":"#DIV/0!"},{"$error":"#DIV/0!"},{"$error":"#DIV/0!"},{"$error":"#DIV/0!"},{"$error":"#DIV/0!"},{"$error":"#DIV/0!"},{"$error":"#DIV/0!"},{"$error":"#DIV/0!"},{"$error":"#DIV/0!"},{"$error":"#DIV/0!"},{"$error":"#DIV/0!"},{"$error":"#DIV/0!"},{"$error":"#DIV/0!"},{"$error":"#DIV/0!"},{"$error":"#DIV/0!"},{"$error":"#DIV/0!"},{"$error":"#DIV/0!"},{"$error":"#DIV/0!"},{"$error":"#DIV/0!"},{"$error":"#DIV/0!"},{"$error":"#DIV/0!"},{"$error":"#DIV/0!"},{"$error":"#DIV/0!"},{"$error":"#DIV/0!"},{"$error":"#DIV/0!"},{"$error":"#DIV/0!"},{"$error":"#DIV/0!"},{"$error":"#DIV/0!"},{"$error":"#DIV/0!"},{"$error":"#DIV/0!"},{"$error":"#DIV/0!"},{"$error":"#DIV/0!"},{"$error":"#DIV/0!"},{"$error":"#DIV/0!"},{"$error":"#DIV/0!"},{"$error":"#DIV/0!"},{"$error":"#DIV/0!"},{"$error":"#DIV/0!"},{"$error":"#DIV/0!"},{"$f":"AS$162/AS$265","v":{"$error":"#DIV/0!"}},"冷房時消費電力比","εc"]
[null,null,"冷房能力",{"$f":"($W$43-1.077*$W$43)/6*($D$148-35)+$W$43","v":0},{"$f":"($W$43-1.077*$W$43)/6*($E$148-35)+$W$43","v":0},{"$f":"($W$43-1.077*$W$43)/6*($F$148-35)+$W$43","v":0},{"$f":"($W$43-1.077*$W$43)/6*($G$148-35)+$W$43","v":0},{"$f":"($W$43-1.077*$W$43)/6*($H$148-35)+$W$43","v":0},{"$f":"($W$43-1.077*$W$43)/6*($I$148-35)+$W$43","v":0},{"$f":"($W$43-1.077*$W$43)/6*($J$148-35)+$W$43","v":0},{"$f":"($W$43-1.077*$W$43)/6*($K$148-35)+$W$43","v":0},{"$f":"($W$43-1.077*$W$43)/6*($L$148-35)+$W$43","v":0},{"$f":"($W$43-1.077*$W$43)/6*($M$148-35)+$W$43","v":0},{"$f":"($W$43-1.077*$W$43)/6*($N$148-35)+$W$43","v":0},{"$f":"($W$43-1.077*$W$43)/6*($O$148-35)+$W$43","v":0},{"$f":"($W$43-1.077*$W$43)/6*($P$148-35)+$W$43","v":0},{"$f":"($W$43-1.077*$W$43)/6*($Q$148-35)+$W$43","v":0},{"$f":"($W$43-1.077*$W$43)/6*($R$148-35)+$W$43","v":0},{"$f":"($W$43-1.077*$W$43)/6*($S$148-35)+$W$43","v":0},{"$f":"($W$43-1.077*$W$43)/6*($T$148-35)+$W$43","v":0},{"$f":"($W$43-1.077*$W$43)/6*($U$148-35)+$W$43","v":0},{"$f":"($W$43-1.077*$W$43)/6*($V$148-35)+$W$43","v":0},{"$f":"($W$43-1.077*$W$43)/6*($W$148-35)+$W$43","v":0},{"$f":"($W$43-1.077*$W$43)/6*($X$148-35)+$W$43","v":0},{"$f":"($W$43-1.077*$W$43)/6*($Y$148-35)+$W$43","v":0},{"$f":"($W$43-1.077*$W$43)/6*($Z$148-35)+$W$43","v":0},{"$f":"($W$43-1.077*$W$43)/6*($AA$148-35)+$W$43","v":0},{"$f":"($W$43-1.077*$W$43)/6*($AB$148-35)+$W$43","v":0},{"$f":"($W$43-1.077*$W$43)/6*($AC$148-35)+$W$43","v":0},{"$f":"($W$43-1.077*$W$43)/6*($AD$148-35)+$W$43","v":0},{"$f":"($W$43-1.077*$W$43)/6*($AE$148-35)+$W$43","v":0},{"$f":"($W$43-1.077*$W$43)/6*($AF$148-35)+$W$43","v":0},{"$f":"($W$43-1.077*$W$43)/6*($AG$148-35)+$W$43","v":0},{"$f":"($W$43-1.077*$W$43)/6*($AH$148-35)+$W$43","v":0},{"$f":"($W$43-1.077*$W$43)/6*($AI$148-35)+$W$43","v":0},{"$f":"($W$43-1.077*$W$43)/6*($AJ$148-35)+$W$43","v":0},{"$f":"($W$43-1.077*$W$43)/6*($AK$148-35)+$W$43","v":0},{"$f":"($W$43-1.077*$W$43)/6*($AL$148-35)+$W$43","v":0},{"$f":"($W$43-1.077*$W$43)/6*($AM$148-35)+$W$43","v":0},{"$f":"($W$43-1.077*$W$43)/6*($AN$148-35)+$W$43","v":0},{"$f":"($W$43-1.077*$W$43)/6*($AO$148-35)+$W$43","v":0},{"$f":"($W$43-1.077*$W$43)/6*($AP$148-35)+$W$43","v":0},{"$f":"($W$43-1.077*$W$43)/6*($AQ$148-35)+$W$43","v":0},{"$f":"($W$43-1.077*$W$43)/6*($AR$148-35)+$W$43","v":0},{"$f":"($W$43-1.077*$W$43)/6*($AS$148-35)+$W$43","v":0},"冷房能力","Φc"]
[null,null,"冷房消費電力",{"$f":"($W$44-0.914*$W$44)/6*($D$148-35)+$W$44","v":0},{"$f":"($W$44-0.914*$W$44)/6*($E$148-35)+$W$44","v":0},{"$f":"($W$44-0.914*$W$44)/6*($F$148-35)+$W$44","v":0},{"$f":"($W$44-0.914*$W$44)/6*($G$148-35)+$W$44","v":0},{"$f":"($W$44-0.914*$W$44)/6*($H$148-35)+$W$44","v":0},{"$f":"($W$44-0.914*$W$44)/6*($I$148-35)+$W$44","v":0},{"$f":"($W$44-0.914*$W$44)/6*($J$148-35)+$W$44","v":0},{"$f":"($W$44-0.914*$W$44)/6*($K$148-35)+$W$44","v":0},{"$f":"($W$44-0.914*$W$44)/6*($L$148-35)+$W$44","v":0},{"$f":"($W$44-0.914*$W$44)/6*($M$148-35)+$W$44","v":0},{"$f":"($W$44-0.914*$W$44)/6*($N$148-35)+$W$44","v":0},{"$f":"($W$44-0.914*$W$44)/6*($O$148-35)+$W$44","v":0},{"$f":"($W$44-0.914*$W$44)/6*($P$148-35)+$W$44","v":0},{"$f":"($W$44-0.914*$W$44)/6*($Q$148-35)+$W$44","v":0},{"$f":"($W$44-0.914*$W$44)/6*($R$148-35)+$W$44","v":0},{"$f":"($W$44-0.914*$W$44)/6*($S$148-35)+$W$44","v":0},{"$f":"($W$44-0.914*$W$44)/6*($T$148-35)+$W$44","v":0},{"$f":"($W$44-0.914*$W$44)/6*($U$148-35)+$W$44","v":0},{"$f":"($W$44-0.914*$W$44)/6*($V$148-35)+$W$44","v":0},{"$f":"($W$44-0.914*$W$44)/6*($W$148-35)+$W$44","v":0},{"$f":"($W$44-0.914*$W$44)/6*($X$148-35)+$W$44","v":0},{"$f":"($W$44-0.914*$W$44)/6*($Y$148-35)+$W$44","v":0},{"$f":"($W$44-0.914*$W$44)/6*($Z$148-35)+$W$44","v":0},{"$f":"($W$44-0.914*$W$44)/6*($AA$148-35)+$W$44","v":0},{"$f":"($W$44-0.914*$W$44)/6*($AB$148-35)+$W$44","v":0},{"$f":"($W$44-0.914*$W$44)/6*($AC$148-35)+$W$44","v":0},{"$f":"($W$44-0.914*$W$44)/6*($AD$148-35)+$W$44","v":0},{"$f":"($W$44-0.914*$W$44)/6*($AE$148-35)+$W$44","v":0},{"$f":"($W$44-0.914*$W$44)/6*($AF$148-35)+$W$44","v":0},{"$f":"($W$44-0.914*$W$44)/6*($AG$148-35)+$W$44","v":0},{"$f":"($W$44-0.914*$W$44)/6*($AH$148-35)+$W$44","v":0},{"$f":"($W$44-0.914*$W$44)/6*($AI$148-35)+$W$44","v":0},{"$f":"($W$44-0.914*$W$44)/6*($AJ$148-35)+$W$44","v":0},{"$f":"($W$44-0.914*$W$44)/6*($AK$148-35)+$W$44","v":0},{"$f":"($W$44-0.914*$W$44)/6*($AL$148-35)+$W$44","v":0},{"$f":"($W$44-0.914*$W$44)/6*($AM$148-35)+$W$44","v":0},{"$f":"($W$44-0.914*$W$44)/6*($AN$148-35)+$W$44","v":0},{"$f":"($W$44-0.914*$W$44)/6*($AO$148-35)+$W$44","v":0},{"$f":"($W$44-0.914*$W$44)/6*($AP$148-35)+$W$44","v":0},{"$f":"($W$44-0.914*$W$44)/6*($AQ$148-35)+$W$44","v":0},{"$f":"($W$44-0.914*$W$44)/6*($AR$148-35)+$W$44","v":0},{"$f":"($W$44-0.914*$W$44)/6*($AS$148-35)+$W$44","v":0},"冷房消費電力","Pc"]
[null,null,"冷房COP",{"$f":"D$262/D$263","v":{"$error":"#DIV/0!"}},{"$error":"#DIV/0!"},{"$error":"#DIV/0!"},{"$error":"#DIV/0!"},{"$error":"#DIV/0!"},{"$error":"#DIV/0!"},{"$error":"#DIV/0!"},{"$error":"#DIV/0!"},{"$error":"#DIV/0!"},{"$error":"#DIV/0!"},{"$error":"#DIV/0!"},{"$error":"#DIV/0!"},{"$error":"#DIV/0!"},{"$error":"#DIV/0!"},{"$error":"#DIV/0!"},{"$error":"#DIV/0!"},{"$error":"#DIV/0!"},{"$error":"#DIV/0!"},{"$error":"#DIV/0!"},{"$error":"#DIV/0!"},{"$error":"#DIV/0!"},{"$error":"#DIV/0!"},{"$error":"#DIV/0!"},{"$error":"#DIV/0!"},{"$error":"#DIV/0!"},{"$error":"#DIV/0!"},{"$error":"#DIV/0!"},{"$error":"#DIV/0!"},{"$error":"#DIV/0!"},{"$error":"#DIV/0!"},{"$error":"#DIV/0!"},{"$error":"#DIV/0!"},{"$error":"#DIV/0!"},{"$error":"#DIV/0!"},{"$error":"#DIV/0!"},{"$error":"#DIV/0!"},{"$error":"#DIV/0!"},{"$error":"#DIV/0!"},{"$error":"#DIV/0!"},{"$error":"#DIV/0!"},{"$error":"#DIV/0!"},{"$error":"#DIV/0!"},"冷房COP","σc"]
[null,null,"冷房COP比",{"$f":"D264/$W$45","v":{"$error":"#DIV/0!"}},{"$f":"E264/$W$45","v":{"$error":"#DIV/0!"}},{"$error":"#DIV/0!"},{"$error":"#DIV/0!"},{"$error":"#DIV/0!"},{"$error":"#DIV/0!"},{"$error":"#DIV/0!"},{"$error":"#DIV/0!"},{"$error":"#DIV/0!"},{"$error":"#DIV/0!"},{"$error":"#DIV/0!"},{"$error":"#DIV/0!"},{"$error":"#DIV/0!"},{"$error":"#DIV/0!"},{"$error":"#DIV/0!"},{"$error":"#DIV/0!"},{"$error":"#DIV/0!"},{"$error":"#DIV/0!"},{"$error":"#DIV/0!"},{"$error":"#DIV/0!"},{"$error":"#DIV/0!"},{"$error":"#DIV/0!"},{"$error":"#DIV/0!"},{"$error":"#DIV/0!"},{"$error":"#DIV/0!"},{"$error":"#DIV/0!"},{"$error":"#DIV/0!"},{"$error":"#DIV/0!"},{"$error":"#DIV/0!"},{"$error":"#DIV/0!"},{"$error":"#DIV/0!"},{"$error":"#DIV/0!"},{"$error":"#DIV/0!"},{"$error":"#DIV/0!"},{"$error":"#DIV/0!"},{"$error":"#DIV/0!"},{"$error":"#DIV/0!"},{"$error":"#DIV/0!"},{"$error":"#DIV/0!"},{"$error":"#DIV/0!"},{"$error":"#DIV/0!"},{"$error":"#DIV/0!"},"冷房COP比","βc"]
[null,null,"Σ",{"$f":"D$161*D$261","v":{"$error":"#DIV/0!"}},{"$f":"E$161*E$261","v":{"$error":"#DIV/0!"}},{"$error":"#DIV/0!"},{"$error":"#DIV/0!"},{"$error":"#DIV/0!"},{"$error":"#DIV/0!"},{"$error":"#DIV/0!"},{"$error":"#DIV/0!"},{"$error":"#DIV/0!"},{"$error":"#DIV/0!"},{"$error":"#DIV/0!"},{"$error":"#DIV/0!"},{"$error":"#DIV/0!"},{"$error":"#DIV/0!"},{"$error":"#DIV/0!"},{"$error":"#DIV/0!"},{"$error":"#DIV/0!"},{"$error":"#DIV/0!"},{"$error":"#DIV/0!"},{"$error":"#DIV/0!"},{"$error":"#DIV/0!"},{"$error":"#DIV/0!"},{"$error":"#DIV/0!"},{"$error":"#DIV/0!"},{"$error":"#DIV/0!"},{"$error":"#DIV/0!"},{"$error":"#DIV/0!"},{"$error":"#DIV/0!"},{"$error":"#DIV/0!"},{"$error":"#DIV/0!"},{"$error":"#DIV/0!"},{"$error":"#DIV/0!"},{"$error":"#DIV/0!"},{"$error":"#DIV/0!"},{"$error":"#DIV/0!"},{"$error":"#DIV/0!"},{"$error":"#DIV/0!"},{"$error":"#DIV/0!"},{"$error":"#DIV/0!"},{"$error":"#DIV/0!"},{"$error":"#DIV/0!"},{"$error":"#DIV/0!"},{"$f":"SUM($D$266:$AS$266)","v":{"$error":"#DIV/0!"}},"Σ"]
[null,"後8","冷房時消費電力比",{"$f":"D$162/D$271","v":{"$error":"#DIV/0!"}},{"$error":"#DIV/0!"},{"$error":"#DIV/0!"},{"$error":"#DIV/0!"},{"$error":"#DIV/0!"},{"$error":"#DIV/0!"},{"$error":"#DIV/0!"},{"$error":"#DIV/0!"},{"$error":"#DIV/0!"},{"$error":"#DIV/0!"},{"$error":"#DIV/0!"},{"$error":"#DIV/0!"},{"$error":"#DIV/0!"},{"$error":"#DIV/0!"},{"$error":"#DIV/0!"},{"$error":"#DIV/0!"},{"$error":"#DIV/0!"},{"$error":"#DIV/0!"},{"$error":"#DIV/0!"},{"$error":"#DIV/0!"},{"$error":"#DIV/0!"},{"$error":"#DIV/0!"},{"$error":"#DIV/0!"},{"$error":"#DIV/0!"},{"$error":"#DIV/0!"},{"$error":"#DIV/0!"},{"$error":"#DIV/0!"},{"$error":"#DIV/0!"},{"$error":"#DIV/0!"},{"$error":"#DIV/0!"},{"$error":"#DIV/0!"},{"$error":"#DIV/0!"},{"$error":"#DIV/0!"},{"$error":"#DIV/0!"},{"$error":"#DIV/0!"},{"$error":"#DIV/0!"},{"$error":"#DIV/0!"},{"$error":"#DIV/0!"},{"$error":"#DIV/0!"},{"$error":"#DIV/0!"},{"$error":"#DIV/0!"},{"$f":"AS$162/AS$271","v":{"$error":"#DIV/0!"}},"冷房時消費電力比","εc"]
[null,null,"冷房能力",{"$f":"($X$43-1.077*$X$43)/6*($D$148-35)+$X$43","v":0},{"$f":"($X$43-1.077*$X$43)/6*($E$148-35)+$X$43","v":0},{"$f":"($X$43-1.077*$X$43)/6*($F$148-35)+$X$43","v":0},{"$f":"($X$43-1.077*$X$43)/6*($G$148-35)+$X$43","v":0},{"$f":"($X$43-1.077*$X$43)/6*($H$148-35)+$X$43","v":0},{"$f":"($X$43-1.077*$X$43)/6*($I$148-35)+$X$43","v":0},{"$f":"($X$43-1.077*$X$43)/6*($J$148-35)+$X$43","v":0},{"$f":"($X$43-1.077*$X$43)/6*($K$148-35)+$X$43","v":0},{"$f":"($X$43-1.077*$X$43)/6*($L$148-35)+$X$43","v":0},{"$f":"($X$43-1.077*$X$43)/6*($M$148-35)+$X$43","v":0},{"$f":"($X$43-1.077*$X$43)/6*($N$148-35)+$X$43","v":0},{"$f":"($X$43-1.077*$X$43)/6*($O$148-35)+$X$43","v":0},{"$f":"($X$43-1.077*$X$43)/6*($P$148-35)+$X$43","v":0},{"$f":"($X$43-1.077*$X$43)/6*($Q$148-35)+$X$43","v":0},{"$f":"($X$43-1.077*$X$43)/6*($R$148-35)+$X$43","v":0},{"$f":"($X$43-1.077*$X$43)/6*($S$148-35)+$X$43","v":0},{"$f":"($X$43-1.077*$X$43)/6*($T$148-35)+$X$43","v":0},{"$f":"($X$43-1.077*$X$43)/6*($U$148-35)+$X$43","v":0},{"$f":"($X$43-1.077*$X$43)/6*($V$148-35)+$X$43","v":0},{"$f":"($X$43-1.077*$X$43)/6*($W$148-35)+$X$43","v":0},{"$f":"($X$43-1.077*$X$43)/6*($X$148-35)+$X$43","v":0},{"$f":"($X$43-1.077*$X$43)/6*($Y$148-35)+$X$43","v":0},{"$f":"($X$43-1.077*$X$43)/6*($Z$148-35)+$X$43","v":0},{"$f":"($X$43-1.077*$X$43)/6*($AA$148-35)+$X$43","v":0},{"$f":"($X$43-1.077*$X$43)/6*($AB$148-35)+$X$43","v":0},{"$f":"($X$43-1.077*$X$43)/6*($AC$148-35)+$X$43","v":0},{"$f":"($X$43-1.077*$X$43)/6*($AD$148-35)+$X$43","v":0},{"$f":"($X$43-1.077*$X$43)/6*($AE$148-35)+$X$43","v":0},{"$f":"($X$43-1.077*$X$43)/6*($AF$148-35)+$X$43","v":0},{"$f":"($X$43-1.077*$X$43)/6*($AG$148-35)+$X$43","v":0},{"$f":"($X$43-1.077*$X$43)/6*($AH$148-35)+$X$43","v":0},{"$f":"($X$43-1.077*$X$43)/6*($AI$148-35)+$X$43","v":0},{"$f":"($X$43-1.077*$X$43)/6*($AJ$148-35)+$X$43","v":0},{"$f":"($X$43-1.077*$X$43)/6*($AK$148-35)+$X$43","v":0},{"$f":"($X$43-1.077*$X$43)/6*($AL$148-35)+$X$43","v":0},{"$f":"($X$43-1.077*$X$43)/6*($AM$148-35)+$X$43","v":0},{"$f":"($X$43-1.077*$X$43)/6*($AN$148-35)+$X$43","v":0},{"$f":"($X$43-1.077*$X$43)/6*($AO$148-35)+$X$43","v":0},{"$f":"($X$43-1.077*$X$43)/6*($AP$148-35)+$X$43","v":0},{"$f":"($X$43-1.077*$X$43)/6*($AQ$148-35)+$X$43","v":0},{"$f":"($X$43-1.077*$X$43)/6*($AR$148-35)+$X$43","v":0},{"$f":"($X$43-1.077*$X$43)/6*($AS$148-35)+$X$43","v":0},"冷房能力","Φc"]
[null,null,"冷房消費電力",{"$f":"($X$44-0.914*$X$44)/6*($D$148-35)+$X$44","v":0},{"$f":"($X$44-0.914*$X$44)/6*($E$148-35)+$X$44","v":0},{"$f":"($X$44-0.914*$X$44)/6*($F$148-35)+$X$44","v":0},{"$f":"($X$44-0.914*$X$44)/6*($G$148-35)+$X$44","v":0},{"$f":"($X$44-0.914*$X$44)/6*($H$148-35)+$X$44","v":0},{"$f":"($X$44-0.914*$X$44)/6*($I$148-35)+$X$44","v":0},{"$f":"($X$44-0.914*$X$44)/6*($J$148-35)+$X$44","v":0},{"$f":"($X$44-0.914*$X$44)/6*($K$148-35)+$X$44","v":0},{"$f":"($X$44-0.914*$X$44)/6*($L$148-35)+$X$44","v":0},{"$f":"($X$44-0.914*$X$44)/6*($M$148-35)+$X$44","v":0},{"$f":"($X$44-0.914*$X$44)/6*($N$148-35)+$X$44","v":0},{"$f":"($X$44-0.914*$X$44)/6*($O$148-35)+$X$44","v":0},{"$f":"($X$44-0.914*$X$44)/6*($P$148-35)+$X$44","v":0},{"$f":"($X$44-0.914*$X$44)/6*($Q$148-35)+$X$44","v":0},{"$f":"($X$44-0.914*$X$44)/6*($R$148-35)+$X$44","v":0},{"$f":"($X$44-0.914*$X$44)/6*($S$148-35)+$X$44","v":0},{"$f":"($X$44-0.914*$X$44)/6*($T$148-35)+$X$44","v":0},{"$f":"($X$44-0.914*$X$44)/6*($U$148-35)+$X$44","v":0},{"$f":"($X$44-0.914*$X$44)/6*($V$148-35)+$X$44","v":0},{"$f":"($X$44-0.914*$X$44)/6*($W$148-35)+$X$44","v":0},{"$f":"($X$44-0.914*$X$44)/6*($X$148-35)+$X$44","v":0},{"$f":"($X$44-0.914*$X$44)/6*($Y$148-35)+$X$44","v":0},{"$f":"($X$44-0.914*$X$44)/6*($Z$148-35)+$X$44","v":0},{"$f":"($X$44-0.914*$X$44)/6*($AA$148-35)+$X$44","v":0},{"$f":"($X$44-0.914*$X$44)/6*($AB$148-35)+$X$44","v":0},{"$f":"($X$44-0.914*$X$44)/6*($AC$148-35)+$X$44","v":0},{"$f":"($X$44-0.914*$X$44)/6*($AD$148-35)+$X$44","v":0},{"$f":"($X$44-0.914*$X$44)/6*($AE$148-35)+$X$44","v":0},{"$f":"($X$44-0.914*$X$44)/6*($AF$148-35)+$X$44","v":0},{"$f":"($X$44-0.914*$X$44)/6*($AG$148-35)+$X$44","v":0},{"$f":"($X$44-0.914*$X$44)/6*($AH$148-35)+$X$44","v":0},{"$f":"($X$44-0.914*$X$44)/6*($AI$148-35)+$X$44","v":0},{"$f":"($X$44-0.914*$X$44)/6*($AJ$148-35)+$X$44","v":0},{"$f":"($X$44-0.914*$X$44)/6*($AK$148-35)+$X$44","v":0},{"$f":"($X$44-0.914*$X$44)/6*($AL$148-35)+$X$44","v":0},{"$f":"($X$44-0.914*$X$44)/6*($AM$148-35)+$X$44","v":0},{"$f":"($X$44-0.914*$X$44)/6*($AN$148-35)+$X$44","v":0},{"$f":"($X$44-0.914*$X$44)/6*($AO$148-35)+$X$44","v":0},{"$f":"($X$44-0.914*$X$44)/6*($AP$148-35)+$X$44","v":0},{"$f":"($X$44-0.914*$X$44)/6*($AQ$148-35)+$X$44","v":0},{"$f":"($X$44-0.914*$X$44)/6*($AR$148-35)+$X$44","v":0},{"$f":"($X$44-0.914*$X$44)/6*($AS$148-35)+$X$44","v":0},"冷房消費電力","Pc"]
[null,null,"冷房COP",{"$f":"D$268/D$269","v":{"$error":"#DIV/0!"}},{"$error":"#DIV/0!"},{"$error":"#DIV/0!"},{"$error":"#DIV/0!"},{"$error":"#DIV/0!"},{"$error":"#DIV/0!"},{"$error":"#DIV/0!"},{"$error":"#DIV/0!"},{"$error":"#DIV/0!"},{"$error":"#DIV/0!"},{"$error":"#DIV/0!"},{"$error":"#DIV/0!"},{"$error":"#DIV/0!"},{"$error":"#DIV/0!"},{"$error":"#DIV/0!"},{"$error":"#DIV/0!"},{"$error":"#DIV/0!"},{"$error":"#DIV/0!"},{"$error":"#DIV/0!"},{"$error":"#DIV/0!"},{"$error":"#DIV/0!"},{"$error":"#DIV/0!"},{"$error":"#DIV/0!"},{"$error":"#DIV/0!"},{"$error":"#DIV/0!"},{"$error":"#DIV/0!"},{"$error":"#DIV/0!"},{"$error":"#DIV/0!"},{"$error":"#DIV/0!"},{"$error":"#DIV/0!"},{"$error":"#DIV/0!"},{"$error":"#DIV/0!"},{"$error":"#DIV/0!"},{"$error":"#DIV/0!"},{"$error":"#DIV/0!"},{"$error":"#DIV/0!"},{"$error":"#DIV/0!"},{"$error":"#DIV/0!"},{"$error":"#DIV/0!"},{"$error":"#DIV/0!"},{"$error":"#DIV/0!"},{"$error":"#DIV/0!"},"冷房COP","σc"]
[null,null,"冷房COP比",{"$f":"D270/$X$45","v":{"$error":"#DIV/0!"}},{"$f":"E270/$X$45","v":{"$error":"#DIV/0!"}},{"$error":"#DIV/0!"},{"$error":"#DIV/0!"},{"$error":"#DIV/0!"},{"$error":"#DIV/0!"},{"$error":"#DIV/0!"},{"$error":"#DIV/0!"},{"$error":"#DIV/0!"},{"$error":"#DIV/0!"},{"$error":"#DIV/0!"},{"$error":"#DIV/0!"},{"$error":"#DIV/0!"},{"$error":"#DIV/0!"},{"$error":"#DIV/0!"},{"$error":"#DIV/0!"},{"$error":"#DIV/0!"},{"$error":"#DIV/0!"},{"$error":"#DIV/0!"},{"$error":"#DIV/0!"},{"$error":"#DIV/0!"},{"$error":"#DIV/0!"},{"$error":"#DIV/0!"},{"$error":"#DIV/0!"},{"$error":"#DIV/0!"},{"$error":"#DIV/0!"},{"$error":"#DIV/0!"},{"$error":"#DIV/0!"},{"$error":"#DIV/0!"},{"$error":"#DIV/0!"},{"$error":"#DIV/0!"},{"$error":"#DIV/0!"},{"$error":"#DIV/0!"},{"$error":"#DIV/0!"},{"$error":"#DIV/0!"},{"$error":"#DIV/0!"},{"$error":"#DIV/0!"},{"$error":"#DIV/0!"},{"$error":"#DIV/0!"},{"$error":"#DIV/0!"},{"$error":"#DIV/0!"},{"$error":"#DIV/0!"},"冷房COP比","βc"]
[null,null,"Σ",{"$f":"D$161*D$267","v":{"$error":"#DIV/0!"}},{"$f":"E$161*E$267","v":{"$error":"#DIV/0!"}},{"$error":"#DIV/0!"},{"$error":"#DIV/0!"},{"$error":"#DIV/0!"},{"$error":"#DIV/0!"},{"$error":"#DIV/0!"},{"$error":"#DIV/0!"},{"$error":"#DIV/0!"},{"$error":"#DIV/0!"},{"$error":"#DIV/0!"},{"$error":"#DIV/0!"},{"$error":"#DIV/0!"},{"$error":"#DIV/0!"},{"$error":"#DIV/0!"},{"$error":"#DIV/0!"},{"$error":"#DIV/0!"},{"$error":"#DIV/0!"},{"$error":"#DIV/0!"},{"$error":"#DIV/0!"},{"$error":"#DIV/0!"},{"$error":"#DIV/0!"},{"$error":"#DIV/0!"},{"$error":"#DIV/0!"},{"$error":"#DIV/0!"},{"$error":"#DIV/0!"},{"$error":"#DIV/0!"},{"$error":"#DIV/0!"},{"$error":"#DIV/0!"},{"$error":"#DIV/0!"},{"$error":"#DIV/0!"},{"$error":"#DIV/0!"},{"$error":"#DIV/0!"},{"$error":"#DIV/0!"},{"$error":"#DIV/0!"},{"$error":"#DIV/0!"},{"$error":"#DIV/0!"},{"$error":"#DIV/0!"},{"$error":"#DIV/0!"},{"$error":"#DIV/0!"},{"$error":"#DIV/0!"},{"$error":"#DIV/0!"},{"$f":"SUM($D$272:$AS$272)","v":{"$error":"#DIV/0!"}},"Σ"]
[null,"後9","冷房時消費電力比",{"$f":"D$162/D$277","v":{"$error":"#DIV/0!"}},{"$error":"#DIV/0!"},{"$error":"#DIV/0!"},{"$error":"#DIV/0!"},{"$error":"#DIV/0!"},{"$error":"#DIV/0!"},{"$error":"#DIV/0!"},{"$error":"#DIV/0!"},{"$error":"#DIV/0!"},{"$error":"#DIV/0!"},{"$error":"#DIV/0!"},{"$error":"#DIV/0!"},{"$error":"#DIV/0!"},{"$error":"#DIV/0!"},{"$error":"#DIV/0!"},{"$error":"#DIV/0!"},{"$error":"#DIV/0!"},{"$error":"#DIV/0!"},{"$error":"#DIV/0!"},{"$error":"#DIV/0!"},{"$error":"#DIV/0!"},{"$error":"#DIV/0!"},{"$error":"#DIV/0!"},{"$error":"#DIV/0!"},{"$error":"#DIV/0!"},{"$error":"#DIV/0!"},{"$error":"#DIV/0!"},{"$error":"#DIV/0!"},{"$error":"#DIV/0!"},{"$error":"#DIV/0!"},{"$error":"#DIV/0!"},{"$error":"#DIV/0!"},{"$error":"#DIV/0!"},{"$error":"#DIV/0!"},{"$error":"#DIV/0!"},{"$error":"#DIV/0!"},{"$error":"#DIV/0!"},{"$error":"#DIV/0!"},{"$error":"#DIV/0!"},{"$error":"#DIV/0!"},{"$error":"#DIV/0!"},{"$f":"AS$162/AS$277","v":{"$error":"#DIV/0!"}},"冷房時消費電力比","εc"]
[null,null,"冷房能力",{"$f":"($Y$43-1.077*$Y$43)/6*($D$148-35)+$Y$43","v":0},{"$f":"($Y$43-1.077*$Y$43)/6*($E$148-35)+$Y$43","v":0},{"$f":"($Y$43-1.077*$Y$43)/6*($F$148-35)+$Y$43","v":0},{"$f":"($Y$43-1.077*$Y$43)/6*($G$148-35)+$Y$43","v":0},{"$f":"($Y$43-1.077*$Y$43)/6*($H$148-35)+$Y$43","v":0},{"$f":"($Y$43-1.077*$Y$43)/6*($I$148-35)+$Y$43","v":0},{"$f":"($Y$43-1.077*$Y$43)/6*($J$148-35)+$Y$43","v":0},{"$f":"($Y$43-1.077*$Y$43)/6*($K$148-35)+$Y$43","v":0},{"$f":"($Y$43-1.077*$Y$43)/6*($L$148-35)+$Y$43","v":0},{"$f":"($Y$43-1.077*$Y$43)/6*($M$148-35)+$Y$43","v":0},{"$f":"($Y$43-1.077*$Y$43)/6*($N$148-35)+$Y$43","v":0},{"$f":"($Y$43-1.077*$Y$43)/6*($O$148-35)+$Y$43","v":0},{"$f":"($Y$43-1.077*$Y$43)/6*($P$148-35)+$Y$43","v":0},{"$f":"($Y$43-1.077*$Y$43)/6*($Q$148-35)+$Y$43","v":0},{"$f":"($Y$43-1.077*$Y$43)/6*($R$148-35)+$Y$43","v":0},{"$f":"($Y$43-1.077*$Y$43)/6*($S$148-35)+$Y$43","v":0},{"$f":"($Y$43-1.077*$Y$43)/6*($T$148-35)+$Y$43","v":0},{"$f":"($Y$43-1.077*$Y$43)/6*($U$148-35)+$Y$43","v":0},{"$f":"($Y$43-1.077*$Y$43)/6*($V$148-35)+$Y$43","v":0},{"$f":"($Y$43-1.077*$Y$43)/6*($W$148-35)+$Y$43","v":0},{"$f":"($Y$43-1.077*$Y$43)/6*($X$148-35)+$Y$43","v":0},{"$f":"($Y$43-1.077*$Y$43)/6*($Y$148-35)+$Y$43","v":0},{"$f":"($Y$43-1.077*$Y$43)/6*($Z$148-35)+$Y$43","v":0},{"$f":"($Y$43-1.077*$Y$43)/6*($AA$148-35)+$Y$43","v":0},{"$f":"($Y$43-1.077*$Y$43)/6*($AB$148-35)+$Y$43","v":0},{"$f":"($Y$43-1.077*$Y$43)/6*($AC$148-35)+$Y$43","v":0},{"$f":"($Y$43-1.077*$Y$43)/6*($AD$148-35)+$Y$43","v":0},{"$f":"($Y$43-1.077*$Y$43)/6*($AE$148-35)+$Y$43","v":0},{"$f":"($Y$43-1.077*$Y$43)/6*($AF$148-35)+$Y$43","v":0},{"$f":"($Y$43-1.077*$Y$43)/6*($AG$148-35)+$Y$43","v":0},{"$f":"($Y$43-1.077*$Y$43)/6*($AH$148-35)+$Y$43","v":0},{"$f":"($Y$43-1.077*$Y$43)/6*($AI$148-35)+$Y$43","v":0},{"$f":"($Y$43-1.077*$Y$43)/6*($AJ$148-35)+$Y$43","v":0},{"$f":"($Y$43-1.077*$Y$43)/6*($AK$148-35)+$Y$43","v":0},{"$f":"($Y$43-1.077*$Y$43)/6*($AL$148-35)+$Y$43","v":0},{"$f":"($Y$43-1.077*$Y$43)/6*($AM$148-35)+$Y$43","v":0},{"$f":"($Y$43-1.077*$Y$43)/6*($AN$148-35)+$Y$43","v":0},{"$f":"($Y$43-1.077*$Y$43)/6*($AO$148-35)+$Y$43","v":0},{"$f":"($Y$43-1.077*$Y$43)/6*($AP$148-35)+$Y$43","v":0},{"$f":"($Y$43-1.077*$Y$43)/6*($AQ$148-35)+$Y$43","v":0},{"$f":"($Y$43-1.077*$Y$43)/6*($AR$148-35)+$Y$43","v":0},{"$f":"($Y$43-1.077*$Y$43)/6*($AS$148-35)+$Y$43","v":0},"冷房能力","Φc"]
[null,null,"冷房消費電力",{"$f":"($Y$44-0.914*$Y$44)/6*($D$148-35)+$Y$44","v":0},{"$f":"($Y$44-0.914*$Y$44)/6*($E$148-35)+$Y$44","v":0},{"$f":"($Y$44-0.914*$Y$44)/6*($F$148-35)+$Y$44","v":0},{"$f":"($Y$44-0.914*$Y$44)/6*($G$148-35)+$Y$44","v":0},{"$f":"($Y$44-0.914*$Y$44)/6*($H$148-35)+$Y$44","v":0},{"$f":"($Y$44-0.914*$Y$44)/6*($I$148-35)+$Y$44","v":0},{"$f":"($Y$44-0.914*$Y$44)/6*($J$148-35)+$Y$44","v":0},{"$f":"($Y$44-0.914*$Y$44)/6*($K$148-35)+$Y$44","v":0},{"$f":"($Y$44-0.914*$Y$44)/6*($L$148-35)+$Y$44","v":0},{"$f":"($Y$44-0.914*$Y$44)/6*($M$148-35)+$Y$44","v":0},{"$f":"($Y$44-0.914*$Y$44)/6*($N$148-35)+$Y$44","v":0},{"$f":"($Y$44-0.914*$Y$44)/6*($O$148-35)+$Y$44","v":0},{"$f":"($Y$44-0.914*$Y$44)/6*($P$148-35)+$Y$44","v":0},{"$f":"($Y$44-0.914*$Y$44)/6*($Q$148-35)+$Y$44","v":0},{"$f":"($Y$44-0.914*$Y$44)/6*($R$148-35)+$Y$44","v":0},{"$f":"($Y$44-0.914*$Y$44)/6*($S$148-35)+$Y$44","v":0},{"$f":"($Y$44-0.914*$Y$44)/6*($T$148-35)+$Y$44","v":0},{"$f":"($Y$44-0.914*$Y$44)/6*($U$148-35)+$Y$44","v":0},{"$f":"($Y$44-0.914*$Y$44)/6*($V$148-35)+$Y$44","v":0},{"$f":"($Y$44-0.914*$Y$44)/6*($W$148-35)+$Y$44","v":0},{"$f":"($Y$44-0.914*$Y$44)/6*($X$148-35)+$Y$44","v":0},{"$f":"($Y$44-0.914*$Y$44)/6*($Y$148-35)+$Y$44","v":0},{"$f":"($Y$44-0.914*$Y$44)/6*($Z$148-35)+$Y$44","v":0},{"$f":"($Y$44-0.914*$Y$44)/6*($AA$148-35)+$Y$44","v":0},{"$f":"($Y$44-0.914*$Y$44)/6*($AB$148-35)+$Y$44","v":0},{"$f":"($Y$44-0.914*$Y$44)/6*($AC$148-35)+$Y$44","v":0},{"$f":"($Y$44-0.914*$Y$44)/6*($AD$148-35)+$Y$44","v":0},{"$f":"($Y$44-0.914*$Y$44)/6*($AE$148-35)+$Y$44","v":0},{"$f":"($Y$44-0.914*$Y$44)/6*($AF$148-35)+$Y$44","v":0},{"$f":"($Y$44-0.914*$Y$44)/6*($AG$148-35)+$Y$44","v":0},{"$f":"($Y$44-0.914*$Y$44)/6*($AH$148-35)+$Y$44","v":0},{"$f":"($Y$44-0.914*$Y$44)/6*($AI$148-35)+$Y$44","v":0},{"$f":"($Y$44-0.914*$Y$44)/6*($AJ$148-35)+$Y$44","v":0},{"$f":"($Y$44-0.914*$Y$44)/6*($AK$148-35)+$Y$44","v":0},{"$f":"($Y$44-0.914*$Y$44)/6*($AL$148-35)+$Y$44","v":0},{"$f":"($Y$44-0.914*$Y$44)/6*($AM$148-35)+$Y$44","v":0},{"$f":"($Y$44-0.914*$Y$44)/6*($AN$148-35)+$Y$44","v":0},{"$f":"($Y$44-0.914*$Y$44)/6*($AO$148-35)+$Y$44","v":0},{"$f":"($Y$44-0.914*$Y$44)/6*($AP$148-35)+$Y$44","v":0},{"$f":"($Y$44-0.914*$Y$44)/6*($AQ$148-35)+$Y$44","v":0},{"$f":"($Y$44-0.914*$Y$44)/6*($AR$148-35)+$Y$44","v":0},{"$f":"($Y$44-0.914*$Y$44)/6*($AS$148-35)+$Y$44","v":0},"冷房消費電力","Pc"]
[null,null,"冷房COP",{"$f":"D$274/D$275","v":{"$error":"#DIV/0!"}},{"$error":"#DIV/0!"},{"$error":"#DIV/0!"},{"$error":"#DIV/0!"},{"$error":"#DIV/0!"},{"$error":"#DIV/0!"},{"$error":"#DIV/0!"},{"$error":"#DIV/0!"},{"$error":"#DIV/0!"},{"$error":"#DIV/0!"},{"$error":"#DIV/0!"},{"$error":"#DIV/0!"},{"$error":"#DIV/0!"},{"$error":"#DIV/0!"},{"$error":"#DIV/0!"},{"$error":"#DIV/0!"},{"$error":"#DIV/0!"},{"$error":"#DIV/0!"},{"$error":"#DIV/0!"},{"$error":"#DIV/0!"},{"$error":"#DIV/0!"},{"$error":"#DIV/0!"},{"$error":"#DIV/0!"},{"$error":"#DIV/0!"},{"$error":"#DIV/0!"},{"$error":"#DIV/0!"},{"$error":"#DIV/0!"},{"$error":"#DIV/0!"},{"$error":"#DIV/0!"},{"$error":"#DIV/0!"},{"$error":"#DIV/0!"},{"$error":"#DIV/0!"},{"$error":"#DIV/0!"},{"$error":"#DIV/0!"},{"$error":"#DIV/0!"},{"$error":"#DIV/0!"},{"$error":"#DIV/0!"},{"$error":"#DIV/0!"},{"$error":"#DIV/0!"},{"$error":"#DIV/0!"},{"$error":"#DIV/0!"},{"$error":"#DIV/0!"},"冷房COP","σc"]
[null,null,"冷房COP比",{"$f":"D276/$Y$45","v":{"$error":"#DIV/0!"}},{"$f":"E276/$Y$45","v":{"$error":"#DIV/0!"}},{"$error":"#DIV/0!"},{"$error":"#DIV/0!"},{"$error":"#DIV/0!"},{"$error":"#DIV/0!"},{"$error":"#DIV/0!"},{"$error":"#DIV/0!"},{"$error":"#DIV/0!"},{"$error":"#DIV/0!"},{"$error":"#DIV/0!"},{"$error":"#DIV/0!"},{"$error":"#DIV/0!"},{"$error":"#DIV/0!"},{"$error":"#DIV/0!"},{"$error":"#DIV/0!"},{"$error":"#DIV/0!"},{"$error":"#DIV/0!"},{"$error":"#DIV/0!"},{"$error":"#DIV/0!"},{"$error":"#DIV/0!"},{"$error":"#DIV/0!"},{"$error":"#DIV/0!"},{"$error":"#DIV/0!"},{"$error":"#DIV/0!"},{"$error":"#DIV/0!"},{"$error":"#DIV/0!"},{"$error":"#DIV/0!"},{"$error":"#DIV/0!"},{"$error":"#DIV/0!"},{"$error":"#DIV/0!"},{"$error":"#DIV/0!"},{"$error":"#DIV/0!"},{"$error":"#DIV/0!"},{"$error":"#DIV/0!"},{"$error":"#DIV/0!"},{"$error":"#DIV/0!"},{"$error":"#DIV/0!"},{"$error":"#DIV/0!"},{"$error":"#DIV/0!"},{"$error":"#DIV/0!"},{"$error":"#DIV/0!"},"冷房COP比","βc"]
[null,null,"Σ",{"$f":"D$161*D$273","v":{"$error":"#DIV/0!"}},{"$f":"E$161*E$273","v":{"$error":"#DIV/0!"}},{"$error":"#DIV/0!"},{"$error":"#DIV/0!"},{"$error":"#DIV/0!"},{"$error":"#DIV/0!"},{"$error":"#DIV/0!"},{"$error":"#DIV/0!"},{"$error":"#DIV/0!"},{"$error":"#DIV/0!"},{"$error":"#DIV/0!"},{"$error":"#DIV/0!"},{"$error":"#DIV/0!"},{"$error":"#DIV/0!"},{"$error":"#DIV/0!"},{"$error":"#DIV/0!"},{"$error":"#DIV/0!"},{"$error":"#DIV/0!"},{"$error":"#DIV/0!"},{"$error":"#DIV/0!"},{"$error":"#DIV/0!"},{"$error":"#DIV/0!"},{"$error":"#DIV/0!"},{"$error":"#DIV/0!"},{"$error":"#DIV/0!"},{"$error":"#DIV/0!"},{"$error":"#DIV/0!"},{"$error":"#DIV/0!"},{"$error":"#DIV/0!"},{"$error":"#DIV/0!"},{"$error":"#DIV/0!"},{"$error":"#DIV/0!"},{"$error":"#DIV/0!"},{"$error":"#DIV/0!"},{"$error":"#DIV/0!"},{"$error":"#DIV/0!"},{"$error":"#DIV/0!"},{"$error":"#DIV/0!"},{"$error":"#DIV/0!"},{"$error":"#DIV/0!"},{"$error":"#DIV/0!"},{"$error":"#DIV/0!"},{"$f":"SUM($D$278:$AS$278)","v":{"$error":"#DIV/0!"}},"Σ"]
[null,"後10","冷房時消費電力比",{"$f":"D$162/D$283","v":{"$error":"#DIV/0!"}},{"$error":"#DIV/0!"},{"$error":"#DIV/0!"},{"$error":"#DIV/0!"},{"$error":"#DIV/0!"},{"$error":"#DIV/0!"},{"$error":"#DIV/0!"},{"$error":"#DIV/0!"},{"$error":"#DIV/0!"},{"$error":"#DIV/0!"},{"$error":"#DIV/0!"},{"$error":"#DIV/0!"},{"$error":"#DIV/0!"},{"$error":"#DIV/0!"},{"$error":"#DIV/0!"},{"$error":"#DIV/0!"},{"$error":"#DIV/0!"},{"$error":"#DIV/0!"},{"$error":"#DIV/0!"},{"$error":"#DIV/0!"},{"$error":"#DIV/0!"},{"$error":"#DIV/0!"},{"$error":"#DIV/0!"},{"$error":"#DIV/0!"},{"$error":"#DIV/0!"},{"$error":"#DIV/0!"},{"$error":"#DIV/0!"},{"$error":"#DIV/0!"},{"$error":"#DIV/0!"},{"$error":"#DIV/0!"},{"$error":"#DIV/0!"},{"$error":"#DIV/0!"},{"$error":"#DIV/0!"},{"$error":"#DIV/0!"},{"$error":"#DIV/0!"},{"$error":"#DIV/0!"},{"$error":"#DIV/0!"},{"$error":"#DIV/0!"},{"$error":"#DIV/0!"},{"$error":"#DIV/0!"},{"$error":"#DIV/0!"},{"$f":"AS$162/AS$283","v":{"$error":"#DIV/0!"}},"冷房時消費電力比","εc"]
[null,null,"冷房能力",{"$f":"($Z$43-1.077*$Z$43)/6*($D$148-35)+$Z$43","v":0},{"$f":"($Z$43-1.077*$Z$43)/6*($E$148-35)+$Z$43","v":0},{"$f":"($Z$43-1.077*$Z$43)/6*($F$148-35)+$Z$43","v":0},{"$f":"($Z$43-1.077*$Z$43)/6*($G$148-35)+$Z$43","v":0},{"$f":"($Z$43-1.077*$Z$43)/6*($H$148-35)+$Z$43","v":0},{"$f":"($Z$43-1.077*$Z$43)/6*($I$148-35)+$Z$43","v":0},{"$f":"($Z$43-1.077*$Z$43)/6*($J$148-35)+$Z$43","v":0},{"$f":"($Z$43-1.077*$Z$43)/6*($K$148-35)+$Z$43","v":0},{"$f":"($Z$43-1.077*$Z$43)/6*($L$148-35)+$Z$43","v":0},{"$f":"($Z$43-1.077*$Z$43)/6*($M$148-35)+$Z$43","v":0},{"$f":"($Z$43-1.077*$Z$43)/6*($N$148-35)+$Z$43","v":0},{"$f":"($Z$43-1.077*$Z$43)/6*($O$148-35)+$Z$43","v":0},{"$f":"($Z$43-1.077*$Z$43)/6*($P$148-35)+$Z$43","v":0},{"$f":"($Z$43-1.077*$Z$43)/6*($Q$148-35)+$Z$43","v":0},{"$f":"($Z$43-1.077*$Z$43)/6*($R$148-35)+$Z$43","v":0},{"$f":"($Z$43-1.077*$Z$43)/6*($S$148-35)+$Z$43","v":0},{"$f":"($Z$43-1.077*$Z$43)/6*($T$148-35)+$Z$43","v":0},{"$f":"($Z$43-1.077*$Z$43)/6*($U$148-35)+$Z$43","v":0},{"$f":"($Z$43-1.077*$Z$43)/6*($V$148-35)+$Z$43","v":0},{"$f":"($Z$43-1.077*$Z$43)/6*($W$148-35)+$Z$43","v":0},{"$f":"($Z$43-1.077*$Z$43)/6*($X$148-35)+$Z$43","v":0},{"$f":"($Z$43-1.077*$Z$43)/6*($Y$148-35)+$Z$43","v":0},{"$f":"($Z$43-1.077*$Z$43)/6*($Z$148-35)+$Z$43","v":0},{"$f":"($Z$43-1.077*$Z$43)/6*($AA$148-35)+$Z$43","v":0},{"$f":"($Z$43-1.077*$Z$43)/6*($AB$148-35)+$Z$43","v":0},{"$f":"($Z$43-1.077*$Z$43)/6*($AC$148-35)+$Z$43","v":0},{"$f":"($Z$43-1.077*$Z$43)/6*($AD$148-35)+$Z$43","v":0},{"$f":"($Z$43-1.077*$Z$43)/6*($AE$148-35)+$Z$43","v":0},{"$f":"($Z$43-1.077*$Z$43)/6*($AF$148-35)+$Z$43","v":0},{"$f":"($Z$43-1.077*$Z$43)/6*($AG$148-35)+$Z$43","v":0},{"$f":"($Z$43-1.077*$Z$43)/6*($AH$148-35)+$Z$43","v":0},{"$f":"($Z$43-1.077*$Z$43)/6*($AI$148-35)+$Z$43","v":0},{"$f":"($Z$43-1.077*$Z$43)/6*($AJ$148-35)+$Z$43","v":0},{"$f":"($Z$43-1.077*$Z$43)/6*($AK$148-35)+$Z$43","v":0},{"$f":"($Z$43-1.077*$Z$43)/6*($AL$148-35)+$Z$43","v":0},{"$f":"($Z$43-1.077*$Z$43)/6*($AM$148-35)+$Z$43","v":0},{"$f":"($Z$43-1.077*$Z$43)/6*($AN$148-35)+$Z$43","v":0},{"$f":"($Z$43-1.077*$Z$43)/6*($AO$148-35)+$Z$43","v":0},{"$f":"($Z$43-1.077*$Z$43)/6*($AP$148-35)+$Z$43","v":0},{"$f":"($Z$43-1.077*$Z$43)/6*($AQ$148-35)+$Z$43","v":0},{"$f":"($Z$43-1.077*$Z$43)/6*($AR$148-35)+$Z$43","v":0},{"$f":"($Z$43-1.077*$Z$43)/6*($AS$148-35)+$Z$43","v":0},"冷房能力","Φc"]
[null,null,"冷房消費電力",{"$f":"($Z$44-0.914*$Z$44)/6*($D$148-35)+$Z$44","v":0},{"$f":"($Z$44-0.914*$Z$44)/6*($E$148-35)+$Z$44","v":0},{"$f":"($Z$44-0.914*$Z$44)/6*($F$148-35)+$Z$44","v":0},{"$f":"($Z$44-0.914*$Z$44)/6*($G$148-35)+$Z$44","v":0},{"$f":"($Z$44-0.914*$Z$44)/6*($H$148-35)+$Z$44","v":0},{"$f":"($Z$44-0.914*$Z$44)/6*($I$148-35)+$Z$44","v":0},{"$f":"($Z$44-0.914*$Z$44)/6*($J$148-35)+$Z$44","v":0},{"$f":"($Z$44-0.914*$Z$44)/6*($K$148-35)+$Z$44","v":0},{"$f":"($Z$44-0.914*$Z$44)/6*($L$148-35)+$Z$44","v":0},{"$f":"($Z$44-0.914*$Z$44)/6*($M$148-35)+$Z$44","v":0},{"$f":"($Z$44-0.914*$Z$44)/6*($N$148-35)+$Z$44","v":0},{"$f":"($Z$44-0.914*$Z$44)/6*($O$148-35)+$Z$44","v":0},{"$f":"($Z$44-0.914*$Z$44)/6*($P$148-35)+$Z$44","v":0},{"$f":"($Z$44-0.914*$Z$44)/6*($Q$148-35)+$Z$44","v":0},{"$f":"($Z$44-0.914*$Z$44)/6*($R$148-35)+$Z$44","v":0},{"$f":"($Z$44-0.914*$Z$44)/6*($S$148-35)+$Z$44","v":0},{"$f":"($Z$44-0.914*$Z$44)/6*($T$148-35)+$Z$44","v":0},{"$f":"($Z$44-0.914*$Z$44)/6*($U$148-35)+$Z$44","v":0},{"$f":"($Z$44-0.914*$Z$44)/6*($V$148-35)+$Z$44","v":0},{"$f":"($Z$44-0.914*$Z$44)/6*($W$148-35)+$Z$44","v":0},{"$f":"($Z$44-0.914*$Z$44)/6*($X$148-35)+$Z$44","v":0},{"$f":"($Z$44-0.914*$Z$44)/6*($Y$148-35)+$Z$44","v":0},{"$f":"($Z$44-0.914*$Z$44)/6*($Z$148-35)+$Z$44","v":0},{"$f":"($Z$44-0.914*$Z$44)/6*($AA$148-35)+$Z$44","v":0},{"$f":"($Z$44-0.914*$Z$44)/6*($AB$148-35)+$Z$44","v":0},{"$f":"($Z$44-0.914*$Z$44)/6*($AC$148-35)+$Z$44","v":0},{"$f":"($Z$44-0.914*$Z$44)/6*($AD$148-35)+$Z$44","v":0},{"$f":"($Z$44-0.914*$Z$44)/6*($AE$148-35)+$Z$44","v":0},{"$f":"($Z$44-0.914*$Z$44)/6*($AF$148-35)+$Z$44","v":0},{"$f":"($Z$44-0.914*$Z$44)/6*($AG$148-35)+$Z$44","v":0},{"$f":"($Z$44-0.914*$Z$44)/6*($AH$148-35)+$Z$44","v":0},{"$f":"($Z$44-0.914*$Z$44)/6*($AI$148-35)+$Z$44","v":0},{"$f":"($Z$44-0.914*$Z$44)/6*($AJ$148-35)+$Z$44","v":0},{"$f":"($Z$44-0.914*$Z$44)/6*($AK$148-35)+$Z$44","v":0},{"$f":"($Z$44-0.914*$Z$44)/6*($AL$148-35)+$Z$44","v":0},{"$f":"($Z$44-0.914*$Z$44)/6*($AM$148-35)+$Z$44","v":0},{"$f":"($Z$44-0.914*$Z$44)/6*($AN$148-35)+$Z$44","v":0},{"$f":"($Z$44-0.914*$Z$44)/6*($AO$148-35)+$Z$44","v":0},{"$f":"($Z$44-0.914*$Z$44)/6*($AP$148-35)+$Z$44","v":0},{"$f":"($Z$44-0.914*$Z$44)/6*($AQ$148-35)+$Z$44","v":0},{"$f":"($Z$44-0.914*$Z$44)/6*($AR$148-35)+$Z$44","v":0},{"$f":"($Z$44-0.914*$Z$44)/6*($AS$148-35)+$Z$44","v":0},"冷房消費電力","Pc"]
[null,null,"冷房COP",{"$f":"D$280/D$281","v":{"$error":"#DIV/0!"}},{"$error":"#DIV/0!"},{"$error":"#DIV/0!"},{"$error":"#DIV/0!"},{"$error":"#DIV/0!"},{"$error":"#DIV/0!"},{"$error":"#DIV/0!"},{"$error":"#DIV/0!"},{"$error":"#DIV/0!"},{"$error":"#DIV/0!"},{"$error":"#DIV/0!"},{"$error":"#DIV/0!"},{"$error":"#DIV/0!"},{"$error":"#DIV/0!"},{"$error":"#DIV/0!"},{"$error":"#DIV/0!"},{"$error":"#DIV/0!"},{"$error":"#DIV/0!"},{"$error":"#DIV/0!"},{"$error":"#DIV/0!"},{"$error":"#DIV/0!"},{"$error":"#DIV/0!"},{"$error":"#DIV/0!"},{"$error":"#DIV/0!"},{"$error":"#DIV/0!"},{"$error":"#DIV/0!"},{"$error":"#DIV/0!"},{"$error":"#DIV/0!"},{"$error":"#DIV/0!"},{"$error":"#DIV/0!"},{"$error":"#DIV/0!"},{"$error":"#DIV/0!"},{"$error":"#DIV/0!"},{"$error":"#DIV/0!"},{"$error":"#DIV/0!"},{"$error":"#DIV/0!"},{"$error":"#DIV/0!"},{"$error":"#DIV/0!"},{"$error":"#DIV/0!"},{"$error":"#DIV/0!"},{"$error":"#DIV/0!"},{"$error":"#DIV/0!"},"冷房COP","σc"]
[null,null,"冷房COP比",{"$f":"D282/$Z$45","v":{"$error":"#DIV/0!"}},{"$f":"E282/$Z$45","v":{"$error":"#DIV/0!"}},{"$error":"#DIV/0!"},{"$error":"#DIV/0!"},{"$error":"#DIV/0!"},{"$error":"#DIV/0!"},{"$error":"#DIV/0!"},{"$error":"#DIV/0!"},{"$error":"#DIV/0!"},{"$error":"#DIV/0!"},{"$error":"#DIV/0!"},{"$error":"#DIV/0!"},{"$error":"#DIV/0!"},{"$error":"#DIV/0!"},{"$error":"#DIV/0!"},{"$error":"#DIV/0!"},{"$error":"#DIV/0!"},{"$error":"#DIV/0!"},{"$error":"#DIV/0!"},{"$error":"#DIV/0!"},{"$error":"#DIV/0!"},{"$error":"#DIV/0!"},{"$error":"#DIV/0!"},{"$error":"#DIV/0!"},{"$error":"#DIV/0!"},{"$error":"#DIV/0!"},{"$error":"#DIV/0!"},{"$error":"#DIV/0!"},{"$error":"#DIV/0!"},{"$error":"#DIV/0!"},{"$error":"#DIV/0!"},{"$error":"#DIV/0!"},{"$error":"#DIV/0!"},{"$error":"#DIV/0!"},{"$error":"#DIV/0!"},{"$error":"#DIV/0!"},{"$error":"#DIV/0!"},{"$error":"#DIV/0!"},{"$error":"#DIV/0!"},{"$error":"#DIV/0!"},{"$error":"#DIV/0!"},{"$error":"#DIV/0!"},"冷房COP比","βc"]
[null,null,"Σ",{"$f":"D$161*D$279","v":{"$error":"#DIV/0!"}},{"$f":"E$161*E$279","v":{"$error":"#DIV/0!"}},{"$error":"#DIV/0!"},{"$error":"#DIV/0!"},{"$error":"#DIV/0!"},{"$error":"#DIV/0!"},{"$error":"#DIV/0!"},{"$error":"#DIV/0!"},{"$error":"#DIV/0!"},{"$error":"#DIV/0!"},{"$error":"#DIV/0!"},{"$error":"#DIV/0!"},{"$error":"#DIV/0!"},{"$error":"#DIV/0!"},{"$error":"#DIV/0!"},{"$error":"#DIV/0!"},{"$error":"#DIV/0!"},{"$error":"#DIV/0!"},{"$error":"#DIV/0!"},{"$error":"#DIV/0!"},{"$error":"#DIV/0!"},{"$error":"#DIV/0!"},{"$error":"#DIV/0!"},{"$error":"#DIV/0!"},{"$error":"#DIV/0!"},{"$error":"#DIV/0!"},{"$error":"#DIV/0!"},{"$error":"#DIV/0!"},{"$error":"#DIV/0!"},{"$error":"#DIV/0!"},{"$error":"#DIV/0!"},{"$error":"#DIV/0!"},{"$error":"#DIV/0!"},{"$error":"#DIV/0!"},{"$error":"#DIV/0!"},{"$error":"#DIV/0!"},{"$error":"#DIV/0!"},{"$error":"#DIV/0!"},{"$error":"#DIV/0!"},{"$error":"#DIV/0!"},{"$error":"#DIV/0!"},{"$error":"#DIV/0!"},{"$f":"SUM($D$284:$AS$284)","v":{"$error":"#DIV/0!"}},"Σ"]
[]
[null,null,"暖房期間中　温度(T)が発生する時間[hour]"]
[null,null,null," 温度(T)",null,null,null,null,null,null,null,null,null,null,null,null,null,null,null,null,null,null,null,null,null,null,null,null,null,null,null,null,null,null,null,null,null,null,null,null,null,null,null,null,null,null,"月単位"]
[null,null,"月",-6,-5,-4,-3,-2,-1,0,1,2,3,4,5,6,7,8,9,10,11,12,13,14,15,16,17,18,19,20,21,22,23,24,25,26,27,28,29,30,31,32,33,34,35,"月","前1","前2","前3","前4","前5","前6","前7","前8","前9","前10",null,"後1","後2","後3","後4","後5","後6","後7","後8","後9","後10"]
[null,null,4,{"$f":"COUNTIF($D$133:$AA$133,$D$288)*$AB$12","v":0},{"$f":"COUNTIF($D$133:$AA$133,$E$288)*$AB$12","v":0},{"$f":"COUNTIF($D$133:$AA$133,$F$288)*$AB$12","v":0},{"$f":"COUNTIF($D$133:$AA$133,$G$288)*$AB$12","v":0},{"$f":"COUNTIF($D$133:$AA$133,$H$288)*$AB$12","v":0},{"$f":"COUNTIF($D$133:$AA$133,$I$288)*$AB$12","v":0},{"$f":"COUNTIF($D$133:$AA$133,$J$288)*$AB$12","v":0},{"$f":"COUNTIF($D$133:$AA$133,$K$288)*$AB$12","v":0},{"$f":"COUNTIF($D$133:$AA$133,$L$288)*$AB$12","v":0},{"$f":"COUNTIF($D$133:$AA$133,$M$288)*$AB$12","v":0},{"$f":"COUNTIF($D$133:$AA$133,$N$288)*$AB$12","v":0},{"$f":"COUNTIF($D$133:$AA$133,$O$288)*$AB$12","v":0},{"$f":"COUNTIF($D$133:$AA$133,$P$288)*$AB$12","v":0},{"$f":"COUNTIF($D$133:$AA$133,$Q$288)*$AB$12","v":0},{"$f":"COUNTIF($D$133:$AA$133,$R$288)*$AB$12","v":0},{"$f":"COUNTIF($D$133:$AA$133,$S$288)*$AB$12","v":0},{"$f":"COUNTIF($D$133:$AA$133,$T$288)*$AB$12","v":0},{"$f":"COUNTIF($D$133:$AA$133,$U$288)*$AB$12","v":0},{"$f":"COUNTIF($D$133:$AA$133,$V$288)*$AB$12","v":0},{"$f":"COUNTIF($D$133:$AA$133,$W$288)*$AB$12","v":0},{"$f":"COUNTIF($D$133:$AA$133,$X$288)*$AB$12","v":0},{"$f":"COUNTIF($D$133:$AA$133,$Y$288)*$AB$12","v":0},{"$f":"COUNTIF($D$133:$AA$133,$Z$288)*$AB$12","v":0},{"$f":"COUNTIF($D$133:$AA$133,$AA$288)*$AB$12","v":0},{"$f":"COUNTIF($D$133:$AA$133,$AB$288)*$AB$12","v":0},{"$f":"COUNTIF($D$133:$AA$133,$AC$288)*$AB$12","v":0},{"$f":"COUNTIF($D$133:$AA$133,$AD$288)*$AB$12","v":0},{"$f":"COUNTIF($D$133:$AA$133,$AE$288)*$AB$12","v":0},{"$f":"COUNTIF($D$133:$AA$133,$AF$288)*$AB$12","v":0},{"$f":"COUNTIF($D$133:$AA$133,$AG$288)*$AB$12","v":0},{"$f":"COUNTIF($D$133:$AA$133,$AH$288)*$AB$12","v":0},{"$f":"COUNTIF($D$133:$AA$133,$AI$288)*$AB$12","v":0},{"$f":"COUNTIF($D$133:$AA$133,$AJ$288)*$AB$12","v":0},{"$f":"COUNTIF($D$133:$AA$133,$AK$288)*$AB$12","v":0},{"$f":"COUNTIF($D$133:$AA$133,$AL$288)*$AB$12","v":0},{"$f":"COUNTIF($D$133:$AA$133,$AM$288)*$AB$12","v":0},{"$f":"COUNTIF($D$133:$AA$133,$AN$288)*$AB$12","v":0},{"$f":"COUNTIF($D$133:$AA$133,$AO$288)*$AB$12","v":0},{"$f":"COUNTIF($D$133:$AA$133,$AP$288)*$AB$12","v":0},{"$f":"COUNTIF($D$133:$AA$133,$AQ$288)*$AB$12","v":0},{"$f":"COUNTIF($D$133:$AA$133,$AR$288)*$AB$12","v":0},{"$f":"COUNTIF($D$133:$AA$133,$AS$288)*$AB$12","v":0},4,{"$f":"IFERROR(SUMPRODUCT($D289:$AS289,$D$304:$AS$304),\"\")","v":0},{"$f":"IFERROR(SUMPRODUCT($D289:$AS289,$D$310:$AS$310),\"\")","v":""},{"$f":"IFERROR(SUMPRODUCT($D289:$AS289,$D$316:$AS$316),\"\")","v":""},{"$f":"IFERROR(SUMPRODUCT($D289:$AS289,$D$322:$AS$322),\"\")","v":""},{"$f":"IFERROR(SUMPRODUCT($D289:$AS289,$D$328:$AS$328),\"\")","v":""},{"$f":"IFERROR(SUMPRODUCT($D289:$AS289,$D$334:$AS$334),\"\")","v":""},{"$f":"IFERROR(SUMPRODUCT($D289:$AS289,$D$340:$AS$340),\"\")","v":""},{"$f":"IFERROR(SUMPRODUCT($D289:$AS289,$D$346:$AS$346),\"\")","v":""},{"$f":"IFERROR(SUMPRODUCT($D289:$AS289,$D$352:$AS$352),\"\")","v":""},{"$f":"IFERROR(SUMPRODUCT($D289:$AS289,$D$358:$AS$358),\"\")","v":""},null,{"$f":"IFERROR(SUMPRODUCT($D289:$AS289,$D$365:$AS$365),\"\")","v":""},{"$f":"IFERROR(SUMPRODUCT($D289:$AS289,$D$371:$AS$371),\"\")","v":""},{"$f":"IFERROR(SUMPRODUCT($D289:$AS289,$D$377:$AS$377),\"\")","v":""},{"$f":"IFERROR(SUMPRODUCT($D289:$AS289,$D$383:$AS$383),\"\")","v":""},{"$f":"IFERROR(SUMPRODUCT($D289:$AS289,$D$389:$AS$389),\"\")","v":""},{"$f":"IFERROR(SUMPRODUCT($D289:$AS289,$D$395:$AS$395),\"\")","v":""},{"$f":"IFERROR(SUMPRODUCT($D289:$AS289,$D$401:$AS$401),\"\")","v":""},{"$f":"IFERROR(SUMPRODUCT($D289:$AS289,$D$407:$AS$407),\"\")","v":""},{"$f":"IFERROR(SUMPRODUCT($D289:$AS289,$D$413:$AS$413),\"\")","v":""},{"$f":"IFERROR(SUMPRODUCT($D289:$AS289,$D$419:$AS$419),\"\")","v":""}]
[null,null,5,{"$f":"COUNTIF($D$134:$AA$134,$D$288)*$AB$13","v":0},{"$f":"COUNTIF($D$134:$AA$134,$E$288)*$AB$13","v":0},{"$f":"COUNTIF($D$134:$AA$134,$F$288)*$AB$13","v":0},{"$f":"COUNTIF($D$134:$AA$134,$G$288)*$AB$13","v":0},{"$f":"COUNTIF($D$134:$AA$134,$H$288)*$AB$13","v":0},{"$f":"COUNTIF($D$134:$AA$134,$I$288)*$AB$13","v":0},{"$f":"COUNTIF($D$134:$AA$134,$J$288)*$AB$13","v":0},{"$f":"COUNTIF($D$134:$AA$134,$K$288)*$AB$13","v":0},{"$f":"COUNTIF($D$134:$AA$134,$L$288)*$AB$13","v":0},{"$f":"COUNTIF($D$134:$AA$134,$M$288)*$AB$13","v":0},{"$f":"COUNTIF($D$134:$AA$134,$N$288)*$AB$13","v":0},{"$f":"COUNTIF($D$134:$AA$134,$O$288)*$AB$13","v":0},{"$f":"COUNTIF($D$134:$AA$134,$P$288)*$AB$13","v":0},{"$f":"COUNTIF($D$134:$AA$134,$Q$288)*$AB$13","v":0},{"$f":"COUNTIF($D$134:$AA$134,$R$288)*$AB$13","v":0},{"$f":"COUNTIF($D$134:$AA$134,$S$288)*$AB$13","v":0},{"$f":"COUNTIF($D$134:$AA$134,$T$288)*$AB$13","v":0},{"$f":"COUNTIF($D$134:$AA$134,$U$288)*$AB$13","v":0},{"$f":"COUNTIF($D$134:$AA$134,$V$288)*$AB$13","v":0},{"$f":"COUNTIF($D$134:$AA$134,$W$288)*$AB$13","v":0},{"$f":"COUNTIF($D$134:$AA$134,$X$288)*$AB$13","v":0},{"$f":"COUNTIF($D$134:$AA$134,$Y$288)*$AB$13","v":0},{"$f":"COUNTIF($D$134:$AA$134,$Z$288)*$AB$13","v":0},{"$f":"COUNTIF($D$134:$AA$134,$AA$288)*$AB$13","v":0},{"$f":"COUNTIF($D$134:$AA$134,$AB$288)*$AB$13","v":0},{"$f":"COUNTIF($D$134:$AA$134,$AC$288)*$AB$13","v":0},{"$f":"COUNTIF($D$134:$AA$134,$AD$288)*$AB$13","v":0},{"$f":"COUNTIF($D$134:$AA$134,$AE$288)*$AB$13","v":0},{"$f":"COUNTIF($D$134:$AA$134,$AF$288)*$AB$13","v":0},{"$f":"COUNTIF($D$134:$AA$134,$AG$288)*$AB$13","v":0},{"$f":"COUNTIF($D$134:$AA$134,$AH$288)*$AB$13","v":0},{"$f":"COUNTIF($D$134:$AA$134,$AI$288)*$AB$13","v":0},{"$f":"COUNTIF($D$134:$AA$134,$AJ$288)*$AB$13","v":0},{"$f":"COUNTIF($D$134:$AA$134,$AK$288)*$AB$13","v":0},{"$f":"COUNTIF($D$134:$AA$134,$AL$288)*$AB$13","v":0},{"$f":"COUNTIF($D$134:$AA$134,$AM$288)*$AB$13","v":0},{"$f":"COUNTIF($D$134:$AA$134,$AN$288)*$AB$13","v":0},{"$f":"COUNTIF($D$134:$AA$134,$AO$288)*$AB$13","v":0},{"$f":"COUNTIF($D$134:$AA$134,$AP$288)*$AB$13","v":0},{"$f":"COUNTIF($D$134:$AA$134,$AQ$288)*$AB$13","v":0},{"$f":"COUNTIF($D$134:$AA$134,$AR$288)*$AB$13","v":0},{"$f":"COUNTIF($D$134:$AA$134,$AS$288)*$AB$13","v":0},5,{"$f":"IFERROR(SUMPRODUCT($D290:$AS290,$D$304:$AS$304),\"\")","v":0},{"$f":"IFERROR(SUMPRODUCT($D290:$AS290,$D$310:$AS$310),\"\")","v":""},{"$f":"IFERROR(SUMPRODUCT($D290:$AS290,$D$316:$AS$316),\"\")","v":""},{"$f":"IFERROR(SUMPRODUCT($D290:$AS290,$D$322:$AS$322),\"\")","v":""},{"$f":"IFERROR(SUMPRODUCT($D290:$AS290,$D$328:$AS$328),\"\")","v":""},{"$f":"IFERROR(SUMPRODUCT($D290:$AS290,$D$334:$AS$334),\"\")","v":""},{"$f":"IFERROR(SUMPRODUCT($D290:$AS290,$D$340:$AS$340),\"\")","v":""},{"$f":"IFERROR(SUMPRODUCT($D290:$AS290,$D$346:$AS$346),\"\")","v":""},{"$f":"IFERROR(SUMPRODUCT($D290:$AS290,$D$352:$AS$352),\"\")","v":""},{"$f":"IFERROR(SUMPRODUCT($D290:$AS290,$D$358:$AS$358),\"\")","v":""},null,{"$f":"IFERROR(SUMPRODUCT($D290:$AS290,$D$365:$AS$365),\"\")","v":""},{"$f":"IFERROR(SUMPRODUCT($D290:$AS290,$D$371:$AS$371),\"\")","v":""},{"$f":"IFERROR(SUMPRODUCT($D290:$AS290,$D$377:$AS$377),\"\")","v":""},{"$f":"IFERROR(SUMPRODUCT($D290:$AS290,$D$383:$AS$383),\"\")","v":""},{"$f":"IFERROR(SUMPRODUCT($D290:$AS290,$D$389:$AS$389),\"\")","v":""},{"$f":"IFERROR(SUMPRODUCT($D290:$AS290,$D$395:$AS$395),\"\")","v":""},{"$f":"IFERROR(SUMPRODUCT($D290:$AS290,$D$401:$AS$401),\"\")","v":""},{"$f":"IFERROR(SUMPRODUCT($D290:$AS290,$D$407:$AS$407),\"\")","v":""},{"$f":"IFERROR(SUMPRODUCT($D290:$AS290,$D$413:$AS$413),\"\")","v":""},{"$f":"IFERROR(SUMPRODUCT($D290:$AS290,$D$419:$AS$419),\"\")","v":""}]
[null,null,6,{"$f":"COUNTIF($D$135:$AA$135,$D$288)*$AB$14","v":0},{"$f":"COUNTIF($D$135:$AA$135,$E$288)*$AB$14","v":0},{"$f":"COUNTIF($D$135:$AA$135,$F$288)*$AB$14","v":0},{"$f":"COUNTIF($D$135:$AA$135,$G$288)*$AB$14","v":0},{"$f":"COUNTIF($D$135:$AA$135,$H$288)*$AB$14","v":0},{"$f":"COUNTIF($D$135:$AA$135,$I$288)*$AB$14","v":0},{"$f":"COUNTIF($D$135:$AA$135,$J$288)*$AB$14","v":0},{"$f":"COUNTIF($D$135:$AA$135,$K$288)*$AB$14","v":0},{"$f":"COUNTIF($D$135:$AA$135,$L$288)*$AB$14","v":0},{"$f":"COUNTIF($D$135:$AA$135,$M$288)*$AB$14","v":0},{"$f":"COUNTIF($D$135:$AA$135,$N$288)*$AB$14","v":0},{"$f":"COUNTIF($D$135:$AA$135,$O$288)*$AB$14","v":0},{"$f":"COUNTIF($D$135:$AA$135,$P$288)*$AB$14","v":0},{"$f":"COUNTIF($D$135:$AA$135,$Q$288)*$AB$14","v":0},{"$f":"COUNTIF($D$135:$AA$135,$R$288)*$AB$14","v":0},{"$f":"COUNTIF($D$135:$AA$135,$S$288)*$AB$14","v":0},{"$f":"COUNTIF($D$135:$AA$135,$T$288)*$AB$14","v":0},{"$f":"COUNTIF($D$135:$AA$135,$U$288)*$AB$14","v":0},{"$f":"COUNTIF($D$135:$AA$135,$V$288)*$AB$14","v":0},{"$f":"COUNTIF($D$135:$AA$135,$W$288)*$AB$14","v":0},{"$f":"COUNTIF($D$135:$AA$135,$X$288)*$AB$14","v":0},{"$f":"COUNTIF($D$135:$AA$135,$Y$288)*$AB$14","v":0},{"$f":"COUNTIF($D$135:$AA$135,$Z$288)*$AB$14","v":0},{"$f":"COUNTIF($D$135:$AA$135,$AA$288)*$AB$14","v":0},{"$f":"COUNTIF($D$135:$AA$135,$AB$288)*$AB$14","v":0},{"$f":"COUNTIF($D$135:$AA$135,$AC$288)*$AB$14","v":0},{"$f":"COUNTIF($D$135:$AA$135,$AD$288)*$AB$14","v":0},{"$f":"COUNTIF($D$135:$AA$135,$AE$288)*$AB$14","v":0},{"$f":"COUNTIF($D$135:$AA$135,$AF$288)*$AB$14","v":0},{"$f":"COUNTIF($D$135:$AA$135,$AG$288)*$AB$14","v":0},{"$f":"COUNTIF($D$135:$AA$135,$AH$288)*$AB$14","v":0},{"$f":"COUNTIF($D$135:$AA$135,$AI$288)*$AB$14","v":0},{"$f":"COUNTIF($D$135:$AA$135,$AJ$288)*$AB$14","v":0},{"$f":"COUNTIF($D$135:$AA$135,$AK$288)*$AB$14","v":0},{"$f":"COUNTIF($D$135:$AA$135,$AL$288)*$AB$14","v":0},{"$f":"COUNTIF($D$135:$AA$135,$AM$288)*$AB$14","v":0},{"$f":"COUNTIF($D$135:$AA$135,$AN$288)*$AB$14","v":0},{"$f":"COUNTIF($D$135:$AA$135,$AO$288)*$AB$14","v":0},{"$f":"COUNTIF($D$135:$AA$135,$AP$288)*$AB$14","v":0},{"$f":"COUNTIF($D$135:$AA$135,$AQ$288)*$AB$14","v":0},{"$f":"COUNTIF($D$135:$AA$135,$AR$288)*$AB$14","v":0},{"$f":"COUNTIF($D$135:$AA$135,$AS$288)*$AB$14","v":0},6,0,"","","","","","","","","",null,"","","","","","","","","",""]
[null,null,7,{"$f":"COUNTIF($D$136:$AA$136,$D$288)*$AB$15","v":0},{"$f":"COUNTIF($D$136:$AA$136,$E$288)*$AB$15","v":0},{"$f":"COUNTIF($D$136:$AA$136,$F$288)*$AB$15","v":0},{"$f":"COUNTIF($D$136:$AA$136,$G$288)*$AB$15","v":0},{"$f":"COUNTIF($D$136:$AA$136,$H$288)*$AB$15","v":0},{"$f":"COUNTIF($D$136:$AA$136,$I$288)*$AB$15","v":0},{"$f":"COUNTIF($D$136:$AA$136,$J$288)*$AB$15","v":0},{"$f":"COUNTIF($D$136:$AA$136,$K$288)*$AB$15","v":0},{"$f":"COUNTIF($D$136:$AA$136,$L$288)*$AB$15","v":0},{"$f":"COUNTIF($D$136:$AA$136,$M$288)*$AB$15","v":0},{"$f":"COUNTIF($D$136:$AA$136,$N$288)*$AB$15","v":0},{"$f":"COUNTIF($D$136:$AA$136,$O$288)*$AB$15","v":0},{"$f":"COUNTIF($D$136:$AA$136,$P$288)*$AB$15","v":0},{"$f":"COUNTIF($D$136:$AA$136,$Q$288)*$AB$15","v":0},{"$f":"COUNTIF($D$136:$AA$136,$R$288)*$AB$15","v":0},{"$f":"COUNTIF($D$136:$AA$136,$S$288)*$AB$15","v":0},{"$f":"COUNTIF($D$136:$AA$136,$T$288)*$AB$15","v":0},{"$f":"COUNTIF($D$136:$AA$136,$U$288)*$AB$15","v":0},{"$f":"COUNTIF($D$136:$AA$136,$V$288)*$AB$15","v":0},{"$f":"COUNTIF($D$136:$AA$136,$W$288)*$AB$15","v":0},{"$f":"COUNTIF($D$136:$AA$136,$X$288)*$AB$15","v":0},{"$f":"COUNTIF($D$136:$AA$136,$Y$288)*$AB$15","v":0},{"$f":"COUNTIF($D$136:$AA$136,$Z$288)*$AB$15","v":0},{"$f":"COUNTIF($D$136:$AA$136,$AA$288)*$AB$15","v":0},{"$f":"COUNTIF($D$136:$AA$136,$AB$288)*$AB$15","v":0},{"$f":"COUNTIF($D$136:$AA$136,$AC$288)*$AB$15","v":0},{"$f":"COUNTIF($D$136:$AA$136,$AD$288)*$AB$15","v":0},{"$f":"COUNTIF($D$136:$AA$136,$AE$288)*$AB$15","v":0},{"$f":"COUNTIF($D$136:$AA$136,$AF$288)*$AB$15","v":0},{"$f":"COUNTIF($D$136:$AA$136,$AG$288)*$AB$15","v":0},{"$f":"COUNTIF($D$136:$AA$136,$AH$288)*$AB$15","v":0},{"$f":"COUNTIF($D$136:$AA$136,$AI$288)*$AB$15","v":0},{"$f":"COUNTIF($D$136:$AA$136,$AJ$288)*$AB$15","v":0},{"$f":"COUNTIF($D$136:$AA$136,$AK$288)*$AB$15","v":0},{"$f":"COUNTIF($D$136:$AA$136,$AL$288)*$AB$15","v":0},{"$f":"COUNTIF($D$136:$AA$136,$AM$288)*$AB$15","v":0},{"$f":"COUNTIF($D$136:$AA$136,$AN$288)*$AB$15","v":0},{"$f":"COUNTIF($D$136:$AA$136,$AO$288)*$AB$15","v":0},{"$f":"COUNTIF($D$136:$AA$136,$AP$288)*$AB$15","v":0},{"$f":"COUNTIF($D$136:$AA$136,$AQ$288)*$AB$15","v":0},{"$f":"COUNTIF($D$136:$AA$136,$AR$288)*$AB$15","v":0},{"$f":"COUNTIF($D$136:$AA$136,$AS$288)*$AB$15","v":0},7,0,"","","","","","","","","",null,"","","","","","","","","",""]
[null,null,8,{"$f":"COUNTIF($D$137:$AA$137,$D$288)*$AB$16","v":0},{"$f":"COUNTIF($D$137:$AA$137,$E$288)*$AB$16","v":0},{"$f":"COUNTIF($D$137:$AA$137,$F$288)*$AB$16","v":0},{"$f":"COUNTIF($D$137:$AA$137,$G$288)*$AB$16","v":0},{"$f":"COUNTIF($D$137:$AA$137,$H$288)*$AB$16","v":0},{"$f":"COUNTIF($D$137:$AA$137,$I$288)*$AB$16","v":0},{"$f":"COUNTIF($D$137:$AA$137,$J$288)*$AB$16","v":0},{"$f":"COUNTIF($D$137:$AA$137,$K$288)*$AB$16","v":0},{"$f":"COUNTIF($D$137:$AA$137,$L$288)*$AB$16","v":0},{"$f":"COUNTIF($D$137:$AA$137,$M$288)*$AB$16","v":0},{"$f":"COUNTIF($D$137:$AA$137,$N$288)*$AB$16","v":0},{"$f":"COUNTIF($D$137:$AA$137,$O$288)*$AB$16","v":0},{"$f":"COUNTIF($D$137:$AA$137,$P$288)*$AB$16","v":0},{"$f":"COUNTIF($D$137:$AA$137,$Q$288)*$AB$16","v":0},{"$f":"COUNTIF($D$137:$AA$137,$R$288)*$AB$16","v":0},{"$f":"COUNTIF($D$137:$AA$137,$S$288)*$AB$16","v":0},{"$f":"COUNTIF($D$137:$AA$137,$T$288)*$AB$16","v":0},{"$f":"COUNTIF($D$137:$AA$137,$U$288)*$AB$16","v":0},{"$f":"COUNTIF($D$137:$AA$137,$V$288)*$AB$16","v":0},{"$f":"COUNTIF($D$137:$AA$137,$W$288)*$AB$16","v":0},{"$f":"COUNTIF($D$137:$AA$137,$X$288)*$AB$16","v":0},{"$f":"COUNTIF($D$137:$AA$137,$Y$288)*$AB$16","v":0},{"$f":"COUNTIF($D$137:$AA$137,$Z$288)*$AB$16","v":0},{"$f":"COUNTIF($D$137:$AA$137,$AA$288)*$AB$16","v":0},{"$f":"COUNTIF($D$137:$AA$137,$AB$288)*$AB$16","v":0},{"$f":"COUNTIF($D$137:$AA$137,$AC$288)*$AB$16","v":0},{"$f":"COUNTIF($D$137:$AA$137,$AD$288)*$AB$16","v":0},{"$f":"COUNTIF($D$137:$AA$137,$AE$288)*$AB$16","v":0},{"$f":"COUNTIF($D$137:$AA$137,$AF$288)*$AB$16","v":0},{"$f":"COUNTIF($D$137:$AA$137,$AG$288)*$AB$16","v":0},{"$f":"COUNTIF($D$137:$AA$137,$AH$288)*$AB$16","v":0},{"$f":"COUNTIF($D$137:$AA$137,$AI$288)*$AB$16","v":0},{"$f":"COUNTIF($D$137:$AA$137,$AJ$288)*$AB$16","v":0},{"$f":"COUNTIF($D$137:$AA$137,$AK$288)*$AB$16","v":0},{"$f":"COUNTIF($D$137:$AA$137,$AL$288)*$AB$16","v":0},{"$f":"COUNTIF($D$137:$AA$137,$AM$288)*$AB$16","v":0},{"$f":"COUNTIF($D$137:$AA$137,$AN$288)*$AB$16","v":0},{"$f":"COUNTIF($D$137:$AA$137,$AO$288)*$AB$16","v":0},{"$f":"COUNTIF($D$137:$AA$137,$AP$288)*$AB$16","v":0},{"$f":"COUNTIF($D$137:$AA$137,$AQ$288)*$AB$16","v":0},{"$f":"COUNTIF($D$137:$AA$137,$AR$288)*$AB$16","v":0},{"$f":"COUNTIF($D$137:$AA$137,$AS$288)*$AB$16","v":0},8,0,"","","","","","","","","",null,"","","","","","","","","",""]
[null,null,9,{"$f":"COUNTIF($D$138:$AA$138,$D$288)*$AB$17","v":0},{"$f":"COUNTIF($D$138:$AA$138,$E$288)*$AB$17","v":0},{"$f":"COUNTIF($D$138:$AA$138,$F$288)*$AB$17","v":0},{"$f":"COUNTIF($D$138:$AA$138,$G$288)*$AB$17","v":0},{"$f":"COUNTIF($D$138:$AA$138,$H$288)*$AB$17","v":0},{"$f":"COUNTIF($D$138:$AA$138,$I$288)*$AB$17","v":0},{"$f":"COUNTIF($D$138:$AA$138,$J$288)*$AB$17","v":0},{"$f":"COUNTIF($D$138:$AA$138,$K$288)*$AB$17","v":0},{"$f":"COUNTIF($D$138:$AA$138,$L$288)*$AB$17","v":0},{"$f":"COUNTIF($D$138:$AA$138,$M$288)*$AB$17","v":0},{"$f":"COUNTIF($D$138:$AA$138,$N$288)*$AB$17","v":0},{"$f":"COUNTIF($D$138:$AA$138,$O$288)*$AB$17","v":0},{"$f":"COUNTIF($D$138:$AA$138,$P$288)*$AB$17","v":0},{"$f":"COUNTIF($D$138:$AA$138,$Q$288)*$AB$17","v":0},{"$f":"COUNTIF($D$138:$AA$138,$R$288)*$AB$17","v":0},{"$f":"COUNTIF($D$138:$AA$138,$S$288)*$AB$17","v":0},{"$f":"COUNTIF($D$138:$AA$138,$T$288)*$AB$17","v":0},{"$f":"COUNTIF($D$138:$AA$138,$U$288)*$AB$17","v":0},{"$f":"COUNTIF($D$138:$AA$138,$V$288)*$AB$17","v":0},{"$f":"COUNTIF($D$138:$AA$138,$W$288)*$AB$17","v":0},{"$f":"COUNTIF($D$138:$AA$138,$X$288)*$AB$17","v":0},{"$f":"COUNTIF($D$138:$AA$138,$Y$288)*$AB$17","v":0},{"$f":"COUNTIF($D$138:$AA$138,$Z$288)*$AB$17","v":0},{"$f":"COUNTIF($D$138:$AA$138,$AA$288)*$AB$17","v":0},{"$f":"COUNTIF($D$138:$AA$138,$AB$288)*$AB$17","v":0},{"$f":"COUNTIF($D$138:$AA$138,$AC$288)*$AB$17","v":0},{"$f":"COUNTIF($D$138:$AA$138,$AD$288)*$AB$17","v":0},{"$f":"COUNTIF($D$138:$AA$138,$AE$288)*$AB$17","v":0},{"$f":"COUNTIF($D$138:$AA$138,$AF$288)*$AB$17","v":0},{"$f":"COUNTIF($D$138:$AA$138,$AG$288)*$AB$17","v":0},{"$f":"COUNTIF($D$138:$AA$138,$AH$288)*$AB$17","v":0},{"$f":"COUNTIF($D$138:$AA$138,$AI$288)*$AB$17","v":0},{"$f":"COUNTIF($D$138:$AA$138,$AJ$288)*$AB$17","v":0},{"$f":"COUNTIF($D$138:$AA$138,$AK$288)*$AB$17","v":0},{"$f":"COUNTIF($D$138:$AA$138,$AL$288)*$AB$17","v":0},{"$f":"COUNTIF($D$138:$AA$138,$AM$288)*$AB$17","v":0},{"$f":"COUNTIF($D$138:$AA$138,$AN$288)*$AB$17","v":0},{"$f":"COUNTIF($D$138:$AA$138,$AO$288)*$AB$17","v":0},{"$f":"COUNTIF($D$138:$AA$138,$AP$288)*$AB$17","v":0},{"$f":"COUNTIF($D$138:$AA$138,$AQ$288)*$AB$17","v":0},{"$f":"COUNTIF($D$138:$AA$138,$AR$288)*$AB$17","v":0},{"$f":"COUNTIF($D$138:$AA$138,$AS$288)*$AB$17","v":0},9,0,"","","","","","","","","",null,"","","","","","","","","",""]
[null,null,10,{"$f":"COUNTIF($D$139:$AA$139,$D$288)*$AB$18","v":0},{"$f":"COUNTIF($D$139:$AA$139,$E$288)*$AB$18","v":0},{"$f":"COUNTIF($D$139:$AA$139,$F$288)*$AB$18","v":0},{"$f":"COUNTIF($D$139:$AA$139,$G$288)*$AB$18","v":0},{"$f":"COUNTIF($D$139:$AA$139,$H$288)*$AB$18","v":0},{"$f":"COUNTIF($D$139:$AA$139,$I$288)*$AB$18","v":0},{"$f":"COUNTIF($D$139:$AA$139,$J$288)*$AB$18","v":0},{"$f":"COUNTIF($D$139:$AA$139,$K$288)*$AB$18","v":0},{"$f":"COUNTIF($D$139:$AA$139,$L$288)*$AB$18","v":0},{"$f":"COUNTIF($D$139:$AA$139,$M$288)*$AB$18","v":0},{"$f":"COUNTIF($D$139:$AA$139,$N$288)*$AB$18","v":0},{"$f":"COUNTIF($D$139:$AA$139,$O$288)*$AB$18","v":0},{"$f":"COUNTIF($D$139:$AA$139,$P$288)*$AB$18","v":0},{"$f":"COUNTIF($D$139:$AA$139,$Q$288)*$AB$18","v":0},{"$f":"COUNTIF($D$139:$AA$139,$R$288)*$AB$18","v":0},{"$f":"COUNTIF($D$139:$AA$139,$S$288)*$AB$18","v":0},{"$f":"COUNTIF($D$139:$AA$139,$T$288)*$AB$18","v":0},{"$f":"COUNTIF($D$139:$AA$139,$U$288)*$AB$18","v":0},{"$f":"COUNTIF($D$139:$AA$139,$V$288)*$AB$18","v":0},{"$f":"COUNTIF($D$139:$AA$139,$W$288)*$AB$18","v":0},{"$f":"COUNTIF($D$139:$AA$139,$X$288)*$AB$18","v":0},{"$f":"COUNTIF($D$139:$AA$139,$Y$288)*$AB$18","v":0},{"$f":"COUNTIF($D$139:$AA$139,$Z$288)*$AB$18","v":0},{"$f":"COUNTIF($D$139:$AA$139,$AA$288)*$AB$18","v":0},{"$f":"COUNTIF($D$139:$AA$139,$AB$288)*$AB$18","v":0},{"$f":"COUNTIF($D$139:$AA$139,$AC$288)*$AB$18","v":0},{"$f":"COUNTIF($D$139:$AA$139,$AD$288)*$AB$18","v":0},{"$f":"COUNTIF($D$139:$AA$139,$AE$288)*$AB$18","v":0},{"$f":"COUNTIF($D$139:$AA$139,$AF$288)*$AB$18","v":0},{"$f":"COUNTIF($D$139:$AA$139,$AG$288)*$AB$18","v":0},{"$f":"COUNTIF($D$139:$AA$139,$AH$288)*$AB$18","v":0},{"$f":"COUNTIF($D$139:$AA$139,$AI$288)*$AB$18","v":0},{"$f":"COUNTIF($D$139:$AA$139,$AJ$288)*$AB$18","v":0},{"$f":"COUNTIF($D$139:$AA$139,$AK$288)*$AB$18","v":0},{"$f":"COUNTIF($D$139:$AA$139,$AL$288)*$AB$18","v":0},{"$f":"COUNTIF($D$139:$AA$139,$AM$288)*$AB$18","v":0},{"$f":"COUNTIF($D$139:$AA$139,$AN$288)*$AB$18","v":0},{"$f":"COUNTIF($D$139:$AA$139,$AO$288)*$AB$18","v":0},{"$f":"COUNTIF($D$139:$AA$139,$AP$288)*$AB$18","v":0},{"$f":"COUNTIF($D$139:$AA$139,$AQ$288)*$AB$18","v":0},{"$f":"COUNTIF($D$139:$AA$139,$AR$288)*$AB$18","v":0},{"$f":"COUNTIF($D$139:$AA$139,$AS$288)*$AB$18","v":0},10,0,"","","","","","","","","",null,"","","","","","","","","",""]
[null,null,11,{"$f":"COUNTIF($D$140:$AA$140,$D$288)*$AB$19","v":0},{"$f":"COUNTIF($D$140:$AA$140,$E$288)*$AB$19","v":0},{"$f":"COUNTIF($D$140:$AA$140,$F$288)*$AB$19","v":0},{"$f":"COUNTIF($D$140:$AA$140,$G$288)*$AB$19","v":0},{"$f":"COUNTIF($D$140:$AA$140,$H$288)*$AB$19","v":0},{"$f":"COUNTIF($D$140:$AA$140,$I$288)*$AB$19","v":0},{"$f":"COUNTIF($D$140:$AA$140,$J$288)*$AB$19","v":0},{"$f":"COUNTIF($D$140:$AA$140,$K$288)*$AB$19","v":0},{"$f":"COUNTIF($D$140:$AA$140,$L$288)*$AB$19","v":0},{"$f":"COUNTIF($D$140:$AA$140,$M$288)*$AB$19","v":0},{"$f":"COUNTIF($D$140:$AA$140,$N$288)*$AB$19","v":0},{"$f":"COUNTIF($D$140:$AA$140,$O$288)*$AB$19","v":0},{"$f":"COUNTIF($D$140:$AA$140,$P$288)*$AB$19","v":0},{"$f":"COUNTIF($D$140:$AA$140,$Q$288)*$AB$19","v":0},{"$f":"COUNTIF($D$140:$AA$140,$R$288)*$AB$19","v":0},{"$f":"COUNTIF($D$140:$AA$140,$S$288)*$AB$19","v":0},{"$f":"COUNTIF($D$140:$AA$140,$T$288)*$AB$19","v":0},{"$f":"COUNTIF($D$140:$AA$140,$U$288)*$AB$19","v":0},{"$f":"COUNTIF($D$140:$AA$140,$V$288)*$AB$19","v":0},{"$f":"COUNTIF($D$140:$AA$140,$W$288)*$AB$19","v":0},{"$f":"COUNTIF($D$140:$AA$140,$X$288)*$AB$19","v":0},{"$f":"COUNTIF($D$140:$AA$140,$Y$288)*$AB$19","v":0},{"$f":"COUNTIF($D$140:$AA$140,$Z$288)*$AB$19","v":0},{"$f":"COUNTIF($D$140:$AA$140,$AA$288)*$AB$19","v":0},{"$f":"COUNTIF($D$140:$AA$140,$AB$288)*$AB$19","v":0},{"$f":"COUNTIF($D$140:$AA$140,$AC$288)*$AB$19","v":0},{"$f":"COUNTIF($D$140:$AA$140,$AD$288)*$AB$19","v":0},{"$f":"COUNTIF($D$140:$AA$140,$AE$288)*$AB$19","v":0},{"$f":"COUNTIF($D$140:$AA$140,$AF$288)*$AB$19","v":0},{"$f":"COUNTIF($D$140:$AA$140,$AG$288)*$AB$19","v":0},{"$f":"COUNTIF($D$140:$AA$140,$AH$288)*$AB$19","v":0},{"$f":"COUNTIF($D$140:$AA$140,$AI$288)*$AB$19","v":0},{"$f":"COUNTIF($D$140:$AA$140,$AJ$288)*$AB$19","v":0},{"$f":"COUNTIF($D$140:$AA$140,$AK$288)*$AB$19","v":0},{"$f":"COUNTIF($D$140:$AA$140,$AL$288)*$AB$19","v":0},{"$f":"COUNTIF($D$140:$AA$140,$AM$288)*$AB$19","v":0},{"$f":"COUNTIF($D$140:$AA$140,$AN$288)*$AB$19","v":0},{"$f":"COUNTIF($D$140:$AA$140,$AO$288)*$AB$19","v":0},{"$f":"COUNTIF($D$140:$AA$140,$AP$288)*$AB$19","v":0},{"$f":"COUNTIF($D$140:$AA$140,$AQ$288)*$AB$19","v":0},{"$f":"COUNTIF($D$140:$AA$140,$AR$288)*$AB$19","v":0},{"$f":"COUNTIF($D$140:$AA$140,$AS$288)*$AB$19","v":0},11,0,"","","","","","","","","",null,"","","","","","","","","",""]
[null,null,12,{"$f":"COUNTIF($D$141:$AA$141,$D$288)*$AB$20","v":0},{"$f":"COUNTIF($D$141:$AA$141,$E$288)*$AB$20","v":0},{"$f":"COUNTIF($D$141:$AA$141,$F$288)*$AB$20","v":0},{"$f":"COUNTIF($D$141:$AA$141,$G$288)*$AB$20","v":0},{"$f":"COUNTIF($D$141:$AA$141,$H$288)*$AB$20","v":0},{"$f":"COUNTIF($D$141:$AA$141,$I$288)*$AB$20","v":0},{"$f":"COUNTIF($D$141:$AA$141,$J$288)*$AB$20","v":0},{"$f":"COUNTIF($D$141:$AA$141,$K$288)*$AB$20","v":0},{"$f":"COUNTIF($D$141:$AA$141,$L$288)*$AB$20","v":0},{"$f":"COUNTIF($D$141:$AA$141,$M$288)*$AB$20","v":0},{"$f":"COUNTIF($D$141:$AA$141,$N$288)*$AB$20","v":0},{"$f":"COUNTIF($D$141:$AA$141,$O$288)*$AB$20","v":0},{"$f":"COUNTIF($D$141:$AA$141,$P$288)*$AB$20","v":0},{"$f":"COUNTIF($D$141:$AA$141,$Q$288)*$AB$20","v":0},{"$f":"COUNTIF($D$141:$AA$141,$R$288)*$AB$20","v":0},{"$f":"COUNTIF($D$141:$AA$141,$S$288)*$AB$20","v":0},{"$f":"COUNTIF($D$141:$AA$141,$T$288)*$AB$20","v":0},{"$f":"COUNTIF($D$141:$AA$141,$U$288)*$AB$20","v":0},{"$f":"COUNTIF($D$141:$AA$141,$V$288)*$AB$20","v":0},{"$f":"COUNTIF($D$141:$AA$141,$W$288)*$AB$20","v":0},{"$f":"COUNTIF($D$141:$AA$141,$X$288)*$AB$20","v":0},{"$f":"COUNTIF($D$141:$AA$141,$Y$288)*$AB$20","v":0},{"$f":"COUNTIF($D$141:$AA$141,$Z$288)*$AB$20","v":0},{"$f":"COUNTIF($D$141:$AA$141,$AA$288)*$AB$20","v":0},{"$f":"COUNTIF($D$141:$AA$141,$AB$288)*$AB$20","v":0},{"$f":"COUNTIF($D$141:$AA$141,$AC$288)*$AB$20","v":0},{"$f":"COUNTIF($D$141:$AA$141,$AD$288)*$AB$20","v":0},{"$f":"COUNTIF($D$141:$AA$141,$AE$288)*$AB$20","v":0},{"$f":"COUNTIF($D$141:$AA$141,$AF$288)*$AB$20","v":0},{"$f":"COUNTIF($D$141:$AA$141,$AG$288)*$AB$20","v":0},{"$f":"COUNTIF($D$141:$AA$141,$AH$288)*$AB$20","v":0},{"$f":"COUNTIF($D$141:$AA$141,$AI$288)*$AB$20","v":0},{"$f":"COUNTIF($D$141:$AA$141,$AJ$288)*$AB$20","v":0},{"$f":"COUNTIF($D$141:$AA$141,$AK$288)*$AB$20","v":0},{"$f":"COUNTIF($D$141:$AA$141,$AL$288)*$AB$20","v":0},{"$f":"COUNTIF($D$141:$AA$141,$AM$288)*$AB$20","v":0},{"$f":"COUNTIF($D$141:$AA$141,$AN$288)*$AB$20","v":0},{"$f":"COUNTIF($D$141:$AA$141,$AO$288)*$AB$20","v":0},{"$f":"COUNTIF($D$141:$AA$141,$AP$288)*$AB$20","v":0},{"$f":"COUNTIF($D$141:$AA$141,$AQ$288)*$AB$20","v":0},{"$f":"COUNTIF($D$141:$AA$141,$AR$288)*$AB$20","v":0},{"$f":"COUNTIF($D$141:$AA$141,$AS$288)*$AB$20","v":0},12,0,"","","","","","","","","",null,"","","","","","","","","",""]
[null,null,1,{"$f":"COUNTIF($D$142:$AA$142,$D$288)*$AB$21","v":0},{"$f":"COUNTIF($D$142:$AA$142,$E$288)*$AB$21","v":0},{"$f":"COUNTIF($D$142:$AA$142,$F$288)*$AB$21","v":0},{"$f":"COUNTIF($D$142:$AA$142,$G$288)*$AB$21","v":0},{"$f":"COUNTIF($D$142:$AA$142,$H$288)*$AB$21","v":0},{"$f":"COUNTIF($D$142:$AA$142,$I$288)*$AB$21","v":0},{"$f":"COUNTIF($D$142:$AA$142,$J$288)*$AB$21","v":0},{"$f":"COUNTIF($D$142:$AA$142,$K$288)*$AB$21","v":0},{"$f":"COUNTIF($D$142:$AA$142,$L$288)*$AB$21","v":0},{"$f":"COUNTIF($D$142:$AA$142,$M$288)*$AB$21","v":0},{"$f":"COUNTIF($D$142:$AA$142,$N$288)*$AB$21","v":0},{"$f":"COUNTIF($D$142:$AA$142,$O$288)*$AB$21","v":0},{"$f":"COUNTIF($D$142:$AA$142,$P$288)*$AB$21","v":0},{"$f":"COUNTIF($D$142:$AA$142,$Q$288)*$AB$21","v":0},{"$f":"COUNTIF($D$142:$AA$142,$R$288)*$AB$21","v":0},{"$f":"COUNTIF($D$142:$AA$142,$S$288)*$AB$21","v":0},{"$f":"COUNTIF($D$142:$AA$142,$T$288)*$AB$21","v":0},{"$f":"COUNTIF($D$142:$AA$142,$U$288)*$AB$21","v":0},{"$f":"COUNTIF($D$142:$AA$142,$V$288)*$AB$21","v":0},{"$f":"COUNTIF($D$142:$AA$142,$W$288)*$AB$21","v":0},{"$f":"COUNTIF($D$142:$AA$142,$X$288)*$AB$21","v":0},{"$f":"COUNTIF($D$142:$AA$142,$Y$288)*$AB$21","v":0},{"$f":"COUNTIF($D$142:$AA$142,$Z$288)*$AB$21","v":0},{"$f":"COUNTIF($D$142:$AA$142,$AA$288)*$AB$21","v":0},{"$f":"COUNTIF($D$142:$AA$142,$AB$288)*$AB$21","v":0},{"$f":"COUNTIF($D$142:$AA$142,$AC$288)*$AB$21","v":0},{"$f":"COUNTIF($D$142:$AA$142,$AD$288)*$AB$21","v":0},{"$f":"COUNTIF($D$142:$AA$142,$AE$288)*$AB$21","v":0},{"$f":"COUNTIF($D$142:$AA$142,$AF$288)*$AB$21","v":0},{"$f":"COUNTIF($D$142:$AA$142,$AG$288)*$AB$21","v":0},{"$f":"COUNTIF($D$142:$AA$142,$AH$288)*$AB$21","v":0},{"$f":"COUNTIF($D$142:$AA$142,$AI$288)*$AB$21","v":0},{"$f":"COUNTIF($D$142:$AA$142,$AJ$288)*$AB$21","v":0},{"$f":"COUNTIF($D$142:$AA$142,$AK$288)*$AB$21","v":0},{"$f":"COUNTIF($D$142:$AA$142,$AL$288)*$AB$21","v":0},{"$f":"COUNTIF($D$142:$AA$142,$AM$288)*$AB$21","v":0},{"$f":"COUNTIF($D$142:$AA$142,$AN$288)*$AB$21","v":0},{"$f":"COUNTIF($D$142:$AA$142,$AO$288)*$AB$21","v":0},{"$f":"COUNTIF($D$142:$AA$142,$AP$288)*$AB$21","v":0},{"$f":"COUNTIF($D$142:$AA$142,$AQ$288)*$AB$21","v":0},{"$f":"COUNTIF($D$142:$AA$142,$AR$288)*$AB$21","v":0},{"$f":"COUNTIF($D$142:$AA$142,$AS$288)*$AB$21","v":0},1,0,"","","","","","","","","",null,"","","","","","","","","",""]
[null,null,2,{"$f":"COUNTIF($D$143:$AA$143,$D$288)*$AB$22","v":0},{"$f":"COUNTIF($D$143:$AA$143,$E$288)*$AB$22","v":0},{"$f":"COUNTIF($D$143:$AA$143,$F$288)*$AB$22","v":0},{"$f":"COUNTIF($D$143:$AA$143,$G$288)*$AB$22","v":0},{"$f":"COUNTIF($D$143:$AA$143,$H$288)*$AB$22","v":0},{"$f":"COUNTIF($D$143:$AA$143,$I$288)*$AB$22","v":0},{"$f":"COUNTIF($D$143:$AA$143,$J$288)*$AB$22","v":0},{"$f":"COUNTIF($D$143:$AA$143,$K$288)*$AB$22","v":0},{"$f":"COUNTIF($D$143:$AA$143,$L$288)*$AB$22","v":0},{"$f":"COUNTIF($D$143:$AA$143,$M$288)*$AB$22","v":0},{"$f":"COUNTIF($D$143:$AA$143,$N$288)*$AB$22","v":0},{"$f":"COUNTIF($D$143:$AA$143,$O$288)*$AB$22","v":0},{"$f":"COUNTIF($D$143:$AA$143,$P$288)*$AB$22","v":0},{"$f":"COUNTIF($D$143:$AA$143,$Q$288)*$AB$22","v":0},{"$f":"COUNTIF($D$143:$AA$143,$R$288)*$AB$22","v":0},{"$f":"COUNTIF($D$143:$AA$143,$S$288)*$AB$22","v":0},{"$f":"COUNTIF($D$143:$AA$143,$T$288)*$AB$22","v":0},{"$f":"COUNTIF($D$143:$AA$143,$U$288)*$AB$22","v":0},{"$f":"COUNTIF($D$143:$AA$143,$V$288)*$AB$22","v":0},{"$f":"COUNTIF($D$143:$AA$143,$W$288)*$AB$22","v":0},{"$f":"COUNTIF($D$143:$AA$143,$X$288)*$AB$22","v":0},{"$f":"COUNTIF($D$143:$AA$143,$Y$288)*$AB$22","v":0},{"$f":"COUNTIF($D$143:$AA$143,$Z$288)*$AB$22","v":0},{"$f":"COUNTIF($D$143:$AA$143,$AA$288)*$AB$22","v":0},{"$f":"COUNTIF($D$143:$AA$143,$AB$288)*$AB$22","v":0},{"$f":"COUNTIF($D$143:$AA$143,$AC$288)*$AB$22","v":0},{"$f":"COUNTIF($D$143:$AA$143,$AD$288)*$AB$22","v":0},{"$f":"COUNTIF($D$143:$AA$143,$AE$288)*$AB$22","v":0},{"$f":"COUNTIF($D$143:$AA$143,$AF$288)*$AB$22","v":0},{"$f":"COUNTIF($D$143:$AA$143,$AG$288)*$AB$22","v":0},{"$f":"COUNTIF($D$143:$AA$143,$AH$288)*$AB$22","v":0},{"$f":"COUNTIF($D$143:$AA$143,$AI$288)*$AB$22","v":0},{"$f":"COUNTIF($D$143:$AA$143,$AJ$288)*$AB$22","v":0},{"$f":"COUNTIF($D$143:$AA$143,$AK$288)*$AB$22","v":0},{"$f":"COUNTIF($D$143:$AA$143,$AL$288)*$AB$22","v":0},{"$f":"COUNTIF($D$143:$AA$143,$AM$288)*$AB$22","v":0},{"$f":"COUNTIF($D$143:$AA$143,$AN$288)*$AB$22","v":0},{"$f":"COUNTIF($D$143:$AA$143,$AO$288)*$AB$22","v":0},{"$f":"COUNTIF($D$143:$AA$143,$AP$288)*$AB$22","v":0},{"$f":"COUNTIF($D$143:$AA$143,$AQ$288)*$AB$22","v":0},{"$f":"COUNTIF($D$143:$AA$143,$AR$288)*$AB$22","v":0},{"$f":"COUNTIF($D$143:$AA$143,$AS$288)*$AB$22","v":0},2,0,"","","","","","","","","",null,"","","","","","","","","",""]
[null,null,3,{"$f":"COUNTIF($D$144:$AA$144,$D$288)*$AB$23","v":0},{"$f":"COUNTIF($D$144:$AA$144,$E$288)*$AB$23","v":0},{"$f":"COUNTIF($D$144:$AA$144,$F$288)*$AB$23","v":0},{"$f":"COUNTIF($D$144:$AA$144,$G$288)*$AB$23","v":0},{"$f":"COUNTIF($D$144:$AA$144,$H$288)*$AB$23","v":0},{"$f":"COUNTIF($D$144:$AA$144,$I$288)*$AB$23","v":0},{"$f":"COUNTIF($D$144:$AA$144,$J$288)*$AB$23","v":0},{"$f":"COUNTIF($D$144:$AA$144,$K$288)*$AB$23","v":0},{"$f":"COUNTIF($D$144:$AA$144,$L$288)*$AB$23","v":0},{"$f":"COUNTIF($D$144:$AA$144,$M$288)*$AB$23","v":0},{"$f":"COUNTIF($D$144:$AA$144,$N$288)*$AB$23","v":0},{"$f":"COUNTIF($D$144:$AA$144,$O$288)*$AB$23","v":0},{"$f":"COUNTIF($D$144:$AA$144,$P$288)*$AB$23","v":0},{"$f":"COUNTIF($D$144:$AA$144,$Q$288)*$AB$23","v":0},{"$f":"COUNTIF($D$144:$AA$144,$R$288)*$AB$23","v":0},{"$f":"COUNTIF($D$144:$AA$144,$S$288)*$AB$23","v":0},{"$f":"COUNTIF($D$144:$AA$144,$T$288)*$AB$23","v":0},{"$f":"COUNTIF($D$144:$AA$144,$U$288)*$AB$23","v":0},{"$f":"COUNTIF($D$144:$AA$144,$V$288)*$AB$23","v":0},{"$f":"COUNTIF($D$144:$AA$144,$W$288)*$AB$23","v":0},{"$f":"COUNTIF($D$144:$AA$144,$X$288)*$AB$23","v":0},{"$f":"COUNTIF($D$144:$AA$144,$Y$288)*$AB$23","v":0},{"$f":"COUNTIF($D$144:$AA$144,$Z$288)*$AB$23","v":0},{"$f":"COUNTIF($D$144:$AA$144,$AA$288)*$AB$23","v":0},{"$f":"COUNTIF($D$144:$AA$144,$AB$288)*$AB$23","v":0},{"$f":"COUNTIF($D$144:$AA$144,$AC$288)*$AB$23","v":0},{"$f":"COUNTIF($D$144:$AA$144,$AD$288)*$AB$23","v":0},{"$f":"COUNTIF($D$144:$AA$144,$AE$288)*$AB$23","v":0},{"$f":"COUNTIF($D$144:$AA$144,$AF$288)*$AB$23","v":0},{"$f":"COUNTIF($D$144:$AA$144,$AG$288)*$AB$23","v":0},{"$f":"COUNTIF($D$144:$AA$144,$AH$288)*$AB$23","v":0},{"$f":"COUNTIF($D$144:$AA$144,$AI$288)*$AB$23","v":0},{"$f":"COUNTIF($D$144:$AA$144,$AJ$288)*$AB$23","v":0},{"$f":"COUNTIF($D$144:$AA$144,$AK$288)*$AB$23","v":0},{"$f":"COUNTIF($D$144:$AA$144,$AL$288)*$AB$23","v":0},{"$f":"COUNTIF($D$144:$AA$144,$AM$288)*$AB$23","v":0},{"$f":"COUNTIF($D$144:$AA$144,$AN$288)*$AB$23","v":0},{"$f":"COUNTIF($D$144:$AA$144,$AO$288)*$AB$23","v":0},{"$f":"COUNTIF($D$144:$AA$144,$AP$288)*$AB$23","v":0},{"$f":"COUNTIF($D$144:$AA$144,$AQ$288)*$AB$23","v":0},{"$f":"COUNTIF($D$144:$AA$144,$AR$288)*$AB$23","v":0},{"$f":"COUNTIF($D$144:$AA$144,$AS$288)*$AB$23","v":0},3,0,"","","","","","","","","",null,"","","","","","","","","",""]
[null,null,"暖房運転時間",{"$f":"SUM($D$289:$D$300)","v":0},{"$f":"SUM($E$289:$E$300)","v":0},{"$f":"SUM($F$289:$F$300)","v":0},{"$f":"SUM($G$289:$G$300)","v":0},{"$f":"SUM($H$289:$H$300)","v":0},{"$f":"SUM($I$289:$I$300)","v":0},{"$f":"SUM($J$289:$J$300)","v":0},{"$f":"SUM($K$289:$K$300)","v":0},{"$f":"SUM($L$289:$L$300)","v":0},{"$f":"SUM($M$289:$M$300)","v":0},{"$f":"SUM($N$289:$N$300)","v":0},{"$f":"SUM($O$289:$O$300)","v":0},{"$f":"SUM($P$289:$P$300)","v":0},{"$f":"SUM($Q$289:$Q$300)","v":0},{"$f":"SUM($R$289:$R$300)","v":0},{"$f":"SUM($S$289:$S$300)","v":0},{"$f":"SUM($T$289:$T$300)","v":0},{"$f":"SUM($U$289:$U$300)","v":0},{"$f":"SUM($V$289:$V$300)","v":0},{"$f":"SUM($W$289:$W$300)","v":0},{"$f":"SUM($X$289:$X$300)","v":0},{"$f":"SUM($Y$289:$Y$300)","v":0},{"$f":"SUM($Z$289:$Z$300)","v":0},{"$f":"SUM($AA$289:$AA$300)","v":0},{"$f":"SUM($AB$289:$AB$300)","v":0},{"$f":"SUM($AC$289:$AC$300)","v":0},{"$f":"SUM($AD$289:$AD$300)","v":0},{"$f":"SUM($AE$289:$AE$300)","v":0},{"$f":"SUM($AF$289:$AF$300)","v":0},{"$f":"SUM($AG$289:$AG$300)","v":0},{"$f":"SUM($AH$289:$AH$300)","v":0},{"$f":"SUM($AI$289:$AI$300)","v":0},{"$f":"SUM($AJ$289:$AJ$300)","v":0},{"$f":"SUM($AK$289:$AK$300)","v":0},{"$f":"SUM($AL$289:$AL$300)","v":0},{"$f":"SUM($AM$289:$AM$300)","v":0},{"$f":"SUM($AN$289:$AN$300)","v":0},{"$f":"SUM($AO$289:$AO$300)","v":0},{"$f":"SUM($AP$289:$AP$300)","v":0},{"$f":"SUM($AQ$289:$AQ$300)","v":0},{"$f":"SUM($AR$289:$AR$300)","v":0},{"$f":"SUM($AS$289:$AS$300)","v":0},"暖房運転時間",{"$f":"SUM(AU289:AU300)","v":0},0,0,0,0,0,0,0,0,0,null,{"$f":"SUM(BF289:BF300)","v":0},{"$f":"SUM(BG289:BG300)","v":0},0,0,0,0,0,0,0,0]
[null,null,"暖房空調負荷率",{"$f":"IF((1/(0-$M$26))*$D$288+1<0,0,IF((1/(0-$M$26))*$D$288+1>1,1,(1/(0-$M$26))*$D$288+1))","v":1},{"$f":"IF((1/(0-$M$26))*$E$288+1<0,0,IF((1/(0-$M$26))*$E$288+1>1,1,(1/(0-$M$26))*$E$288+1))","v":1},{"$f":"IF((1/(0-$M$26))*$F$288+1<0,0,IF((1/(0-$M$26))*$F$288+1>1,1,(1/(0-$M$26))*$F$288+1))","v":1},{"$f":"IF((1/(0-$M$26))*$G$288+1<0,0,IF((1/(0-$M$26))*$G$288+1>1,1,(1/(0-$M$26))*$G$288+1))","v":1},{"$f":"IF((1/(0-$M$26))*$H$288+1<0,0,IF((1/(0-$M$26))*$H$288+1>1,1,(1/(0-$M$26))*$H$288+1))","v":1},{"$f":"IF((1/(0-$M$26))*$I$288+1<0,0,IF((1/(0-$M$26))*$I$288+1>1,1,(1/(0-$M$26))*$I$288+1))","v":1},{"$f":"IF((1/(0-$M$26))*$J$288+1<0,0,IF((1/(0-$M$26))*$J$288+1>1,1,(1/(0-$M$26))*$J$288+1))","v":1},{"$f":"IF((1/(0-$M$26))*$K$288+1<0,0,IF((1/(0-$M$26))*$K$288+1>1,1,(1/(0-$M$26))*$K$288+1))","v":0.91666666666666663},{"$f":"IF((1/(0-$M$26))*$L$288+1<0,0,IF((1/(0-$M$26))*$L$288+1>1,1,(1/(0-$M$26))*$L$288+1))","v":0.83333333333333337},{"$f":"IF((1/(0-$M$26))*$M$288+1<0,0,IF((1/(0-$M$26))*$M$288+1>1,1,(1/(0-$M$26))*$M$288+1))","v":0.75},{"$f":"IF((1/(0-$M$26))*$N$288+1<0,0,IF((1/(0-$M$26))*$N$288+1>1,1,(1/(0-$M$26))*$N$288+1))","v":0.66666666666666674},{"$f":"IF((1/(0-$M$26))*$O$288+1<0,0,IF((1/(0-$M$26))*$O$288+1>1,1,(1/(0-$M$26))*$O$288+1))","v":0.58333333333333337},{"$f":"IF((1/(0-$M$26))*$P$288+1<0,0,IF((1/(0-$M$26))*$P$288+1>1,1,(1/(0-$M$26))*$P$288+1))","v":0.5},{"$f":"IF((1/(0-$M$26))*$Q$288+1<0,0,IF((1/(0-$M$26))*$Q$288+1>1,1,(1/(0-$M$26))*$Q$288+1))","v":0.41666666666666674},{"$f":"IF((1/(0-$M$26))*$R$288+1<0,0,IF((1/(0-$M$26))*$R$288+1>1,1,(1/(0-$M$26))*$R$288+1))","v":0.33333333333333337},{"$f":"IF((1/(0-$M$26))*$S$288+1<0,0,IF((1/(0-$M$26))*$S$288+1>1,1,(1/(0-$M$26))*$S$288+1))","v":0.25},{"$f":"IF((1/(0-$M$26))*$T$288+1<0,0,IF((1/(0-$M$26))*$T$288+1>1,1,(1/(0-$M$26))*$T$288+1))","v":0.16666666666666674},{"$f":"IF((1/(0-$M$26))*$U$288+1<0,0,IF((1/(0-$M$26))*$U$288+1>1,1,(1/(0-$M$26))*$U$288+1))","v":8.333333333333337E-2},{"$f":"IF((1/(0-$M$26))*$V$288+1<0,0,IF((1/(0-$M$26))*$V$288+1>1,1,(1/(0-$M$26))*$V$288+1))","v":0},{"$f":"IF((1/(0-$M$26))*$W$288+1<0,0,IF((1/(0-$M$26))*$W$288+1>1,1,(1/(0-$M$26))*$W$288+1))","v":0},{"$f":"IF((1/(0-$M$26))*$X$288+1<0,0,IF((1/(0-$M$26))*$X$288+1>1,1,(1/(0-$M$26))*$X$288+1))","v":0},{"$f":"IF((1/(0-$M$26))*$Y$288+1<0,0,IF((1/(0-$M$26))*$Y$288+1>1,1,(1/(0-$M$26))*$Y$288+1))","v":0},{"$f":"IF((1/(0-$M$26))*$Z$288+1<0,0,IF((1/(0-$M$26))*$Z$288+1>1,1,(1/(0-$M$26))*$Z$288+1))","v":0},{"$f":"IF((1/(0-$M$26))*$AA$288+1<0,0,IF((1/(0-$M$26))*$AA$288+1>1,1,(1/(0-$M$26))*$AA$288+1))","v":0},{"$f":"IF((1/(0-$M$26))*$AB$288+1<0,0,IF((1/(0-$M$26))*$AB$288+1>1,1,(1/(0-$M$26))*$AB$288+1))","v":0},{"$f":"IF((1/(0-$M$26))*$AC$288+1<0,0,IF((1/(0-$M$26))*$AC$288+1>1,1,(1/(0-$M$26))*$AC$288+1))","v":0},{"$f":"IF((1/(0-$M$26))*$AD$288+1<0,0,IF((1/(0-$M$26))*$AD$288+1>1,1,(1/(0-$M$26))*$AD$288+1))","v":0},{"$f":"IF((1/(0-$M$26))*$AE$288+1<0,0,IF((1/(0-$M$26))*$AE$288+1>1,1,(1/(0-$M$26))*$AE$288+1))","v":0},{"$f":"IF((1/(0-$M$26))*$AF$288+1<0,0,IF((1/(0-$M$26))*$AF$288+1>1,1,(1/(0-$M$26))*$AF$288+1))","v":0},{"$f":"IF((1/(0-$M$26))*$AG$288+1<0,0,IF((1/(0-$M$26))*$AG$288+1>1,1,(1/(0-$M$26))*$AG$288+1))","v":0},{"$f":"IF((1/(0-$M$26))*$AH$288+1<0,0,IF((1/(0-$M$26))*$AH$288+1>1,1,(1/(0-$M$26))*$AH$288+1))","v":0},{"$f":"IF((1/(0-$M$26))*$AI$288+1<0,0,IF((1/(0-$M$26))*$AI$288+1>1,1,(1/(0-$M$26))*$AI$288+1))","v":0},{"$f":"IF((1/(0-$M$26))*$AJ$288+1<0,0,IF((1/(0-$M$26))*$AJ$288+1>1,1,(1/(0-$M$26))*$AJ$288+1))","v":0},{"$f":"IF((1/(0-$M$26))*$AK$288+1<0,0,IF((1/(0-$M$26))*$AK$288+1>1,1,(1/(0-$M$26))*$AK$288+1))","v":0},{"$f":"IF((1/(0-$M$26))*$AL$288+1<0,0,IF((1/(0-$M$26))*$AL$288+1>1,1,(1/(0-$M$26))*$AL$288+1))","v":0},{"$f":"IF((1/(0-$M$26))*$AM$288+1<0,0,IF((1/(0-$M$26))*$AM$288+1>1,1,(1/(0-$M$26))*$AM$288+1))","v":0},{"$f":"IF((1/(0-$M$26))*$AN$288+1<0,0,IF((1/(0-$M$26))*$AN$288+1>1,1,(1/(0-$M$26))*$AN$288+1))","v":0},{"$f":"IF((1/(0-$M$26))*$AO$288+1<0,0,IF((1/(0-$M$26))*$AO$288+1>1,1,(1/(0-$M$26))*$AO$288+1))","v":0},{"$f":"IF((1/(0-$M$26))*$AP$288+1<0,0,IF((1/(0-$M$26))*$AP$288+1>1,1,(1/(0-$M$26))*$AP$288+1))","v":0},{"$f":"IF((1/(0-$M$26))*$AQ$288+1<0,0,IF((1/(0-$M$26))*$AQ$288+1>1,1,(1/(0-$M$26))*$AQ$288+1))","v":0},{"$f":"IF((1/(0-$M$26))*$AR$288+1<0,0,IF((1/(0-$M$26))*$AR$288+1>1,1,(1/(0-$M$26))*$AR$288+1))","v":0},{"$f":"IF((1/(0-$M$26))*$AS$288+1<0,0,IF((1/(0-$M$26))*$AS$288+1>1,1,(1/(0-$M$26))*$AS$288+1))","v":0},"暖房空調負荷率","αw"]
[]
[null,"前1","暖房時消費電力比",{"$f":"$D$302/$D$308","v":1.3218884120171677},{"$f":"$E$302/$E$308","v":1.2923748635583974},{"$f":"$F$302/$F$308","v":1.2649778245508532},{"$f":"$G$302/$G$308","v":1.2394775036284473},{"$f":"$H$302/$H$308","v":1.2156835238830048},{"$f":"$I$302/$I$308","v":1.1934301615311524},{"$f":"$J$302/$J$308","v":1.1725724804417856},{"$f":"$K$302/$K$308","v":1.056901240863505},{"$f":"$L$302/$L$308","v":0.94545829466955389},{"$f":"$M$302/$M$308","v":0.83788006249248892},{"$f":"$N$302/$N$308","v":0.73384348774266428},{"$f":"$O$302/$O$308","v":0.63306054406304468},{"$f":"$P$302/$P$308","v":0.50659824046920821},{"$f":"$Q$302/$Q$308","v":0.41666666666666674},{"$f":"$R$302/$R$308","v":0.32915506035283199},{"$f":"$S$302/$S$308","v":0.24388586956521743},{"$f":"$T$302/$T$308","v":0.16069849690539356},{"$f":"$U$302/$U$308","v":7.9447322970639084E-2},{"$f":"$V$302/$V$308","v":0},{"$f":"$W$302/$W$308","v":0},{"$f":"$X$302/$X$308","v":0},{"$f":"$Y$302/$Y$308","v":0},{"$f":"$Z$302/$Z$308","v":0},{"$f":"$AA$302/$AA$308","v":0},{"$f":"$AB$302/$AB$308","v":0},{"$f":"$AC$302/$AC$308","v":0},{"$f":"$AD$302/$AD$308","v":0},{"$f":"$AE$302/$AE$308","v":0},{"$f":"$AF$302/$AF$308","v":0},{"$f":"$AG$302/$AG$308","v":0},{"$f":"$AH$302/$AH$308","v":0},{"$f":"$AI$302/$AI$308","v":0},{"$f":"$AJ$302/$AJ$308","v":0},{"$f":"$AK$302/$AK$308","v":0},{"$f":"$AL$302/$AL$308","v":0},{"$f":"$AM$302/$AM$308","v":0},{"$f":"$AN$302/$AN$308","v":0},{"$f":"$AO$302/$AO$308","v":0},{"$f":"$AP$302/$AP$308","v":0},{"$f":"$AQ$302/$AQ$308","v":0},{"$f":"$AR$302/$AR$308","v":0},{"$f":"$AS$302/$AS$308","v":0},"暖房時消費電力比","εw"]
[null,null,"暖房能力",{"$f":"($Q$32-0.64*$Q$32)/14*($D$288-7)+$Q$32","v":16.642857142857142},{"$f":"($Q$32-0.64*$Q$32)/14*($E$288-7)+$Q$32","v":17.285714285714285},{"$f":"($Q$32-0.64*$Q$32)/14*($F$288-7)+$Q$32","v":17.928571428571427},{"$f":"($Q$32-0.64*$Q$32)/14*($G$288-7)+$Q$32","v":18.571428571428569},{"$f":"($Q$32-0.64*$Q$32)/14*($H$288-7)+$Q$32","v":19.214285714285715},{"$f":"($Q$32-0.64*$Q$32)/14*($I$288-7)+$Q$32","v":19.857142857142858},{"$f":"($Q$32-0.64*$Q$32)/14*($J$288-7)+$Q$32","v":20.5},{"$f":"($Q$32-0.64*$Q$32)/14*($K$288-7)+$Q$32","v":21.142857142857142},{"$f":"($Q$32-0.64*$Q$32)/14*($L$288-7)+$Q$32","v":21.785714285714285},{"$f":"($Q$32-0.64*$Q$32)/14*($M$288-7)+$Q$32","v":22.428571428571427},{"$f":"($Q$32-0.64*$Q$32)/14*($N$288-7)+$Q$32","v":23.071428571428569},{"$f":"($Q$32-0.64*$Q$32)/14*($O$288-7)+$Q$32","v":23.714285714285715},{"$f":"($Q$32-0.64*$Q$32)/14*($P$288-7)+$Q$32","v":24.357142857142858},{"$f":"($Q$32-0.64*$Q$32)/14*($Q$288-7)+$Q$32","v":25},{"$f":"($Q$32-0.64*$Q$32)/14*($R$288-7)+$Q$32","v":25.642857142857142},{"$f":"($Q$32-0.64*$Q$32)/14*($S$288-7)+$Q$32","v":26.285714285714285},{"$f":"($Q$32-0.64*$Q$32)/14*($T$288-7)+$Q$32","v":26.928571428571431},{"$f":"($Q$32-0.64*$Q$32)/14*($U$288-7)+$Q$32","v":27.571428571428573},{"$f":"($Q$32-0.64*$Q$32)/14*($V$288-7)+$Q$32","v":28.214285714285715},{"$f":"($Q$32-0.64*$Q$32)/14*($W$288-7)+$Q$32","v":28.857142857142858},{"$f":"($Q$32-0.64*$Q$32)/14*($X$288-7)+$Q$32","v":29.5},{"$f":"($Q$32-0.64*$Q$32)/14*($Y$288-7)+$Q$32","v":30.142857142857142},{"$f":"($Q$32-0.64*$Q$32)/14*($Z$288-7)+$Q$32","v":30.785714285714285},{"$f":"($Q$32-0.64*$Q$32)/14*($AA$288-7)+$Q$32","v":31.428571428571431},{"$f":"($Q$32-0.64*$Q$32)/14*($AB$288-7)+$Q$32","v":32.071428571428569},{"$f":"($Q$32-0.64*$Q$32)/14*($AC$288-7)+$Q$32","v":32.714285714285715},{"$f":"($Q$32-0.64*$Q$32)/14*($AD$288-7)+$Q$32","v":33.357142857142861},{"$f":"($Q$32-0.64*$Q$32)/14*($AE$288-7)+$Q$32","v":34},{"$f":"($Q$32-0.64*$Q$32)/14*($AF$288-7)+$Q$32","v":34.642857142857146},{"$f":"($Q$32-0.64*$Q$32)/14*($AG$288-7)+$Q$32","v":35.285714285714285},{"$f":"($Q$32-0.64*$Q$32)/14*($AH$288-7)+$Q$32","v":35.928571428571431},{"$f":"($Q$32-0.64*$Q$32)/14*($AI$288-7)+$Q$32","v":36.571428571428569},{"$f":"($Q$32-0.64*$Q$32)/14*($AJ$288-7)+$Q$32","v":37.214285714285715},{"$f":"($Q$32-0.64*$Q$32)/14*($AK$288-7)+$Q$32","v":37.857142857142861},{"$f":"($Q$32-0.64*$Q$32)/14*($AL$288-7)+$Q$32","v":38.5},{"$f":"($Q$32-0.64*$Q$32)/14*($AM$288-7)+$Q$32","v":39.142857142857146},{"$f":"($Q$32-0.64*$Q$32)/14*($AN$288-7)+$Q$32","v":39.785714285714285},{"$f":"($Q$32-0.64*$Q$32)/14*($AO$288-7)+$Q$32","v":40.428571428571431},{"$f":"($Q$32-0.64*$Q$32)/14*($AP$288-7)+$Q$32","v":41.071428571428569},{"$f":"($Q$32-0.64*$Q$32)/14*($AQ$288-7)+$Q$32","v":41.714285714285715},{"$f":"($Q$32-0.64*$Q$32)/14*($AR$288-7)+$Q$32","v":42.357142857142861},{"$f":"($Q$32-0.64*$Q$32)/14*($AS$288-7)+$Q$32","v":43},"暖房能力","Φw"]
[null,null,"暖房消費電力",{"$f":"($Q$33-0.82*$Q$33)/14*($D$288-7)+$Q$33","v":5.330285714285715},{"$f":"($Q$33-0.82*$Q$33)/14*($E$288-7)+$Q$33","v":5.4125714285714288},{"$f":"($Q$33-0.82*$Q$33)/14*($F$288-7)+$Q$33","v":5.4948571428571427},{"$f":"($Q$33-0.82*$Q$33)/14*($G$288-7)+$Q$33","v":5.5771428571428574},{"$f":"($Q$33-0.82*$Q$33)/14*($H$288-7)+$Q$33","v":5.6594285714285721},{"$f":"($Q$33-0.82*$Q$33)/14*($I$288-7)+$Q$33","v":5.741714285714286},{"$f":"($Q$33-0.82*$Q$33)/14*($J$288-7)+$Q$33","v":5.8239999999999998},{"$f":"($Q$33-0.82*$Q$33)/14*($K$288-7)+$Q$33","v":5.9062857142857146},{"$f":"($Q$33-0.82*$Q$33)/14*($L$288-7)+$Q$33","v":5.9885714285714293},{"$f":"($Q$33-0.82*$Q$33)/14*($M$288-7)+$Q$33","v":6.0708571428571432},{"$f":"($Q$33-0.82*$Q$33)/14*($N$288-7)+$Q$33","v":6.153142857142857},{"$f":"($Q$33-0.82*$Q$33)/14*($O$288-7)+$Q$33","v":6.2354285714285718},{"$f":"($Q$33-0.82*$Q$33)/14*($P$288-7)+$Q$33","v":6.3177142857142865},{"$f":"($Q$33-0.82*$Q$33)/14*($Q$288-7)+$Q$33","v":6.4},{"$f":"($Q$33-0.82*$Q$33)/14*($R$288-7)+$Q$33","v":6.4822857142857142},{"$f":"($Q$33-0.82*$Q$33)/14*($S$288-7)+$Q$33","v":6.5645714285714289},{"$f":"($Q$33-0.82*$Q$33)/14*($T$288-7)+$Q$33","v":6.6468571428571437},{"$f":"($Q$33-0.82*$Q$33)/14*($U$288-7)+$Q$33","v":6.7291428571428575},{"$f":"($Q$33-0.82*$Q$33)/14*($V$288-7)+$Q$33","v":6.8114285714285714},{"$f":"($Q$33-0.82*$Q$33)/14*($W$288-7)+$Q$33","v":6.8937142857142861},{"$f":"($Q$33-0.82*$Q$33)/14*($X$288-7)+$Q$33","v":6.9760000000000009},{"$f":"($Q$33-0.82*$Q$33)/14*($Y$288-7)+$Q$33","v":7.0582857142857147},{"$f":"($Q$33-0.82*$Q$33)/14*($Z$288-7)+$Q$33","v":7.1405714285714286},{"$f":"($Q$33-0.82*$Q$33)/14*($AA$288-7)+$Q$33","v":7.2228571428571433},{"$f":"($Q$33-0.82*$Q$33)/14*($AB$288-7)+$Q$33","v":7.305142857142858},{"$f":"($Q$33-0.82*$Q$33)/14*($AC$288-7)+$Q$33","v":7.3874285714285719},{"$f":"($Q$33-0.82*$Q$33)/14*($AD$288-7)+$Q$33","v":7.4697142857142858},{"$f":"($Q$33-0.82*$Q$33)/14*($AE$288-7)+$Q$33","v":7.5520000000000005},{"$f":"($Q$33-0.82*$Q$33)/14*($AF$288-7)+$Q$33","v":7.6342857142857152},{"$f":"($Q$33-0.82*$Q$33)/14*($AG$288-7)+$Q$33","v":7.7165714285714291},{"$f":"($Q$33-0.82*$Q$33)/14*($AH$288-7)+$Q$33","v":7.7988571428571429},{"$f":"($Q$33-0.82*$Q$33)/14*($AI$288-7)+$Q$33","v":7.8811428571428577},{"$f":"($Q$33-0.82*$Q$33)/14*($AJ$288-7)+$Q$33","v":7.9634285714285724},{"$f":"($Q$33-0.82*$Q$33)/14*($AK$288-7)+$Q$33","v":8.0457142857142863},{"$f":"($Q$33-0.82*$Q$33)/14*($AL$288-7)+$Q$33","v":8.1280000000000001},{"$f":"($Q$33-0.82*$Q$33)/14*($AM$288-7)+$Q$33","v":8.210285714285714},{"$f":"($Q$33-0.82*$Q$33)/14*($AN$288-7)+$Q$33","v":8.2925714285714296},{"$f":"($Q$33-0.82*$Q$33)/14*($AO$288-7)+$Q$33","v":8.3748571428571434},{"$f":"($Q$33-0.82*$Q$33)/14*($AP$288-7)+$Q$33","v":8.4571428571428573},{"$f":"($Q$33-0.82*$Q$33)/14*($AQ$288-7)+$Q$33","v":8.5394285714285729},{"$f":"($Q$33-0.82*$Q$33)/14*($AR$288-7)+$Q$33","v":8.6217142857142868},{"$f":"($Q$33-0.82*$Q$33)/14*($AS$288-7)+$Q$33","v":8.7040000000000006},"消費電力","Pw"]
[null,null,"暖房COP",{"$f":"(D$305/1.12)/(D$306/1.06)","v":2.9550527597402589},{"$f":"(E$305/1.12)/(E$306/1.06)","v":3.0225363477316596},3.087998796648443,3.1515295667447298,3.2132129154165705,3.2731282700181983,3.3313505690737832,3.3879505749668288,3.4429951608505989,3.496547574225473,3.5486676793674374,{"$f":"(O$305/1.12)/(O$306/1.06)","v":3.5994121805613739},{"$f":"$P$305/$P$306","v":3.8553726483357451},{"$f":"$Q$305/$Q$306","v":3.90625},{"$f":"$R$305/$R$306","v":3.955835684062059},{"$f":"$S$305/$S$306","v":4.0041782729805009},{"$f":"$T$305/$T$306","v":4.0513239339752403},{"$f":"$U$305/$U$306","v":4.0973165760869561},{"$f":"$V$305/$V$306","v":4.1421979865771812},{"$f":"$W$305/$W$306","v":4.1860079575596814},{"$f":"$X$305/$X$306","v":4.2287844036697244},{"$f":"$Y$305/$Y$306","v":4.27056347150259},{"$f":"$Z$305/$Z$306","v":4.3113796414852752},{"$f":"$AA$305/$AA$306","v":4.3512658227848098},{"$f":"$AB$305/$AB$306","v":4.3902534418022521},{"$f":"$AC$305/$AC$306","v":4.4283725247524748},{"$f":"$AD$305/$AD$306","v":4.465651774785802},{"$f":"$AE$305/$AE$306","v":4.5021186440677967},{"$f":"$AF$305/$AF$306","v":4.5377994011976046},{"$f":"$AG$305/$AG$306","v":4.5727191943127954},{"$f":"$AH$305/$AH$306","v":4.6069021101992966},{"$f":"$AI$305/$AI$306","v":4.640371229698375},{"$f":"$AJ$305/$AJ$306","v":4.6731486796785298},{"$f":"$AK$305/$AK$306","v":4.7052556818181817},{"$f":"$AL$305/$AL$306","v":4.7367125984251972},{"$f":"$AM$305/$AM$306","v":4.7675389755011137},{"$f":"$AN$305/$AN$306","v":4.7977535832414544},{"$f":"$AO$305/$AO$306","v":4.8273744541484715},{"$f":"$AP$305/$AP$306","v":4.8564189189189184},{"$f":"$AQ$305/$AQ$306","v":4.884903640256959},{"$f":"$AR$305/$AR$306","v":4.9128446447507956},{"$f":"$AS$305/$AS$306","v":4.9402573529411757},"暖房COP","σw"]
[null,null,"暖房COP比",{"$f":"$D$307/$Q$307","v":0.75649350649350633},{"$f":"$E$307/$Q$307","v":0.77376930501930485},{"$f":"$F$307/$Q$307","v":0.79052769194200145},{"$f":"$G$307/$Q$307","v":0.80679156908665084},{"$f":"$H$307/$Q$307","v":0.82258250634664209},{"$f":"$I$307/$Q$307","v":0.83792083712465881},{"$f":"$J$307/$Q$307","v":0.85282574568288849},{"$f":"$K$307/$Q$307","v":0.86731534719150816},{"$f":"$L$307/$Q$307","v":0.8814067611777533},{"$f":"$M$307/$Q$307","v":0.89511617900172114},{"$f":"$N$307/$Q$307","v":0.90845892591806399},{"$f":"$O$307/$Q$307","v":0.92144951822371168},{"$f":"$P$307/$Q$307","v":0.98697539797395073},{"$f":"$Q$307/$Q$307","v":1},{"$f":"$R$307/$Q$307","v":1.0126939351198871},{"$f":"$S$307/$Q$307","v":1.0250696378830082},{"$f":"$T$307/$Q$307","v":1.0371389270976614},{"$f":"$U$307/$Q$307","v":1.0489130434782608},{"$f":"$V$307/$Q$307","v":1.0604026845637584},{"$f":"$W$307/$Q$307","v":1.0716180371352784},{"$f":"$X$307/$Q$307","v":1.0825688073394495},{"$f":"$Y$307/$Q$307","v":1.0932642487046631},{"$f":"$Z$307/$Q$307","v":1.1037131882202305},{"$f":"$AA$307/$Q$307","v":1.1139240506329113},{"$f":"$AB$307/$Q$307","v":1.1239048811013765},{"$f":"$AC$307/$Q$307","v":1.1336633663366336},{"$f":"$AD$307/$Q$307","v":1.1432068543451652},{"$f":"$AE$307/$Q$307","v":1.152542372881356},{"$f":"$AF$307/$Q$307","v":1.1616766467065869},{"$f":"$AG$307/$Q$307","v":1.1706161137440756},{"$f":"$AH$307/$Q$307","v":1.1793669402110198},{"$f":"$AI$307/$Q$307","v":1.187935034802784},{"$f":"$AJ$307/$Q$307","v":1.1963260619977036},{"$f":"$AK$307/$Q$307","v":1.2045454545454546},{"$f":"$AL$307/$Q$307","v":1.2125984251968505},{"$f":"$AM$307/$Q$307","v":1.2204899777282852},{"$f":"$AN$307/$Q$307","v":1.2282249173098123},{"$f":"$AO$307/$Q$307","v":1.2358078602620086},{"$f":"$AP$307/$Q$307","v":1.2432432432432432},{"$f":"$AQ$307/$Q$307","v":1.2505353319057815},{"$f":"$AR$307/$Q$307","v":1.2576882290562037},{"$f":"$AS$307/$Q$307","v":1.2647058823529409},"暖房COP比","βw"]
[null,null,"Σ",{"$f":"$D$301*$D$304","v":0},{"$f":"$E$301*$E$304","v":0},{"$f":"$F$301*$F$304","v":0},{"$f":"$G$301*$G$304","v":0},{"$f":"$H$301*$H$304","v":0},{"$f":"$I$301*$I$304","v":0},{"$f":"$J$301*$J$304","v":0},{"$f":"$K$301*$K$304","v":0},{"$f":"$L$301*$L$304","v":0},{"$f":"$M$301*$M$304","v":0},{"$f":"$N$301*$N$304","v":0},{"$f":"$O$301*$O$304","v":0},{"$f":"$P$301*$P$304","v":0},{"$f":"$Q$301*$Q$304","v":0},{"$f":"$R$301*$R$304","v":0},{"$f":"$S$301*$S$304","v":0},{"$f":"$T$301*$T$304","v":0},{"$f":"$U$301*$U$304","v":0},{"$f":"$V$301*$V$304","v":0},{"$f":"$W$301*$W$304","v":0},{"$f":"$X$301*$X$304","v":0},{"$f":"$Y$301*$Y$304","v":0},{"$f":"$Z$301*$Z$304","v":0},{"$f":"$AA$301*$AA$304","v":0},{"$f":"$AB$301*$AB$304","v":0},{"$f":"$AC$301*$AC$304","v":0},{"$f":"$AD$301*$AD$304","v":0},{"$f":"$AE$301*$AE$304","v":0},{"$f":"$AF$301*$AF$304","v":0},{"$f":"$AG$301*$AG$304","v":0},{"$f":"$AH$301*$AH$304","v":0},{"$f":"$AI$301*$AI$304","v":0},{"$f":"$AJ$301*$AJ$304","v":0},{"$f":"$AK$301*$AK$304","v":0},{"$f":"$AL$301*$AL$304","v":0},{"$f":"$AM$301*$AM$304","v":0},{"$f":"$AN$301*$AN$304","v":0},{"$f":"$AO$301*$AO$304","v":0},{"$f":"$AP$301*$AP$304","v":0},{"$f":"$AQ$301*$AQ$304","v":0},{"$f":"$AR$301*$AR$304","v":0},{"$f":"$AS$301*$AS$304","v":0},{"$f":"SUM($D309:$AS309)","v":0},"Σ"]
[null,"前2","暖房時消費電力比",{"$f":"$D$302/$D314","v":{"$error":"#DIV/0!"}},{"$f":"$E$302/$E314","v":{"$error":"#DIV/0!"}},{"$f":"$F$302/$F314","v":{"$error":"#DIV/0!"}},{"$f":"$G$302/$G314","v":{"$error":"#DIV/0!"}},{"$f":"$H$302/$H314","v":{"$error":"#DIV/0!"}},{"$f":"$I$302/$I314","v":{"$error":"#DIV/0!"}},{"$f":"$J$302/$J314","v":{"$error":"#DIV/0!"}},{"$f":"$K$302/$K314","v":{"$error":"#DIV/0!"}},{"$f":"$L$302/$L314","v":{"$error":"#DIV/0!"}},{"$f":"$M$302/$M314","v":{"$error":"#DIV/0!"}},{"$f":"$N$302/$N314","v":{"$error":"#DIV/0!"}},{"$f":"$O$302/$O314","v":{"$error":"#DIV/0!"}},{"$f":"$P$302/$P314","v":{"$error":"#DIV/0!"}},{"$f":"$Q$302/$Q314","v":{"$error":"#DIV/0!"}},{"$f":"$R$302/$R314","v":{"$error":"#DIV/0!"}},{"$f":"$S$302/$S314","v":{"$error":"#DIV/0!"}},{"$f":"$T$302/$T314","v":{"$error":"#DIV/0!"}},{"$f":"$U$302/$U314","v":{"$error":"#DIV/0!"}},{"$f":"$V$302/$V314","v":{"$error":"#DIV/0!"}},{"$f":"$W$302/$W314","v":{"$error":"#DIV/0!"}},{"$f":"$X$302/$X314","v":{"$error":"#DIV/0!"}},{"$f":"$Y$302/$Y314","v":{"$error":"#DIV/0!"}},{"$f":"$Z$302/$Z314","v":{"$error":"#DIV/0!"}},{"$f":"$AA$302/$AA314","v":{"$error":"#DIV/0!"}},{"$f":"$AB$302/$AB314","v":{"$error":"#DIV/0!"}},{"$f":"$AC$302/$AC314","v":{"$error":"#DIV/0!"}},{"$f":"$AD$302/$AD314","v":{"$error":"#DIV/0!"}},{"$f":"$AE$302/$AE314","v":{"$error":"#DIV/0!"}},{"$f":"$AF$302/$AF314","v":{"$error":"#DIV/0!"}},{"$f":"$AG$302/$AG314","v":{"$error":"#DIV/0!"}},{"$f":"$AH$302/$AH314","v":{"$error":"#DIV/0!"}},{"$f":"$AI$302/$AI314","v":{"$error":"#DIV/0!"}},{"$f":"$AJ$302/$AJ314","v":{"$error":"#DIV/0!"}},{"$f":"$AK$302/$AK314","v":{"$error":"#DIV/0!"}},{"$f":"$AL$302/$AL314","v":{"$error":"#DIV/0!"}},{"$f":"$AM$302/$AM314","v":{"$error":"#DIV/0!"}},{"$f":"$AN$302/$AN314","v":{"$error":"#DIV/0!"}},{"$f":"$AO$302/$AO314","v":{"$error":"#DIV/0!"}},{"$f":"$AP$302/$AP314","v":{"$error":"#DIV/0!"}},{"$f":"$AQ$302/$AQ314","v":{"$error":"#DIV/0!"}},{"$f":"$AR$302/$AR314","v":{"$error":"#DIV/0!"}},{"$f":"$AS$302/$AS314","v":{"$error":"#DIV/0!"}},"暖房時消費電力比","εw"]
[null,null,"暖房能力",{"$f":"($R$32-0.64*$R$32)/14*($D$288-7)+$R$32","v":0},{"$f":"($R$32-0.64*$R$32)/14*($E$288-7)+$R$32","v":0},{"$f":"($R$32-0.64*$R$32)/14*($F$288-7)+$R$32","v":0},{"$f":"($R$32-0.64*$R$32)/14*($G$288-7)+$R$32","v":0},{"$f":"($R$32-0.64*$R$32)/14*($H$288-7)+$R$32","v":0},{"$f":"($R$32-0.64*$R$32)/14*($I$288-7)+$R$32","v":0},{"$f":"($R$32-0.64*$R$32)/14*($J$288-7)+$R$32","v":0},{"$f":"($R$32-0.64*$R$32)/14*($K$288-7)+$R$32","v":0},{"$f":"($R$32-0.64*$R$32)/14*($L$288-7)+$R$32","v":0},{"$f":"($R$32-0.64*$R$32)/14*($M$288-7)+$R$32","v":0},{"$f":"($R$32-0.64*$R$32)/14*($N$288-7)+$R$32","v":0},{"$f":"($R$32-0.64*$R$32)/14*($O$288-7)+$R$32","v":0},{"$f":"($R$32-0.64*$R$32)/14*($P$288-7)+$R$32","v":0},{"$f":"($R$32-0.64*$R$32)/14*($Q$288-7)+$R$32","v":0},{"$f":"($R$32-0.64*$R$32)/14*($R$288-7)+$R$32","v":0},{"$f":"($R$32-0.64*$R$32)/14*($S$288-7)+$R$32","v":0},{"$f":"($R$32-0.64*$R$32)/14*($T$288-7)+$R$32","v":0},{"$f":"($R$32-0.64*$R$32)/14*($U$288-7)+$R$32","v":0},{"$f":"($R$32-0.64*$R$32)/14*($V$288-7)+$R$32","v":0},{"$f":"($R$32-0.64*$R$32)/14*($W$288-7)+$R$32","v":0},{"$f":"($R$32-0.64*$R$32)/14*($X$288-7)+$R$32","v":0},{"$f":"($R$32-0.64*$R$32)/14*($Y$288-7)+$R$32","v":0},{"$f":"($R$32-0.64*$R$32)/14*($Z$288-7)+$R$32","v":0},{"$f":"($R$32-0.64*$R$32)/14*($AA$288-7)+$R$32","v":0},{"$f":"($R$32-0.64*$R$32)/14*($AB$288-7)+$R$32","v":0},{"$f":"($R$32-0.64*$R$32)/14*($AC$288-7)+$R$32","v":0},{"$f":"($R$32-0.64*$R$32)/14*($AD$288-7)+$R$32","v":0},{"$f":"($R$32-0.64*$R$32)/14*($AE$288-7)+$R$32","v":0},{"$f":"($R$32-0.64*$R$32)/14*($AF$288-7)+$R$32","v":0},{"$f":"($R$32-0.64*$R$32)/14*($AG$288-7)+$R$32","v":0},{"$f":"($R$32-0.64*$R$32)/14*($AH$288-7)+$R$32","v":0},{"$f":"($R$32-0.64*$R$32)/14*($AI$288-7)+$R$32","v":0},{"$f":"($R$32-0.64*$R$32)/14*($AJ$288-7)+$R$32","v":0},{"$f":"($R$32-0.64*$R$32)/14*($AK$288-7)+$R$32","v":0},{"$f":"($R$32-0.64*$R$32)/14*($AL$288-7)+$R$32","v":0},{"$f":"($R$32-0.64*$R$32)/14*($AM$288-7)+$R$32","v":0},{"$f":"($R$32-0.64*$R$32)/14*($AN$288-7)+$R$32","v":0},{"$f":"($R$32-0.64*$R$32)/14*($AO$288-7)+$R$32","v":0},{"$f":"($R$32-0.64*$R$32)/14*($AP$288-7)+$R$32","v":0},{"$f":"($R$32-0.64*$R$32)/14*($AQ$288-7)+$R$32","v":0},{"$f":"($R$32-0.64*$R$32)/14*($AR$288-7)+$R$32","v":0},{"$f":"($R$32-0.64*$R$32)/14*($AS$288-7)+$R$32","v":0},"暖房能力","Φw"]
[null,null,"暖房消費電力",{"$f":"($R$33-0.82*$R$33)/14*($D$288-7)+$R$33","v":0},{"$f":"($R$33-0.82*$R$33)/14*($E$288-7)+$R$33","v":0},{"$f":"($R$33-0.82*$R$33)/14*($F$288-7)+$R$33","v":0},{"$f":"($R$33-0.82*$R$33)/14*($G$288-7)+$R$33","v":0},{"$f":"($R$33-0.82*$R$33)/14*($H$288-7)+$R$33","v":0},{"$f":"($R$33-0.82*$R$33)/14*($I$288-7)+$R$33","v":0},{"$f":"($R$33-0.82*$R$33)/14*($J$288-7)+$R$33","v":0},{"$f":"($R$33-0.82*$R$33)/14*($K$288-7)+$R$33","v":0},{"$f":"($R$33-0.82*$R$33)/14*($L$288-7)+$R$33","v":0},{"$f":"($R$33-0.82*$R$33)/14*($M$288-7)+$R$33","v":0},{"$f":"($R$33-0.82*$R$33)/14*($N$288-7)+$R$33","v":0},{"$f":"($R$33-0.82*$R$33)/14*($O$288-7)+$R$33","v":0},{"$f":"($R$33-0.82*$R$33)/14*($P$288-7)+$R$33","v":0},{"$f":"($R$33-0.82*$R$33)/14*($Q$288-7)+$R$33","v":0},{"$f":"($R$33-0.82*$R$33)/14*($R$288-7)+$R$33","v":0},{"$f":"($R$33-0.82*$R$33)/14*($S$288-7)+$R$33","v":0},{"$f":"($R$33-0.82*$R$33)/14*($T$288-7)+$R$33","v":0},{"$f":"($R$33-0.82*$R$33)/14*($U$288-7)+$R$33","v":0},{"$f":"($R$33-0.82*$R$33)/14*($V$288-7)+$R$33","v":0},{"$f":"($R$33-0.82*$R$33)/14*($W$288-7)+$R$33","v":0},{"$f":"($R$33-0.82*$R$33)/14*($X$288-7)+$R$33","v":0},{"$f":"($R$33-0.82*$R$33)/14*($Y$288-7)+$R$33","v":0},{"$f":"($R$33-0.82*$R$33)/14*($Z$288-7)+$R$33","v":0},{"$f":"($R$33-0.82*$R$33)/14*($AA$288-7)+$R$33","v":0},{"$f":"($R$33-0.82*$R$33)/14*($AB$288-7)+$R$33","v":0},{"$f":"($R$33-0.82*$R$33)/14*($AC$288-7)+$R$33","v":0},{"$f":"($R$33-0.82*$R$33)/14*($AD$288-7)+$R$33","v":0},{"$f":"($R$33-0.82*$R$33)/14*($AE$288-7)+$R$33","v":0},{"$f":"($R$33-0.82*$R$33)/14*($AF$288-7)+$R$33","v":0},{"$f":"($R$33-0.82*$R$33)/14*($AG$288-7)+$R$33","v":0},{"$f":"($R$33-0.82*$R$33)/14*($AH$288-7)+$R$33","v":0},{"$f":"($R$33-0.82*$R$33)/14*($AI$288-7)+$R$33","v":0},{"$f":"($R$33-0.82*$R$33)/14*($AJ$288-7)+$R$33","v":0},{"$f":"($R$33-0.82*$R$33)/14*($AK$288-7)+$R$33","v":0},{"$f":"($R$33-0.82*$R$33)/14*($AL$288-7)+$R$33","v":0},{"$f":"($R$33-0.82*$R$33)/14*($AM$288-7)+$R$33","v":0},{"$f":"($R$33-0.82*$R$33)/14*($AN$288-7)+$R$33","v":0},{"$f":"($R$33-0.82*$R$33)/14*($AO$288-7)+$R$33","v":0},{"$f":"($R$33-0.82*$R$33)/14*($AP$288-7)+$R$33","v":0},{"$f":"($R$33-0.82*$R$33)/14*($AQ$288-7)+$R$33","v":0},{"$f":"($R$33-0.82*$R$33)/14*($AR$288-7)+$R$33","v":0},{"$f":"($R$33-0.82*$R$33)/14*($AS$288-7)+$R$33","v":0},"消費電力","Pw"]
[null,null,"暖房COP",{"$f":"($D311/1.12)/($D312/1.06)","v":{"$error":"#DIV/0!"}},{"$f":"($E311/1.12)/($E312/1.06)","v":{"$error":"#DIV/0!"}},{"$f":"($F311/1.12)/($F312/1.06)","v":{"$error":"#DIV/0!"}},{"$f":"($G311/1.12)/($G312/1.06)","v":{"$error":"#DIV/0!"}},{"$f":"($H311/1.12)/($H312/1.06)","v":{"$error":"#DIV/0!"}},{"$f":"($I311/1.12)/($I312/1.06)","v":{"$error":"#DIV/0!"}},{"$f":"($J311/1.12)/($J312/1.06)","v":{"$error":"#DIV/0!"}},{"$f":"($K311/1.12)/($K312/1.06)","v":{"$error":"#DIV/0!"}},{"$f":"($L311/1.12)/($L312/1.06)","v":{"$error":"#DIV/0!"}},{"$f":"($M311/1.12)/($M312/1.06)","v":{"$error":"#DIV/0!"}},{"$f":"($N311/1.12)/($N312/1.06)","v":{"$error":"#DIV/0!"}},{"$f":"(O$311/1.12)/($O312/1.06)","v":{"$error":"#DIV/0!"}},{"$f":"$P311/$P312","v":{"$error":"#DIV/0!"}},{"$f":"$Q311/$Q312","v":{"$error":"#DIV/0!"}},{"$f":"$R311/$R312","v":{"$error":"#DIV/0!"}},{"$f":"$S311/$S312","v":{"$error":"#DIV/0!"}},{"$f":"$T311/$T312","v":{"$error":"#DIV/0!"}},{"$f":"$U311/$U312","v":{"$error":"#DIV/0!"}},{"$f":"$V311/$V312","v":{"$error":"#DIV/0!"}},{"$f":"$W311/$W312","v":{"$error":"#DIV/0!"}},{"$f":"$X311/$X312","v":{"$error":"#DIV/0!"}},{"$f":"$Y311/$Y312","v":{"$error":"#DIV/0!"}},{"$f":"$Z311/$Z312","v":{"$error":"#DIV/0!"}},{"$f":"$AA311/$AA312","v":{"$error":"#DIV/0!"}},{"$f":"$AB311/$AB312","v":{"$error":"#DIV/0!"}},{"$f":"$AC311/$AC312","v":{"$error":"#DIV/0!"}},{"$f":"$AD311/$AD312","v":{"$error":"#DIV/0!"}},{"$f":"$AE311/$AE312","v":{"$error":"#DIV/0!"}},{"$f":"$AF311/$AF312","v":{"$error":"#DIV/0!"}},{"$f":"$AG311/$AG312","v":{"$error":"#DIV/0!"}},{"$f":"$AH311/$AH312","v":{"$error":"#DIV/0!"}},{"$f":"$AI311/$AI312","v":{"$error":"#DIV/0!"}},{"$f":"$AJ311/$AJ312","v":{"$error":"#DIV/0!"}},{"$f":"$AK311/$AK312","v":{"$error":"#DIV/0!"}},{"$f":"$AL311/$AL312","v":{"$error":"#DIV/0!"}},{"$f":"$AM311/$AM312","v":{"$error":"#DIV/0!"}},{"$f":"$AN311/$AN312","v":{"$error":"#DIV/0!"}},{"$f":"$AO311/$AO312","v":{"$error":"#DIV/0!"}},{"$f":"$AP311/$AP312","v":{"$error":"#DIV/0!"}},{"$f":"$AQ311/$AQ312","v":{"$error":"#DIV/0!"}},{"$f":"$AR311/$AR312","v":{"$error":"#DIV/0!"}},{"$f":"$AS311/$AS312","v":{"$error":"#DIV/0!"}},"暖房COP","σw"]
[null,null,"暖房COP比",{"$f":"$D313/$Q313","v":{"$error":"#DIV/0!"}},{"$f":"$E313/$Q313","v":{"$error":"#DIV/0!"}},{"$f":"$F313/$Q313","v":{"$error":"#DIV/0!"}},{"$f":"$G313/$Q313","v":{"$error":"#DIV/0!"}},{"$f":"$H313/$Q313","v":{"$error":"#DIV/0!"}},{"$f":"$I313/$Q313","v":{"$error":"#DIV/0!"}},{"$f":"$J313/$Q313","v":{"$error":"#DIV/0!"}},{"$f":"$K313/$Q313","v":{"$error":"#DIV/0!"}},{"$f":"$L313/$Q313","v":{"$error":"#DIV/0!"}},{"$f":"$M313/$Q313","v":{"$error":"#DIV/0!"}},{"$f":"$N313/$Q313","v":{"$error":"#DIV/0!"}},{"$f":"$O313/$Q313","v":{"$error":"#DIV/0!"}},{"$f":"$P313/$Q313","v":{"$error":"#DIV/0!"}},{"$f":"$Q313/$Q313","v":{"$error":"#DIV/0!"}},{"$f":"$R313/$Q313","v":{"$error":"#DIV/0!"}},{"$f":"$S313/$Q313","v":{"$error":"#DIV/0!"}},{"$f":"$T313/$Q313","v":{"$error":"#DIV/0!"}},{"$f":"$U313/$Q313","v":{"$error":"#DIV/0!"}},{"$f":"$V313/$Q313","v":{"$error":"#DIV/0!"}},{"$f":"$W313/$Q313","v":{"$error":"#DIV/0!"}},{"$f":"$X313/$Q313","v":{"$error":"#DIV/0!"}},{"$f":"$Y313/$Q313","v":{"$error":"#DIV/0!"}},{"$f":"$Z313/$Q313","v":{"$error":"#DIV/0!"}},{"$f":"$AA313/$Q313","v":{"$error":"#DIV/0!"}},{"$f":"$AB313/$Q313","v":{"$error":"#DIV/0!"}},{"$f":"$AC313/$Q313","v":{"$error":"#DIV/0!"}},{"$f":"$AD313/$Q313","v":{"$error":"#DIV/0!"}},{"$f":"$AE313/$Q313","v":{"$error":"#DIV/0!"}},{"$f":"$AF313/$Q313","v":{"$error":"#DIV/0!"}},{"$f":"$AG313/$Q313","v":{"$error":"#DIV/0!"}},{"$f":"$AH313/$Q313","v":{"$error":"#DIV/0!"}},{"$f":"$AI313/$Q313","v":{"$error":"#DIV/0!"}},{"$f":"$AJ313/$Q313","v":{"$error":"#DIV/0!"}},{"$f":"$AK313/$Q313","v":{"$error":"#DIV/0!"}},{"$f":"$AL313/$Q313","v":{"$error":"#DIV/0!"}},{"$f":"$AM313/$Q313","v":{"$error":"#DIV/0!"}},{"$f":"$AN313/$Q313","v":{"$error":"#DIV/0!"}},{"$f":"$AO313/$Q313","v":{"$error":"#DIV/0!"}},{"$f":"$AP313/$Q313","v":{"$error":"#DIV/0!"}},{"$f":"$AQ313/$Q313","v":{"$error":"#DIV/0!"}},{"$f":"$AR313/$Q313","v":{"$error":"#DIV/0!"}},{"$f":"$AS313/$Q313","v":{"$error":"#DIV/0!"}},"暖房COP比","βw"]
[null,null,"Σ",{"$f":"$D$301*$D310","v":{"$error":"#DIV/0!"}},{"$f":"$E$301*$E310","v":{"$error":"#DIV/0!"}},{"$f":"$F$301*$F310","v":{"$error":"#DIV/0!"}},{"$f":"$G$301*$G310","v":{"$error":"#DIV/0!"}},{"$f":"$H$301*$H310","v":{"$error":"#DIV/0!"}},{"$f":"$I$301*$I310","v":{"$error":"#DIV/0!"}},{"$f":"$J$301*$J310","v":{"$error":"#DIV/0!"}},{"$f":"$K$301*$K310","v":{"$error":"#DIV/0!"}},{"$f":"$L$301*$L310","v":{"$error":"#DIV/0!"}},{"$f":"$M$301*$M310","v":{"$error":"#DIV/0!"}},{"$f":"$N$301*$N310","v":{"$error":"#DIV/0!"}},{"$f":"$O$301*$O310","v":{"$error":"#DIV/0!"}},{"$f":"$P$301*$P310","v":{"$error":"#DIV/0!"}},{"$f":"$Q$301*$Q310","v":{"$error":"#DIV/0!"}},{"$f":"$R$301*$R310","v":{"$error":"#DIV/0!"}},{"$f":"$S$301*$S310","v":{"$error":"#DIV/0!"}},{"$f":"$T$301*$T310","v":{"$error":"#DIV/0!"}},{"$f":"$U$301*$U310","v":{"$error":"#DIV/0!"}},{"$f":"$V$301*$V310","v":{"$error":"#DIV/0!"}},{"$f":"$W$301*$W310","v":{"$error":"#DIV/0!"}},{"$f":"$X$301*$X310","v":{"$error":"#DIV/0!"}},{"$f":"$Y$301*$Y310","v":{"$error":"#DIV/0!"}},{"$f":"$Z$301*$Z310","v":{"$error":"#DIV/0!"}},{"$f":"$AA$301*$AA310","v":{"$error":"#DIV/0!"}},{"$f":"$AB$301*$AB310","v":{"$error":"#DIV/0!"}},{"$f":"$AC$301*$AC310","v":{"$error":"#DIV/0!"}},{"$f":"$AD$301*$AD310","v":{"$error":"#DIV/0!"}},{"$f":"$AE$301*$AE310","v":{"$error":"#DIV/0!"}},{"$f":"$AF$301*$AF310","v":{"$error":"#DIV/0!"}},{"$f":"$AG$301*$AG310","v":{"$error":"#DIV/0!"}},{"$f":"$AH$301*$AH310","v":{"$error":"#DIV/0!"}},{"$f":"$AI$301*$AI310","v":{"$error":"#DIV/0!"}},{"$f":"$AJ$301*$AJ310","v":{"$error":"#DIV/0!"}},{"$f":"$AK$301*$AK310","v":{"$error":"#DIV/0!"}},{"$f":"$AL$301*$AL310","v":{"$error":"#DIV/0!"}},{"$f":"$AM$301*$AM310","v":{"$error":"#DIV/0!"}},{"$f":"$AN$301*$AN310","v":{"$error":"#DIV/0!"}},{"$f":"$AO$301*$AO310","v":{"$error":"#DIV/0!"}},{"$f":"$AP$301*$AP310","v":{"$error":"#DIV/0!"}},{"$f":"$AQ$301*$AQ310","v":{"$error":"#DIV/0!"}},{"$f":"$AR$301*$AR310","v":{"$error":"#DIV/0!"}},{"$f":"$AS$301*$AS310","v":{"$error":"#DIV/0!"}},{"$f":"SUM($D315:$AS315)","v":{"$error":"#DIV/0!"}},"Σ"]
[null,"前3","暖房時消費電力比",{"$f":"$D$302/$D320","v":{"$error":"#DIV/0!"}},{"$f":"$E$302/$E320","v":{"$error":"#DIV/0!"}},{"$f":"$F$302/$F320","v":{"$error":"#DIV/0!"}},{"$f":"$G$302/$G320","v":{"$error":"#DIV/0!"}},{"$f":"$H$302/$H320","v":{"$error":"#DIV/0!"}},{"$f":"$I$302/$I320","v":{"$error":"#DIV/0!"}},{"$f":"$J$302/$J320","v":{"$error":"#DIV/0!"}},{"$f":"$K$302/$K320","v":{"$error":"#DIV/0!"}},{"$f":"$L$302/$L320","v":{"$error":"#DIV/0!"}},{"$f":"$M$302/$M320","v":{"$error":"#DIV/0!"}},{"$f":"$N$302/$N320","v":{"$error":"#DIV/0!"}},{"$f":"$O$302/$O320","v":{"$error":"#DIV/0!"}},{"$f":"$P$302/$P320","v":{"$error":"#DIV/0!"}},{"$f":"$Q$302/$Q320","v":{"$error":"#DIV/0!"}},{"$f":"$R$302/$R320","v":{"$error":"#DIV/0!"}},{"$f":"$S$302/$S320","v":{"$error":"#DIV/0!"}},{"$f":"$T$302/$T320","v":{"$error":"#DIV/0!"}},{"$f":"$U$302/$U320","v":{"$error":"#DIV/0!"}},{"$f":"$V$302/$V320","v":{"$error":"#DIV/0!"}},{"$f":"$W$302/$W320","v":{"$error":"#DIV/0!"}},{"$f":"$X$302/$X320","v":{"$error":"#DIV/0!"}},{"$f":"$Y$302/$Y320","v":{"$error":"#DIV/0!"}},{"$f":"$Z$302/$Z320","v":{"$error":"#DIV/0!"}},{"$f":"$AA$302/$AA320","v":{"$error":"#DIV/0!"}},{"$f":"$AB$302/$AB320","v":{"$error":"#DIV/0!"}},{"$f":"$AC$302/$AC320","v":{"$error":"#DIV/0!"}},{"$f":"$AD$302/$AD320","v":{"$error":"#DIV/0!"}},{"$f":"$AE$302/$AE320","v":{"$error":"#DIV/0!"}},{"$f":"$AF$302/$AF320","v":{"$error":"#DIV/0!"}},{"$f":"$AG$302/$AG320","v":{"$error":"#DIV/0!"}},{"$f":"$AH$302/$AH320","v":{"$error":"#DIV/0!"}},{"$f":"$AI$302/$AI320","v":{"$error":"#DIV/0!"}},{"$f":"$AJ$302/$AJ320","v":{"$error":"#DIV/0!"}},{"$f":"$AK$302/$AK320","v":{"$error":"#DIV/0!"}},{"$f":"$AL$302/$AL320","v":{"$error":"#DIV/0!"}},{"$f":"$AM$302/$AM320","v":{"$error":"#DIV/0!"}},{"$f":"$AN$302/$AN320","v":{"$error":"#DIV/0!"}},{"$f":"$AO$302/$AO320","v":{"$error":"#DIV/0!"}},{"$f":"$AP$302/$AP320","v":{"$error":"#DIV/0!"}},{"$f":"$AQ$302/$AQ320","v":{"$error":"#DIV/0!"}},{"$f":"$AR$302/$AR320","v":{"$error":"#DIV/0!"}},{"$f":"$AS$302/$AS320","v":{"$error":"#DIV/0!"}},"暖房時消費電力比","εw"]
[null,null,"暖房能力",{"$f":"($S$32-0.64*$S$32)/14*($D$288-7)+$S$32","v":0},{"$f":"($S$32-0.64*$S$32)/14*($E$288-7)+$S$32","v":0},{"$f":"($S$32-0.64*$S$32)/14*($F$288-7)+$S$32","v":0},{"$f":"($S$32-0.64*$S$32)/14*($G$288-7)+$S$32","v":0},{"$f":"($S$32-0.64*$S$32)/14*($H$288-7)+$S$32","v":0},{"$f":"($S$32-0.64*$S$32)/14*($I$288-7)+$S$32","v":0},{"$f":"($S$32-0.64*$S$32)/14*($J$288-7)+$S$32","v":0},{"$f":"($S$32-0.64*$S$32)/14*($K$288-7)+$S$32","v":0},{"$f":"($S$32-0.64*$S$32)/14*($L$288-7)+$S$32","v":0},{"$f":"($S$32-0.64*$S$32)/14*($M$288-7)+$S$32","v":0},{"$f":"($S$32-0.64*$S$32)/14*($N$288-7)+$S$32","v":0},{"$f":"($S$32-0.64*$S$32)/14*($O$288-7)+$S$32","v":0},{"$f":"($S$32-0.64*$S$32)/14*($P$288-7)+$S$32","v":0},{"$f":"($S$32-0.64*$S$32)/14*($Q$288-7)+$S$32","v":0},{"$f":"($S$32-0.64*$S$32)/14*($R$288-7)+$S$32","v":0},{"$f":"($S$32-0.64*$S$32)/14*($S$288-7)+$S$32","v":0},{"$f":"($S$32-0.64*$S$32)/14*($T$288-7)+$S$32","v":0},{"$f":"($S$32-0.64*$S$32)/14*($U$288-7)+$S$32","v":0},{"$f":"($S$32-0.64*$S$32)/14*($V$288-7)+$S$32","v":0},{"$f":"($S$32-0.64*$S$32)/14*($W$288-7)+$S$32","v":0},{"$f":"($S$32-0.64*$S$32)/14*($X$288-7)+$S$32","v":0},{"$f":"($S$32-0.64*$S$32)/14*($Y$288-7)+$S$32","v":0},{"$f":"($S$32-0.64*$S$32)/14*($Z$288-7)+$S$32","v":0},{"$f":"($S$32-0.64*$S$32)/14*($AA$288-7)+$S$32","v":0},{"$f":"($S$32-0.64*$S$32)/14*($AB$288-7)+$S$32","v":0},{"$f":"($S$32-0.64*$S$32)/14*($AC$288-7)+$S$32","v":0},{"$f":"($S$32-0.64*$S$32)/14*($AD$288-7)+$S$32","v":0},{"$f":"($S$32-0.64*$S$32)/14*($AE$288-7)+$S$32","v":0},{"$f":"($S$32-0.64*$S$32)/14*($AF$288-7)+$S$32","v":0},{"$f":"($S$32-0.64*$S$32)/14*($AG$288-7)+$S$32","v":0},{"$f":"($S$32-0.64*$S$32)/14*($AH$288-7)+$S$32","v":0},{"$f":"($S$32-0.64*$S$32)/14*($AI$288-7)+$S$32","v":0},{"$f":"($S$32-0.64*$S$32)/14*($AJ$288-7)+$S$32","v":0},{"$f":"($S$32-0.64*$S$32)/14*($AK$288-7)+$S$32","v":0},{"$f":"($S$32-0.64*$S$32)/14*($AL$288-7)+$S$32","v":0},{"$f":"($S$32-0.64*$S$32)/14*($AM$288-7)+$S$32","v":0},{"$f":"($S$32-0.64*$S$32)/14*($AN$288-7)+$S$32","v":0},{"$f":"($S$32-0.64*$S$32)/14*($AO$288-7)+$S$32","v":0},{"$f":"($S$32-0.64*$S$32)/14*($AP$288-7)+$S$32","v":0},{"$f":"($S$32-0.64*$S$32)/14*($AQ$288-7)+$S$32","v":0},{"$f":"($S$32-0.64*$S$32)/14*($AR$288-7)+$S$32","v":0},{"$f":"($S$32-0.64*$S$32)/14*($AS$288-7)+$S$32","v":0},"暖房能力","Φw"]
[null,null,"暖房消費電力",{"$f":"($S$33-0.82*$S$33)/14*($D$288-7)+$S$33","v":0},{"$f":"($S$33-0.82*$S$33)/14*($E$288-7)+$S$33","v":0},{"$f":"($S$33-0.82*$S$33)/14*($F$288-7)+$S$33","v":0},{"$f":"($S$33-0.82*$S$33)/14*($G$288-7)+$S$33","v":0},{"$f":"($S$33-0.82*$S$33)/14*($H$288-7)+$S$33","v":0},{"$f":"($S$33-0.82*$S$33)/14*($I$288-7)+$S$33","v":0},{"$f":"($S$33-0.82*$S$33)/14*($J$288-7)+$S$33","v":0},{"$f":"($S$33-0.82*$S$33)/14*($K$288-7)+$S$33","v":0},{"$f":"($S$33-0.82*$S$33)/14*($L$288-7)+$S$33","v":0},{"$f":"($S$33-0.82*$S$33)/14*($M$288-7)+$S$33","v":0},{"$f":"($S$33-0.82*$S$33)/14*($N$288-7)+$S$33","v":0},{"$f":"($S$33-0.82*$S$33)/14*($O$288-7)+$S$33","v":0},{"$f":"($S$33-0.82*$S$33)/14*($P$288-7)+$S$33","v":0},{"$f":"($S$33-0.82*$S$33)/14*($Q$288-7)+$S$33","v":0},{"$f":"($S$33-0.82*$S$33)/14*($R$288-7)+$S$33","v":0},{"$f":"($S$33-0.82*$S$33)/14*($S$288-7)+$S$33","v":0},{"$f":"($S$33-0.82*$S$33)/14*($T$288-7)+$S$33","v":0},{"$f":"($S$33-0.82*$S$33)/14*($U$288-7)+$S$33","v":0},{"$f":"($S$33-0.82*$S$33)/14*($V$288-7)+$S$33","v":0},{"$f":"($S$33-0.82*$S$33)/14*($W$288-7)+$S$33","v":0},{"$f":"($S$33-0.82*$S$33)/14*($X$288-7)+$S$33","v":0},{"$f":"($S$33-0.82*$S$33)/14*($Y$288-7)+$S$33","v":0},{"$f":"($S$33-0.82*$S$33)/14*($Z$288-7)+$S$33","v":0},{"$f":"($S$33-0.82*$S$33)/14*($AA$288-7)+$S$33","v":0},{"$f":"($S$33-0.82*$S$33)/14*($AB$288-7)+$S$33","v":0},{"$f":"($S$33-0.82*$S$33)/14*($AC$288-7)+$S$33","v":0},{"$f":"($S$33-0.82*$S$33)/14*($AD$288-7)+$S$33","v":0},{"$f":"($S$33-0.82*$S$33)/14*($AE$288-7)+$S$33","v":0},{"$f":"($S$33-0.82*$S$33)/14*($AF$288-7)+$S$33","v":0},{"$f":"($S$33-0.82*$S$33)/14*($AG$288-7)+$S$33","v":0},{"$f":"($S$33-0.82*$S$33)/14*($AH$288-7)+$S$33","v":0},{"$f":"($S$33-0.82*$S$33)/14*($AI$288-7)+$S$33","v":0},{"$f":"($S$33-0.82*$S$33)/14*($AJ$288-7)+$S$33","v":0},{"$f":"($S$33-0.82*$S$33)/14*($AK$288-7)+$S$33","v":0},{"$f":"($S$33-0.82*$S$33)/14*($AL$288-7)+$S$33","v":0},{"$f":"($S$33-0.82*$S$33)/14*($AM$288-7)+$S$33","v":0},{"$f":"($S$33-0.82*$S$33)/14*($AN$288-7)+$S$33","v":0},{"$f":"($S$33-0.82*$S$33)/14*($AO$288-7)+$S$33","v":0},{"$f":"($S$33-0.82*$S$33)/14*($AP$288-7)+$S$33","v":0},{"$f":"($S$33-0.82*$S$33)/14*($AQ$288-7)+$S$33","v":0},{"$f":"($S$33-0.82*$S$33)/14*($AR$288-7)+$S$33","v":0},{"$f":"($S$33-0.82*$S$33)/14*($AS$288-7)+$S$33","v":0},"消費電力","Pw"]
[null,null,"暖房COP",{"$f":"($D317/1.12)/($D318/1.06)","v":{"$error":"#DIV/0!"}},{"$f":"($E317/1.12)/($E318/1.06)","v":{"$error":"#DIV/0!"}},{"$f":"($F317/1.12)/($F318/1.06)","v":{"$error":"#DIV/0!"}},{"$f":"($G317/1.12)/($G318/1.06)","v":{"$error":"#DIV/0!"}},{"$f":"($H317/1.12)/($H318/1.06)","v":{"$error":"#DIV/0!"}},{"$f":"($I317/1.12)/($I318/1.06)","v":{"$error":"#DIV/0!"}},{"$f":"($J317/1.12)/($J318/1.06)","v":{"$error":"#DIV/0!"}},{"$f":"($K317/1.12)/($K318/1.06)","v":{"$error":"#DIV/0!"}},{"$f":"($L317/1.12)/($L318/1.06)","v":{"$error":"#DIV/0!"}},{"$f":"($M317/1.12)/($M318/1.06)","v":{"$error":"#DIV/0!"}},{"$f":"($N317/1.12)/($N318/1.06)","v":{"$error":"#DIV/0!"}},{"$f":"(O$317/1.12)/($O318/1.06)","v":{"$error":"#DIV/0!"}},{"$f":"$P317/$P318","v":{"$error":"#DIV/0!"}},{"$f":"$Q317/$Q318","v":{"$error":"#DIV/0!"}},{"$f":"$R317/$R318","v":{"$error":"#DIV/0!"}},{"$f":"$S317/$S318","v":{"$error":"#DIV/0!"}},{"$f":"$T317/$T318","v":{"$error":"#DIV/0!"}},{"$f":"$U317/$U318","v":{"$error":"#DIV/0!"}},{"$f":"$V317/$V318","v":{"$error":"#DIV/0!"}},{"$f":"$W317/$W318","v":{"$error":"#DIV/0!"}},{"$f":"$X317/$X318","v":{"$error":"#DIV/0!"}},{"$f":"$Y317/$Y318","v":{"$error":"#DIV/0!"}},{"$f":"$Z317/$Z318","v":{"$error":"#DIV/0!"}},{"$f":"$AA317/$AA318","v":{"$error":"#DIV/0!"}},{"$f":"$AB317/$AB318","v":{"$error":"#DIV/0!"}},{"$f":"$AC317/$AC318","v":{"$error":"#DIV/0!"}},{"$f":"$AD317/$AD318","v":{"$error":"#DIV/0!"}},{"$f":"$AE317/$AE318","v":{"$error":"#DIV/0!"}},{"$f":"$AF317/$AF318","v":{"$error":"#DIV/0!"}},{"$f":"$AG317/$AG318","v":{"$error":"#DIV/0!"}},{"$f":"$AH317/$AH318","v":{"$error":"#DIV/0!"}},{"$f":"$AI317/$AI318","v":{"$error":"#DIV/0!"}},{"$f":"$AJ317/$AJ318","v":{"$error":"#DIV/0!"}},{"$f":"$AK317/$AK318","v":{"$error":"#DIV/0!"}},{"$f":"$AL317/$AL318","v":{"$error":"#DIV/0!"}},{"$f":"$AM317/$AM318","v":{"$error":"#DIV/0!"}},{"$f":"$AN317/$AN318","v":{"$error":"#DIV/0!"}},{"$f":"$AO317/$AO318","v":{"$error":"#DIV/0!"}},{"$f":"$AP317/$AP318","v":{"$error":"#DIV/0!"}},{"$f":"$AQ317/$AQ318","v":{"$error":"#DIV/0!"}},{"$f":"$AR317/$AR318","v":{"$error":"#DIV/0!"}},{"$f":"$AS317/$AS318","v":{"$error":"#DIV/0!"}},"暖房COP","σw"]
[null,null,"暖房COP比",{"$f":"$D319/$Q319","v":{"$error":"#DIV/0!"}},{"$f":"$E319/$Q319","v":{"$error":"#DIV/0!"}},{"$f":"$F319/$Q319","v":{"$error":"#DIV/0!"}},{"$f":"$G319/$Q319","v":{"$error":"#DIV/0!"}},{"$f":"$H319/$Q319","v":{"$error":"#DIV/0!"}},{"$f":"$I319/$Q319","v":{"$error":"#DIV/0!"}},{"$f":"$J319/$Q319","v":{"$error":"#DIV/0!"}},{"$f":"$K319/$Q319","v":{"$error":"#DIV/0!"}},{"$f":"$L319/$Q319","v":{"$error":"#DIV/0!"}},{"$f":"$M319/$Q319","v":{"$error":"#DIV/0!"}},{"$f":"$N319/$Q319","v":{"$error":"#DIV/0!"}},{"$f":"$O319/$Q319","v":{"$error":"#DIV/0!"}},{"$f":"$P319/$Q319","v":{"$error":"#DIV/0!"}},{"$f":"$Q319/$Q319","v":{"$error":"#DIV/0!"}},{"$f":"$R319/$Q319","v":{"$error":"#DIV/0!"}},{"$f":"$S319/$Q319","v":{"$error":"#DIV/0!"}},{"$f":"$T319/$Q319","v":{"$error":"#DIV/0!"}},{"$f":"$U319/$Q319","v":{"$error":"#DIV/0!"}},{"$f":"$V319/$Q319","v":{"$error":"#DIV/0!"}},{"$f":"$W319/$Q319","v":{"$error":"#DIV/0!"}},{"$f":"$X319/$Q319","v":{"$error":"#DIV/0!"}},{"$f":"$Y319/$Q319","v":{"$error":"#DIV/0!"}},{"$f":"$Z319/$Q319","v":{"$error":"#DIV/0!"}},{"$f":"$AA319/$Q319","v":{"$error":"#DIV/0!"}},{"$f":"$AB319/$Q319","v":{"$error":"#DIV/0!"}},{"$f":"$AC319/$Q319","v":{"$error":"#DIV/0!"}},{"$f":"$AD319/$Q319","v":{"$error":"#DIV/0!"}},{"$f":"$AE319/$Q319","v":{"$error":"#DIV/0!"}},{"$f":"$AF319/$Q319","v":{"$error":"#DIV/0!"}},{"$f":"$AG319/$Q319","v":{"$error":"#DIV/0!"}},{"$f":"$AH319/$Q319","v":{"$error":"#DIV/0!"}},{"$f":"$AI319/$Q319","v":{"$error":"#DIV/0!"}},{"$f":"$AJ319/$Q319","v":{"$error":"#DIV/0!"}},{"$f":"$AK319/$Q319","v":{"$error":"#DIV/0!"}},{"$f":"$AL319/$Q319","v":{"$error":"#DIV/0!"}},{"$f":"$AM319/$Q319","v":{"$error":"#DIV/0!"}},{"$f":"$AN319/$Q319","v":{"$error":"#DIV/0!"}},{"$f":"$AO319/$Q319","v":{"$error":"#DIV/0!"}},{"$f":"$AP319/$Q319","v":{"$error":"#DIV/0!"}},{"$f":"$AQ319/$Q319","v":{"$error":"#DIV/0!"}},{"$f":"$AR319/$Q319","v":{"$error":"#DIV/0!"}},{"$f":"$AS319/$Q319","v":{"$error":"#DIV/0!"}},"暖房COP比","βw"]
[null,null,"Σ",{"$f":"$D$301*$D316","v":{"$error":"#DIV/0!"}},{"$f":"$E$301*$E316","v":{"$error":"#DIV/0!"}},{"$f":"$F$301*$F316","v":{"$error":"#DIV/0!"}},{"$f":"$G$301*$G316","v":{"$error":"#DIV/0!"}},{"$f":"$H$301*$H316","v":{"$error":"#DIV/0!"}},{"$f":"$I$301*$I316","v":{"$error":"#DIV/0!"}},{"$f":"$J$301*$J316","v":{"$error":"#DIV/0!"}},{"$f":"$K$301*$K316","v":{"$error":"#DIV/0!"}},{"$f":"$L$301*$L316","v":{"$error":"#DIV/0!"}},{"$f":"$M$301*$M316","v":{"$error":"#DIV/0!"}},{"$f":"$N$301*$N316","v":{"$error":"#DIV/0!"}},{"$f":"$O$301*$O316","v":{"$error":"#DIV/0!"}},{"$f":"$P$301*$P316","v":{"$error":"#DIV/0!"}},{"$f":"$Q$301*$Q316","v":{"$error":"#DIV/0!"}},{"$f":"$R$301*$R316","v":{"$error":"#DIV/0!"}},{"$f":"$S$301*$S316","v":{"$error":"#DIV/0!"}},{"$f":"$T$301*$T316","v":{"$error":"#DIV/0!"}},{"$f":"$U$301*$U316","v":{"$error":"#DIV/0!"}},{"$f":"$V$301*$V316","v":{"$error":"#DIV/0!"}},{"$f":"$W$301*$W316","v":{"$error":"#DIV/0!"}},{"$f":"$X$301*$X316","v":{"$error":"#DIV/0!"}},{"$f":"$Y$301*$Y316","v":{"$error":"#DIV/0!"}},{"$f":"$Z$301*$Z316","v":{"$error":"#DIV/0!"}},{"$f":"$AA$301*$AA316","v":{"$error":"#DIV/0!"}},{"$f":"$AB$301*$AB316","v":{"$error":"#DIV/0!"}},{"$f":"$AC$301*$AC316","v":{"$error":"#DIV/0!"}},{"$f":"$AD$301*$AD316","v":{"$error":"#DIV/0!"}},{"$f":"$AE$301*$AE316","v":{"$error":"#DIV/0!"}},{"$f":"$AF$301*$AF316","v":{"$error":"#DIV/0!"}},{"$f":"$AG$301*$AG316","v":{"$error":"#DIV/0!"}},{"$f":"$AH$301*$AH316","v":{"$error":"#DIV/0!"}},{"$f":"$AI$301*$AI316","v":{"$error":"#DIV/0!"}},{"$f":"$AJ$301*$AJ316","v":{"$error":"#DIV/0!"}},{"$f":"$AK$301*$AK316","v":{"$error":"#DIV/0!"}},{"$f":"$AL$301*$AL316","v":{"$error":"#DIV/0!"}},{"$f":"$AM$301*$AM316","v":{"$error":"#DIV/0!"}},{"$f":"$AN$301*$AN316","v":{"$error":"#DIV/0!"}},{"$f":"$AO$301*$AO316","v":{"$error":"#DIV/0!"}},{"$f":"$AP$301*$AP316","v":{"$error":"#DIV/0!"}},{"$f":"$AQ$301*$AQ316","v":{"$error":"#DIV/0!"}},{"$f":"$AR$301*$AR316","v":{"$error":"#DIV/0!"}},{"$f":"$AS$301*$AS316","v":{"$error":"#DIV/0!"}},{"$f":"SUM($D321:$AS321)","v":{"$error":"#DIV/0!"}},"Σ"]
[null,"前4","暖房時消費電力比",{"$f":"$D$302/$D326","v":{"$error":"#DIV/0!"}},{"$f":"$E$302/$E326","v":{"$error":"#DIV/0!"}},{"$f":"$F$302/$F326","v":{"$error":"#DIV/0!"}},{"$f":"$G$302/$G326","v":{"$error":"#DIV/0!"}},{"$f":"$H$302/$H326","v":{"$error":"#DIV/0!"}},{"$f":"$I$302/$I326","v":{"$error":"#DIV/0!"}},{"$f":"$J$302/$J326","v":{"$error":"#DIV/0!"}},{"$f":"$K$302/$K326","v":{"$error":"#DIV/0!"}},{"$f":"$L$302/$L326","v":{"$error":"#DIV/0!"}},{"$f":"$M$302/$M326","v":{"$error":"#DIV/0!"}},{"$f":"$N$302/$N326","v":{"$error":"#DIV/0!"}},{"$f":"$O$302/$O326","v":{"$error":"#DIV/0!"}},{"$f":"$P$302/$P326","v":{"$error":"#DIV/0!"}},{"$f":"$Q$302/$Q326","v":{"$error":"#DIV/0!"}},{"$f":"$R$302/$R326","v":{"$error":"#DIV/0!"}},{"$f":"$S$302/$S326","v":{"$error":"#DIV/0!"}},{"$f":"$T$302/$T326","v":{"$error":"#DIV/0!"}},{"$f":"$U$302/$U326","v":{"$error":"#DIV/0!"}},{"$f":"$V$302/$V326","v":{"$error":"#DIV/0!"}},{"$f":"$W$302/$W326","v":{"$error":"#DIV/0!"}},{"$f":"$X$302/$X326","v":{"$error":"#DIV/0!"}},{"$f":"$Y$302/$Y326","v":{"$error":"#DIV/0!"}},{"$f":"$Z$302/$Z326","v":{"$error":"#DIV/0!"}},{"$f":"$AA$302/$AA326","v":{"$error":"#DIV/0!"}},{"$f":"$AB$302/$AB326","v":{"$error":"#DIV/0!"}},{"$f":"$AC$302/$AC326","v":{"$error":"#DIV/0!"}},{"$f":"$AD$302/$AD326","v":{"$error":"#DIV/0!"}},{"$f":"$AE$302/$AE326","v":{"$error":"#DIV/0!"}},{"$f":"$AF$302/$AF326","v":{"$error":"#DIV/0!"}},{"$f":"$AG$302/$AG326","v":{"$error":"#DIV/0!"}},{"$f":"$AH$302/$AH326","v":{"$error":"#DIV/0!"}},{"$f":"$AI$302/$AI326","v":{"$error":"#DIV/0!"}},{"$f":"$AJ$302/$AJ326","v":{"$error":"#DIV/0!"}},{"$f":"$AK$302/$AK326","v":{"$error":"#DIV/0!"}},{"$f":"$AL$302/$AL326","v":{"$error":"#DIV/0!"}},{"$f":"$AM$302/$AM326","v":{"$error":"#DIV/0!"}},{"$f":"$AN$302/$AN326","v":{"$error":"#DIV/0!"}},{"$f":"$AO$302/$AO326","v":{"$error":"#DIV/0!"}},{"$f":"$AP$302/$AP326","v":{"$error":"#DIV/0!"}},{"$f":"$AQ$302/$AQ326","v":{"$error":"#DIV/0!"}},{"$f":"$AR$302/$AR326","v":{"$error":"#DIV/0!"}},{"$f":"$AS$302/$AS326","v":{"$error":"#DIV/0!"}},"暖房時消費電力比","εw"]
[null,null,"暖房能力",{"$f":"($T$32-0.64*$T$32)/14*($D$288-7)+$T$32","v":0},{"$f":"($T$32-0.64*$T$32)/14*($E$288-7)+$T$32","v":0},{"$f":"($T$32-0.64*$T$32)/14*($F$288-7)+$T$32","v":0},{"$f":"($T$32-0.64*$T$32)/14*($G$288-7)+$T$32","v":0},{"$f":"($T$32-0.64*$T$32)/14*($H$288-7)+$T$32","v":0},{"$f":"($T$32-0.64*$T$32)/14*($I$288-7)+$T$32","v":0},{"$f":"($T$32-0.64*$T$32)/14*($J$288-7)+$T$32","v":0},{"$f":"($T$32-0.64*$T$32)/14*($K$288-7)+$T$32","v":0},{"$f":"($T$32-0.64*$T$32)/14*($L$288-7)+$T$32","v":0},{"$f":"($T$32-0.64*$T$32)/14*($M$288-7)+$T$32","v":0},{"$f":"($T$32-0.64*$T$32)/14*($N$288-7)+$T$32","v":0},{"$f":"($T$32-0.64*$T$32)/14*($O$288-7)+$T$32","v":0},{"$f":"($T$32-0.64*$T$32)/14*($P$288-7)+$T$32","v":0},{"$f":"($T$32-0.64*$T$32)/14*($Q$288-7)+$T$32","v":0},{"$f":"($T$32-0.64*$T$32)/14*($R$288-7)+$T$32","v":0},{"$f":"($T$32-0.64*$T$32)/14*($S$288-7)+$T$32","v":0},{"$f":"($T$32-0.64*$T$32)/14*($T$288-7)+$T$32","v":0},{"$f":"($T$32-0.64*$T$32)/14*($U$288-7)+$T$32","v":0},{"$f":"($T$32-0.64*$T$32)/14*($V$288-7)+$T$32","v":0},{"$f":"($T$32-0.64*$T$32)/14*($W$288-7)+$T$32","v":0},{"$f":"($T$32-0.64*$T$32)/14*($X$288-7)+$T$32","v":0},{"$f":"($T$32-0.64*$T$32)/14*($Y$288-7)+$T$32","v":0},{"$f":"($T$32-0.64*$T$32)/14*($Z$288-7)+$T$32","v":0},{"$f":"($T$32-0.64*$T$32)/14*($AA$288-7)+$T$32","v":0},{"$f":"($T$32-0.64*$T$32)/14*($AB$288-7)+$T$32","v":0},{"$f":"($T$32-0.64*$T$32)/14*($AC$288-7)+$T$32","v":0},{"$f":"($T$32-0.64*$T$32)/14*($AD$288-7)+$T$32","v":0},{"$f":"($T$32-0.64*$T$32)/14*($AE$288-7)+$T$32","v":0},{"$f":"($T$32-0.64*$T$32)/14*($AF$288-7)+$T$32","v":0},{"$f":"($T$32-0.64*$T$32)/14*($AG$288-7)+$T$32","v":0},{"$f":"($T$32-0.64*$T$32)/14*($AH$288-7)+$T$32","v":0},{"$f":"($T$32-0.64*$T$32)/14*($AI$288-7)+$T$32","v":0},{"$f":"($T$32-0.64*$T$32)/14*($AJ$288-7)+$T$32","v":0},{"$f":"($T$32-0.64*$T$32)/14*($AK$288-7)+$T$32","v":0},{"$f":"($T$32-0.64*$T$32)/14*($AL$288-7)+$T$32","v":0},{"$f":"($T$32-0.64*$T$32)/14*($AM$288-7)+$T$32","v":0},{"$f":"($T$32-0.64*$T$32)/14*($AN$288-7)+$T$32","v":0},{"$f":"($T$32-0.64*$T$32)/14*($AO$288-7)+$T$32","v":0},{"$f":"($T$32-0.64*$T$32)/14*($AP$288-7)+$T$32","v":0},{"$f":"($T$32-0.64*$T$32)/14*($AQ$288-7)+$T$32","v":0},{"$f":"($T$32-0.64*$T$32)/14*($AR$288-7)+$T$32","v":0},{"$f":"($T$32-0.64*$T$32)/14*($AS$288-7)+$T$32","v":0},"暖房能力","Φw"]
[null,null,"暖房消費電力",{"$f":"($T$33-0.82*$T$33)/14*($D$288-7)+$T$33","v":0},{"$f":"($T$33-0.82*$T$33)/14*($E$288-7)+$T$33","v":0},{"$f":"($T$33-0.82*$T$33)/14*($F$288-7)+$T$33","v":0},{"$f":"($T$33-0.82*$T$33)/14*($G$288-7)+$T$33","v":0},{"$f":"($T$33-0.82*$T$33)/14*($H$288-7)+$T$33","v":0},{"$f":"($T$33-0.82*$T$33)/14*($I$288-7)+$T$33","v":0},{"$f":"($T$33-0.82*$T$33)/14*($J$288-7)+$T$33","v":0},{"$f":"($T$33-0.82*$T$33)/14*($K$288-7)+$T$33","v":0},{"$f":"($T$33-0.82*$T$33)/14*($L$288-7)+$T$33","v":0},{"$f":"($T$33-0.82*$T$33)/14*($M$288-7)+$T$33","v":0},{"$f":"($T$33-0.82*$T$33)/14*($N$288-7)+$T$33","v":0},{"$f":"($T$33-0.82*$T$33)/14*($O$288-7)+$T$33","v":0},{"$f":"($T$33-0.82*$T$33)/14*($P$288-7)+$T$33","v":0},{"$f":"($T$33-0.82*$T$33)/14*($Q$288-7)+$T$33","v":0},{"$f":"($T$33-0.82*$T$33)/14*($R$288-7)+$T$33","v":0},{"$f":"($T$33-0.82*$T$33)/14*($S$288-7)+$T$33","v":0},{"$f":"($T$33-0.82*$T$33)/14*($T$288-7)+$T$33","v":0},{"$f":"($T$33-0.82*$T$33)/14*($U$288-7)+$T$33","v":0},{"$f":"($T$33-0.82*$T$33)/14*($V$288-7)+$T$33","v":0},{"$f":"($T$33-0.82*$T$33)/14*($W$288-7)+$T$33","v":0},{"$f":"($T$33-0.82*$T$33)/14*($X$288-7)+$T$33","v":0},{"$f":"($T$33-0.82*$T$33)/14*($Y$288-7)+$T$33","v":0},{"$f":"($T$33-0.82*$T$33)/14*($Z$288-7)+$T$33","v":0},{"$f":"($T$33-0.82*$T$33)/14*($AA$288-7)+$T$33","v":0},{"$f":"($T$33-0.82*$T$33)/14*($AB$288-7)+$T$33","v":0},{"$f":"($T$33-0.82*$T$33)/14*($AC$288-7)+$T$33","v":0},{"$f":"($T$33-0.82*$T$33)/14*($AD$288-7)+$T$33","v":0},{"$f":"($T$33-0.82*$T$33)/14*($AE$288-7)+$T$33","v":0},{"$f":"($T$33-0.82*$T$33)/14*($AF$288-7)+$T$33","v":0},{"$f":"($T$33-0.82*$T$33)/14*($AG$288-7)+$T$33","v":0},{"$f":"($T$33-0.82*$T$33)/14*($AH$288-7)+$T$33","v":0},{"$f":"($T$33-0.82*$T$33)/14*($AI$288-7)+$T$33","v":0},{"$f":"($T$33-0.82*$T$33)/14*($AJ$288-7)+$T$33","v":0},{"$f":"($T$33-0.82*$T$33)/14*($AK$288-7)+$T$33","v":0},{"$f":"($T$33-0.82*$T$33)/14*($AL$288-7)+$T$33","v":0},{"$f":"($T$33-0.82*$T$33)/14*($AM$288-7)+$T$33","v":0},{"$f":"($T$33-0.82*$T$33)/14*($AN$288-7)+$T$33","v":0},{"$f":"($T$33-0.82*$T$33)/14*($AO$288-7)+$T$33","v":0},{"$f":"($T$33-0.82*$T$33)/14*($AP$288-7)+$T$33","v":0},{"$f":"($T$33-0.82*$T$33)/14*($AQ$288-7)+$T$33","v":0},{"$f":"($T$33-0.82*$T$33)/14*($AR$288-7)+$T$33","v":0},{"$f":"($T$33-0.82*$T$33)/14*($AS$288-7)+$T$33","v":0},"消費電力","Pw"]
[null,null,"暖房COP",{"$f":"($D323/1.12)/($D324/1.06)","v":{"$error":"#DIV/0!"}},{"$f":"($E323/1.12)/($E324/1.06)","v":{"$error":"#DIV/0!"}},{"$f":"($F323/1.12)/($F324/1.06)","v":{"$error":"#DIV/0!"}},{"$f":"($G323/1.12)/($G324/1.06)","v":{"$error":"#DIV/0!"}},{"$f":"($H323/1.12)/($H324/1.06)","v":{"$error":"#DIV/0!"}},{"$f":"($I323/1.12)/($I324/1.06)","v":{"$error":"#DIV/0!"}},{"$f":"($J323/1.12)/($J324/1.06)","v":{"$error":"#DIV/0!"}},{"$f":"($K323/1.12)/($K324/1.06)","v":{"$error":"#DIV/0!"}},{"$f":"($L323/1.12)/($L324/1.06)","v":{"$error":"#DIV/0!"}},{"$f":"($M323/1.12)/($M324/1.06)","v":{"$error":"#DIV/0!"}},{"$f":"($N323/1.12)/($N324/1.06)","v":{"$error":"#DIV/0!"}},{"$f":"(O$323/1.12)/($O324/1.06)","v":{"$error":"#DIV/0!"}},{"$f":"$P323/$P324","v":{"$error":"#DIV/0!"}},{"$f":"$Q323/$Q324","v":{"$error":"#DIV/0!"}},{"$f":"$R323/$R324","v":{"$error":"#DIV/0!"}},{"$f":"$S323/$S324","v":{"$error":"#DIV/0!"}},{"$f":"$T323/$T324","v":{"$error":"#DIV/0!"}},{"$f":"$U323/$U324","v":{"$error":"#DIV/0!"}},{"$f":"$V323/$V324","v":{"$error":"#DIV/0!"}},{"$f":"$W323/$W324","v":{"$error":"#DIV/0!"}},{"$f":"$X323/$X324","v":{"$error":"#DIV/0!"}},{"$f":"$Y323/$Y324","v":{"$error":"#DIV/0!"}},{"$f":"$Z323/$Z324","v":{"$error":"#DIV/0!"}},{"$f":"$AA323/$AA324","v":{"$error":"#DIV/0!"}},{"$f":"$AB323/$AB324","v":{"$error":"#DIV/0!"}},{"$f":"$AC323/$AC324","v":{"$error":"#DIV/0!"}},{"$f":"$AD323/$AD324","v":{"$error":"#DIV/0!"}},{"$f":"$AE323/$AE324","v":{"$error":"#DIV/0!"}},{"$f":"$AF323/$AF324","v":{"$error":"#DIV/0!"}},{"$f":"$AG323/$AG324","v":{"$error":"#DIV/0!"}},{"$f":"$AH323/$AH324","v":{"$error":"#DIV/0!"}},{"$f":"$AI323/$AI324","v":{"$error":"#DIV/0!"}},{"$f":"$AJ323/$AJ324","v":{"$error":"#DIV/0!"}},{"$f":"$AK323/$AK324","v":{"$error":"#DIV/0!"}},{"$f":"$AL323/$AL324","v":{"$error":"#DIV/0!"}},{"$f":"$AM323/$AM324","v":{"$error":"#DIV/0!"}},{"$f":"$AN323/$AN324","v":{"$error":"#DIV/0!"}},{"$f":"$AO323/$AO324","v":{"$error":"#DIV/0!"}},{"$f":"$AP323/$AP324","v":{"$error":"#DIV/0!"}},{"$f":"$AQ323/$AQ324","v":{"$error":"#DIV/0!"}},{"$f":"$AR323/$AR324","v":{"$error":"#DIV/0!"}},{"$f":"$AS323/$AS324","v":{"$error":"#DIV/0!"}},"暖房COP","σw"]
[null,null,"暖房COP比",{"$f":"$D325/$Q325","v":{"$error":"#DIV/0!"}},{"$f":"$E325/$Q325","v":{"$error":"#DIV/0!"}},{"$f":"$F325/$Q325","v":{"$error":"#DIV/0!"}},{"$f":"$G325/$Q325","v":{"$error":"#DIV/0!"}},{"$f":"$H325/$Q325","v":{"$error":"#DIV/0!"}},{"$f":"$I325/$Q325","v":{"$error":"#DIV/0!"}},{"$f":"$J325/$Q325","v":{"$error":"#DIV/0!"}},{"$f":"$K325/$Q325","v":{"$error":"#DIV/0!"}},{"$f":"$L325/$Q325","v":{"$error":"#DIV/0!"}},{"$f":"$M325/$Q325","v":{"$error":"#DIV/0!"}},{"$f":"$N325/$Q325","v":{"$error":"#DIV/0!"}},{"$f":"$O325/$Q325","v":{"$error":"#DIV/0!"}},{"$f":"$P325/$Q325","v":{"$error":"#DIV/0!"}},{"$f":"$Q325/$Q325","v":{"$error":"#DIV/0!"}},{"$f":"$R325/$Q325","v":{"$error":"#DIV/0!"}},{"$f":"$S325/$Q325","v":{"$error":"#DIV/0!"}},{"$f":"$T325/$Q325","v":{"$error":"#DIV/0!"}},{"$f":"$U325/$Q325","v":{"$error":"#DIV/0!"}},{"$f":"$V325/$Q325","v":{"$error":"#DIV/0!"}},{"$f":"$W325/$Q325","v":{"$error":"#DIV/0!"}},{"$f":"$X325/$Q325","v":{"$error":"#DIV/0!"}},{"$f":"$Y325/$Q325","v":{"$error":"#DIV/0!"}},{"$f":"$Z325/$Q325","v":{"$error":"#DIV/0!"}},{"$f":"$AA325/$Q325","v":{"$error":"#DIV/0!"}},{"$f":"$AB325/$Q325","v":{"$error":"#DIV/0!"}},{"$f":"$AC325/$Q325","v":{"$error":"#DIV/0!"}},{"$f":"$AD325/$Q325","v":{"$error":"#DIV/0!"}},{"$f":"$AE325/$Q325","v":{"$error":"#DIV/0!"}},{"$f":"$AF325/$Q325","v":{"$error":"#DIV/0!"}},{"$f":"$AG325/$Q325","v":{"$error":"#DIV/0!"}},{"$f":"$AH325/$Q325","v":{"$error":"#DIV/0!"}},{"$f":"$AI325/$Q325","v":{"$error":"#DIV/0!"}},{"$f":"$AJ325/$Q325","v":{"$error":"#DIV/0!"}},{"$f":"$AK325/$Q325","v":{"$error":"#DIV/0!"}},{"$f":"$AL325/$Q325","v":{"$error":"#DIV/0!"}},{"$f":"$AM325/$Q325","v":{"$error":"#DIV/0!"}},{"$f":"$AN325/$Q325","v":{"$error":"#DIV/0!"}},{"$f":"$AO325/$Q325","v":{"$error":"#DIV/0!"}},{"$f":"$AP325/$Q325","v":{"$error":"#DIV/0!"}},{"$f":"$AQ325/$Q325","v":{"$error":"#DIV/0!"}},{"$f":"$AR325/$Q325","v":{"$error":"#DIV/0!"}},{"$f":"$AS325/$Q325","v":{"$error":"#DIV/0!"}},"暖房COP比","βw"]
[null,null,"Σ",{"$f":"$D$301*$D322","v":{"$error":"#DIV/0!"}},{"$f":"$E$301*$E322","v":{"$error":"#DIV/0!"}},{"$f":"$F$301*$F322","v":{"$error":"#DIV/0!"}},{"$f":"$G$301*$G322","v":{"$error":"#DIV/0!"}},{"$f":"$H$301*$H322","v":{"$error":"#DIV/0!"}},{"$f":"$I$301*$I322","v":{"$error":"#DIV/0!"}},{"$f":"$J$301*$J322","v":{"$error":"#DIV/0!"}},{"$f":"$K$301*$K322","v":{"$error":"#DIV/0!"}},{"$f":"$L$301*$L322","v":{"$error":"#DIV/0!"}},{"$f":"$M$301*$M322","v":{"$error":"#DIV/0!"}},{"$f":"$N$301*$N322","v":{"$error":"#DIV/0!"}},{"$f":"$O$301*$O322","v":{"$error":"#DIV/0!"}},{"$f":"$P$301*$P322","v":{"$error":"#DIV/0!"}},{"$f":"$Q$301*$Q322","v":{"$error":"#DIV/0!"}},{"$f":"$R$301*$R322","v":{"$error":"#DIV/0!"}},{"$f":"$S$301*$S322","v":{"$error":"#DIV/0!"}},{"$f":"$T$301*$T322","v":{"$error":"#DIV/0!"}},{"$f":"$U$301*$U322","v":{"$error":"#DIV/0!"}},{"$f":"$V$301*$V322","v":{"$error":"#DIV/0!"}},{"$f":"$W$301*$W322","v":{"$error":"#DIV/0!"}},{"$f":"$X$301*$X322","v":{"$error":"#DIV/0!"}},{"$f":"$Y$301*$Y322","v":{"$error":"#DIV/0!"}},{"$f":"$Z$301*$Z322","v":{"$error":"#DIV/0!"}},{"$f":"$AA$301*$AA322","v":{"$error":"#DIV/0!"}},{"$f":"$AB$301*$AB322","v":{"$error":"#DIV/0!"}},{"$f":"$AC$301*$AC322","v":{"$error":"#DIV/0!"}},{"$f":"$AD$301*$AD322","v":{"$error":"#DIV/0!"}},{"$f":"$AE$301*$AE322","v":{"$error":"#DIV/0!"}},{"$f":"$AF$301*$AF322","v":{"$error":"#DIV/0!"}},{"$f":"$AG$301*$AG322","v":{"$error":"#DIV/0!"}},{"$f":"$AH$301*$AH322","v":{"$error":"#DIV/0!"}},{"$f":"$AI$301*$AI322","v":{"$error":"#DIV/0!"}},{"$f":"$AJ$301*$AJ322","v":{"$error":"#DIV/0!"}},{"$f":"$AK$301*$AK322","v":{"$error":"#DIV/0!"}},{"$f":"$AL$301*$AL322","v":{"$error":"#DIV/0!"}},{"$f":"$AM$301*$AM322","v":{"$error":"#DIV/0!"}},{"$f":"$AN$301*$AN322","v":{"$error":"#DIV/0!"}},{"$f":"$AO$301*$AO322","v":{"$error":"#DIV/0!"}},{"$f":"$AP$301*$AP322","v":{"$error":"#DIV/0!"}},{"$f":"$AQ$301*$AQ322","v":{"$error":"#DIV/0!"}},{"$f":"$AR$301*$AR322","v":{"$error":"#DIV/0!"}},{"$f":"$AS$301*$AS322","v":{"$error":"#DIV/0!"}},{"$f":"SUM($D327:$AS327)","v":{"$error":"#DIV/0!"}},"Σ"]
[null,"前5","暖房時消費電力比",{"$f":"$D$302/$D332","v":{"$error":"#DIV/0!"}},{"$f":"$E$302/$E332","v":{"$error":"#DIV/0!"}},{"$f":"$F$302/$F332","v":{"$error":"#DIV/0!"}},{"$f":"$G$302/$G332","v":{"$error":"#DIV/0!"}},{"$f":"$H$302/$H332","v":{"$error":"#DIV/0!"}},{"$f":"$I$302/$I332","v":{"$error":"#DIV/0!"}},{"$f":"$J$302/$J332","v":{"$error":"#DIV/0!"}},{"$f":"$K$302/$K332","v":{"$error":"#DIV/0!"}},{"$f":"$L$302/$L332","v":{"$error":"#DIV/0!"}},{"$f":"$M$302/$M332","v":{"$error":"#DIV/0!"}},{"$f":"$N$302/$N332","v":{"$error":"#DIV/0!"}},{"$f":"$O$302/$O332","v":{"$error":"#DIV/0!"}},{"$f":"$P$302/$P332","v":{"$error":"#DIV/0!"}},{"$f":"$Q$302/$Q332","v":{"$error":"#DIV/0!"}},{"$f":"$R$302/$R332","v":{"$error":"#DIV/0!"}},{"$f":"$S$302/$S332","v":{"$error":"#DIV/0!"}},{"$f":"$T$302/$T332","v":{"$error":"#DIV/0!"}},{"$f":"$U$302/$U332","v":{"$error":"#DIV/0!"}},{"$f":"$V$302/$V332","v":{"$error":"#DIV/0!"}},{"$f":"$W$302/$W332","v":{"$error":"#DIV/0!"}},{"$f":"$X$302/$X332","v":{"$error":"#DIV/0!"}},{"$f":"$Y$302/$Y332","v":{"$error":"#DIV/0!"}},{"$f":"$Z$302/$Z332","v":{"$error":"#DIV/0!"}},{"$f":"$AA$302/$AA332","v":{"$error":"#DIV/0!"}},{"$f":"$AB$302/$AB332","v":{"$error":"#DIV/0!"}},{"$f":"$AC$302/$AC332","v":{"$error":"#DIV/0!"}},{"$f":"$AD$302/$AD332","v":{"$error":"#DIV/0!"}},{"$f":"$AE$302/$AE332","v":{"$error":"#DIV/0!"}},{"$f":"$AF$302/$AF332","v":{"$error":"#DIV/0!"}},{"$f":"$AG$302/$AG332","v":{"$error":"#DIV/0!"}},{"$f":"$AH$302/$AH332","v":{"$error":"#DIV/0!"}},{"$f":"$AI$302/$AI332","v":{"$error":"#DIV/0!"}},{"$f":"$AJ$302/$AJ332","v":{"$error":"#DIV/0!"}},{"$f":"$AK$302/$AK332","v":{"$error":"#DIV/0!"}},{"$f":"$AL$302/$AL332","v":{"$error":"#DIV/0!"}},{"$f":"$AM$302/$AM332","v":{"$error":"#DIV/0!"}},{"$f":"$AN$302/$AN332","v":{"$error":"#DIV/0!"}},{"$f":"$AO$302/$AO332","v":{"$error":"#DIV/0!"}},{"$f":"$AP$302/$AP332","v":{"$error":"#DIV/0!"}},{"$f":"$AQ$302/$AQ332","v":{"$error":"#DIV/0!"}},{"$f":"$AR$302/$AR332","v":{"$error":"#DIV/0!"}},{"$f":"$AS$302/$AS332","v":{"$error":"#DIV/0!"}},"暖房時消費電力比","εw"]
[null,null,"暖房能力",{"$f":"($U$32-0.64*$U$32)/14*($D$288-7)+$U$32","v":0},{"$f":"($U$32-0.64*$U$32)/14*($E$288-7)+$U$32","v":0},{"$f":"($U$32-0.64*$U$32)/14*($F$288-7)+$U$32","v":0},{"$f":"($U$32-0.64*$U$32)/14*($G$288-7)+$U$32","v":0},{"$f":"($U$32-0.64*$U$32)/14*($H$288-7)+$U$32","v":0},{"$f":"($U$32-0.64*$U$32)/14*($I$288-7)+$U$32","v":0},{"$f":"($U$32-0.64*$U$32)/14*($J$288-7)+$U$32","v":0},{"$f":"($U$32-0.64*$U$32)/14*($K$288-7)+$U$32","v":0},{"$f":"($U$32-0.64*$U$32)/14*($L$288-7)+$U$32","v":0},{"$f":"($U$32-0.64*$U$32)/14*($M$288-7)+$U$32","v":0},{"$f":"($U$32-0.64*$U$32)/14*($N$288-7)+$U$32","v":0},{"$f":"($U$32-0.64*$U$32)/14*($O$288-7)+$U$32","v":0},{"$f":"($U$32-0.64*$U$32)/14*($P$288-7)+$U$32","v":0},{"$f":"($U$32-0.64*$U$32)/14*($Q$288-7)+$U$32","v":0},{"$f":"($U$32-0.64*$U$32)/14*($R$288-7)+$U$32","v":0},{"$f":"($U$32-0.64*$U$32)/14*($S$288-7)+$U$32","v":0},{"$f":"($U$32-0.64*$U$32)/14*($T$288-7)+$U$32","v":0},{"$f":"($U$32-0.64*$U$32)/14*($U$288-7)+$U$32","v":0},{"$f":"($U$32-0.64*$U$32)/14*($V$288-7)+$U$32","v":0},{"$f":"($U$32-0.64*$U$32)/14*($W$288-7)+$U$32","v":0},{"$f":"($U$32-0.64*$U$32)/14*($X$288-7)+$U$32","v":0},{"$f":"($U$32-0.64*$U$32)/14*($Y$288-7)+$U$32","v":0},{"$f":"($U$32-0.64*$U$32)/14*($Z$288-7)+$U$32","v":0},{"$f":"($U$32-0.64*$U$32)/14*($AA$288-7)+$U$32","v":0},{"$f":"($U$32-0.64*$U$32)/14*($AB$288-7)+$U$32","v":0},{"$f":"($U$32-0.64*$U$32)/14*($AC$288-7)+$U$32","v":0},{"$f":"($U$32-0.64*$U$32)/14*($AD$288-7)+$U$32","v":0},{"$f":"($U$32-0.64*$U$32)/14*($AE$288-7)+$U$32","v":0},{"$f":"($U$32-0.64*$U$32)/14*($AF$288-7)+$U$32","v":0},{"$f":"($U$32-0.64*$U$32)/14*($AG$288-7)+$U$32","v":0},{"$f":"($U$32-0.64*$U$32)/14*($AH$288-7)+$U$32","v":0},{"$f":"($U$32-0.64*$U$32)/14*($AI$288-7)+$U$32","v":0},{"$f":"($U$32-0.64*$U$32)/14*($AJ$288-7)+$U$32","v":0},{"$f":"($U$32-0.64*$U$32)/14*($AK$288-7)+$U$32","v":0},{"$f":"($U$32-0.64*$U$32)/14*($AL$288-7)+$U$32","v":0},{"$f":"($U$32-0.64*$U$32)/14*($AM$288-7)+$U$32","v":0},{"$f":"($U$32-0.64*$U$32)/14*($AN$288-7)+$U$32","v":0},{"$f":"($U$32-0.64*$U$32)/14*($AO$288-7)+$U$32","v":0},{"$f":"($U$32-0.64*$U$32)/14*($AP$288-7)+$U$32","v":0},{"$f":"($U$32-0.64*$U$32)/14*($AQ$288-7)+$U$32","v":0},{"$f":"($U$32-0.64*$U$32)/14*($AR$288-7)+$U$32","v":0},{"$f":"($U$32-0.64*$U$32)/14*($AS$288-7)+$U$32","v":0},"暖房能力","Φw"]
[null,null,"暖房消費電力",{"$f":"($U$33-0.82*$U$33)/14*($D$288-7)+$U$33","v":0},{"$f":"($U$33-0.82*$U$33)/14*($E$288-7)+$U$33","v":0},{"$f":"($U$33-0.82*$U$33)/14*($F$288-7)+$U$33","v":0},{"$f":"($U$33-0.82*$U$33)/14*($G$288-7)+$U$33","v":0},{"$f":"($U$33-0.82*$U$33)/14*($H$288-7)+$U$33","v":0},{"$f":"($U$33-0.82*$U$33)/14*($I$288-7)+$U$33","v":0},{"$f":"($U$33-0.82*$U$33)/14*($J$288-7)+$U$33","v":0},{"$f":"($U$33-0.82*$U$33)/14*($K$288-7)+$U$33","v":0},{"$f":"($U$33-0.82*$U$33)/14*($L$288-7)+$U$33","v":0},{"$f":"($U$33-0.82*$U$33)/14*($M$288-7)+$U$33","v":0},{"$f":"($U$33-0.82*$U$33)/14*($N$288-7)+$U$33","v":0},{"$f":"($U$33-0.82*$U$33)/14*($O$288-7)+$U$33","v":0},{"$f":"($U$33-0.82*$U$33)/14*($P$288-7)+$U$33","v":0},{"$f":"($U$33-0.82*$U$33)/14*($Q$288-7)+$U$33","v":0},{"$f":"($U$33-0.82*$U$33)/14*($R$288-7)+$U$33","v":0},{"$f":"($U$33-0.82*$U$33)/14*($S$288-7)+$U$33","v":0},{"$f":"($U$33-0.82*$U$33)/14*($T$288-7)+$U$33","v":0},{"$f":"($U$33-0.82*$U$33)/14*($U$288-7)+$U$33","v":0},{"$f":"($U$33-0.82*$U$33)/14*($V$288-7)+$U$33","v":0},{"$f":"($U$33-0.82*$U$33)/14*($W$288-7)+$U$33","v":0},{"$f":"($U$33-0.82*$U$33)/14*($X$288-7)+$U$33","v":0},{"$f":"($U$33-0.82*$U$33)/14*($Y$288-7)+$U$33","v":0},{"$f":"($U$33-0.82*$U$33)/14*($Z$288-7)+$U$33","v":0},{"$f":"($U$33-0.82*$U$33)/14*($AA$288-7)+$U$33","v":0},{"$f":"($U$33-0.82*$U$33)/14*($AB$288-7)+$U$33","v":0},{"$f":"($U$33-0.82*$U$33)/14*($AC$288-7)+$U$33","v":0},{"$f":"($U$33-0.82*$U$33)/14*($AD$288-7)+$U$33","v":0},{"$f":"($U$33-0.82*$U$33)/14*($AE$288-7)+$U$33","v":0},{"$f":"($U$33-0.82*$U$33)/14*($AF$288-7)+$U$33","v":0},{"$f":"($U$33-0.82*$U$33)/14*($AG$288-7)+$U$33","v":0},{"$f":"($U$33-0.82*$U$33)/14*($AH$288-7)+$U$33","v":0},{"$f":"($U$33-0.82*$U$33)/14*($AI$288-7)+$U$33","v":0},{"$f":"($U$33-0.82*$U$33)/14*($AJ$288-7)+$U$33","v":0},{"$f":"($U$33-0.82*$U$33)/14*($AK$288-7)+$U$33","v":0},{"$f":"($U$33-0.82*$U$33)/14*($AL$288-7)+$U$33","v":0},{"$f":"($U$33-0.82*$U$33)/14*($AM$288-7)+$U$33","v":0},{"$f":"($U$33-0.82*$U$33)/14*($AN$288-7)+$U$33","v":0},{"$f":"($U$33-0.82*$U$33)/14*($AO$288-7)+$U$33","v":0},{"$f":"($U$33-0.82*$U$33)/14*($AP$288-7)+$U$33","v":0},{"$f":"($U$33-0.82*$U$33)/14*($AQ$288-7)+$U$33","v":0},{"$f":"($U$33-0.82*$U$33)/14*($AR$288-7)+$U$33","v":0},{"$f":"($U$33-0.82*$U$33)/14*($AS$288-7)+$U$33","v":0},"消費電力","Pw"]
[null,null,"暖房COP",{"$f":"($D329/1.12)/($D330/1.06)","v":{"$error":"#DIV/0!"}},{"$f":"($E329/1.12)/($E330/1.06)","v":{"$error":"#DIV/0!"}},{"$f":"($F329/1.12)/($F330/1.06)","v":{"$error":"#DIV/0!"}},{"$f":"($G329/1.12)/($G330/1.06)","v":{"$error":"#DIV/0!"}},{"$f":"($H329/1.12)/($H330/1.06)","v":{"$error":"#DIV/0!"}},{"$f":"($I329/1.12)/($I330/1.06)","v":{"$error":"#DIV/0!"}},{"$f":"($J329/1.12)/($J330/1.06)","v":{"$error":"#DIV/0!"}},{"$f":"($K329/1.12)/($K330/1.06)","v":{"$error":"#DIV/0!"}},{"$f":"($L329/1.12)/($L330/1.06)","v":{"$error":"#DIV/0!"}},{"$f":"($M329/1.12)/($M330/1.06)","v":{"$error":"#DIV/0!"}},{"$f":"($N329/1.12)/($N330/1.06)","v":{"$error":"#DIV/0!"}},{"$f":"(O$329/1.12)/($O330/1.06)","v":{"$error":"#DIV/0!"}},{"$f":"$P329/$P330","v":{"$error":"#DIV/0!"}},{"$f":"$Q329/$Q330","v":{"$error":"#DIV/0!"}},{"$f":"$R329/$R330","v":{"$error":"#DIV/0!"}},{"$f":"$S329/$S330","v":{"$error":"#DIV/0!"}},{"$f":"$T329/$T330","v":{"$error":"#DIV/0!"}},{"$f":"$U329/$U330","v":{"$error":"#DIV/0!"}},{"$f":"$V329/$V330","v":{"$error":"#DIV/0!"}},{"$f":"$W329/$W330","v":{"$error":"#DIV/0!"}},{"$f":"$X329/$X330","v":{"$error":"#DIV/0!"}},{"$f":"$Y329/$Y330","v":{"$error":"#DIV/0!"}},{"$f":"$Z329/$Z330","v":{"$error":"#DIV/0!"}},{"$f":"$AA329/$AA330","v":{"$error":"#DIV/0!"}},{"$f":"$AB329/$AB330","v":{"$error":"#DIV/0!"}},{"$f":"$AC329/$AC330","v":{"$error":"#DIV/0!"}},{"$f":"$AD329/$AD330","v":{"$error":"#DIV/0!"}},{"$f":"$AE329/$AE330","v":{"$error":"#DIV/0!"}},{"$f":"$AF329/$AF330","v":{"$error":"#DIV/0!"}},{"$f":"$AG329/$AG330","v":{"$error":"#DIV/0!"}},{"$f":"$AH329/$AH330","v":{"$error":"#DIV/0!"}},{"$f":"$AI329/$AI330","v":{"$error":"#DIV/0!"}},{"$f":"$AJ329/$AJ330","v":{"$error":"#DIV/0!"}},{"$f":"$AK329/$AK330","v":{"$error":"#DIV/0!"}},{"$f":"$AL329/$AL330","v":{"$error":"#DIV/0!"}},{"$f":"$AM329/$AM330","v":{"$error":"#DIV/0!"}},{"$f":"$AN329/$AN330","v":{"$error":"#DIV/0!"}},{"$f":"$AO329/$AO330","v":{"$error":"#DIV/0!"}},{"$f":"$AP329/$AP330","v":{"$error":"#DIV/0!"}},{"$f":"$AQ329/$AQ330","v":{"$error":"#DIV/0!"}},{"$f":"$AR329/$AR330","v":{"$error":"#DIV/0!"}},{"$f":"$AS329/$AS330","v":{"$error":"#DIV/0!"}},"暖房COP","σw"]
[null,null,"暖房COP比",{"$f":"$D331/$Q331","v":{"$error":"#DIV/0!"}},{"$f":"$E331/$Q331","v":{"$error":"#DIV/0!"}},{"$f":"$F331/$Q331","v":{"$error":"#DIV/0!"}},{"$f":"$G331/$Q331","v":{"$error":"#DIV/0!"}},{"$f":"$H331/$Q331","v":{"$error":"#DIV/0!"}},{"$f":"$I331/$Q331","v":{"$error":"#DIV/0!"}},{"$f":"$J331/$Q331","v":{"$error":"#DIV/0!"}},{"$f":"$K331/$Q331","v":{"$error":"#DIV/0!"}},{"$f":"$L331/$Q331","v":{"$error":"#DIV/0!"}},{"$f":"$M331/$Q331","v":{"$error":"#DIV/0!"}},{"$f":"$N331/$Q331","v":{"$error":"#DIV/0!"}},{"$f":"$O331/$Q331","v":{"$error":"#DIV/0!"}},{"$f":"$P331/$Q331","v":{"$error":"#DIV/0!"}},{"$f":"$Q331/$Q331","v":{"$error":"#DIV/0!"}},{"$f":"$R331/$Q331","v":{"$error":"#DIV/0!"}},{"$f":"$S331/$Q331","v":{"$error":"#DIV/0!"}},{"$f":"$T331/$Q331","v":{"$error":"#DIV/0!"}},{"$f":"$U331/$Q331","v":{"$error":"#DIV/0!"}},{"$f":"$V331/$Q331","v":{"$error":"#DIV/0!"}},{"$f":"$W331/$Q331","v":{"$error":"#DIV/0!"}},{"$f":"$X331/$Q331","v":{"$error":"#DIV/0!"}},{"$f":"$Y331/$Q331","v":{"$error":"#DIV/0!"}},{"$f":"$Z331/$Q331","v":{"$error":"#DIV/0!"}},{"$f":"$AA331/$Q331","v":{"$error":"#DIV/0!"}},{"$f":"$AB331/$Q331","v":{"$error":"#DIV/0!"}},{"$f":"$AC331/$Q331","v":{"$error":"#DIV/0!"}},{"$f":"$AD331/$Q331","v":{"$error":"#DIV/0!"}},{"$f":"$AE331/$Q331","v":{"$error":"#DIV/0!"}},{"$f":"$AF331/$Q331","v":{"$error":"#DIV/0!"}},{"$f":"$AG331/$Q331","v":{"$error":"#DIV/0!"}},{"$f":"$AH331/$Q331","v":{"$error":"#DIV/0!"}},{"$f":"$AI331/$Q331","v":{"$error":"#DIV/0!"}},{"$f":"$AJ331/$Q331","v":{"$error":"#DIV/0!"}},{"$f":"$AK331/$Q331","v":{"$error":"#DIV/0!"}},{"$f":"$AL331/$Q331","v":{"$error":"#DIV/0!"}},{"$f":"$AM331/$Q331","v":{"$error":"#DIV/0!"}},{"$f":"$AN331/$Q331","v":{"$error":"#DIV/0!"}},{"$f":"$AO331/$Q331","v":{"$error":"#DIV/0!"}},{"$f":"$AP331/$Q331","v":{"$error":"#DIV/0!"}},{"$f":"$AQ331/$Q331","v":{"$error":"#DIV/0!"}},{"$f":"$AR331/$Q331","v":{"$error":"#DIV/0!"}},{"$f":"$AS331/$Q331","v":{"$error":"#DIV/0!"}},"暖房COP比","βw"]
[null,null,"Σ",{"$f":"$D$301*$D328","v":{"$error":"#DIV/0!"}},{"$f":"$E$301*$E328","v":{"$error":"#DIV/0!"}},{"$f":"$F$301*$F328","v":{"$error":"#DIV/0!"}},{"$f":"$G$301*$G328","v":{"$error":"#DIV/0!"}},{"$f":"$H$301*$H328","v":{"$error":"#DIV/0!"}},{"$f":"$I$301*$I328","v":{"$error":"#DIV/0!"}},{"$f":"$J$301*$J328","v":{"$error":"#DIV/0!"}},{"$f":"$K$301*$K328","v":{"$error":"#DIV/0!"}},{"$f":"$L$301*$L328","v":{"$error":"#DIV/0!"}},{"$f":"$M$301*$M328","v":{"$error":"#DIV/0!"}},{"$f":"$N$301*$N328","v":{"$error":"#DIV/0!"}},{"$f":"$O$301*$O328","v":{"$error":"#DIV/0!"}},{"$f":"$P$301*$P328","v":{"$error":"#DIV/0!"}},{"$f":"$Q$301*$Q328","v":{"$error":"#DIV/0!"}},{"$f":"$R$301*$R328","v":{"$error":"#DIV/0!"}},{"$f":"$S$301*$S328","v":{"$error":"#DIV/0!"}},{"$f":"$T$301*$T328","v":{"$error":"#DIV/0!"}},{"$f":"$U$301*$U328","v":{"$error":"#DIV/0!"}},{"$f":"$V$301*$V328","v":{"$error":"#DIV/0!"}},{"$f":"$W$301*$W328","v":{"$error":"#DIV/0!"}},{"$f":"$X$301*$X328","v":{"$error":"#DIV/0!"}},{"$f":"$Y$301*$Y328","v":{"$error":"#DIV/0!"}},{"$f":"$Z$301*$Z328","v":{"$error":"#DIV/0!"}},{"$f":"$AA$301*$AA328","v":{"$error":"#DIV/0!"}},{"$f":"$AB$301*$AB328","v":{"$error":"#DIV/0!"}},{"$f":"$AC$301*$AC328","v":{"$error":"#DIV/0!"}},{"$f":"$AD$301*$AD328","v":{"$error":"#DIV/0!"}},{"$f":"$AE$301*$AE328","v":{"$error":"#DIV/0!"}},{"$f":"$AF$301*$AF328","v":{"$error":"#DIV/0!"}},{"$f":"$AG$301*$AG328","v":{"$error":"#DIV/0!"}},{"$f":"$AH$301*$AH328","v":{"$error":"#DIV/0!"}},{"$f":"$AI$301*$AI328","v":{"$error":"#DIV/0!"}},{"$f":"$AJ$301*$AJ328","v":{"$error":"#DIV/0!"}},{"$f":"$AK$301*$AK328","v":{"$error":"#DIV/0!"}},{"$f":"$AL$301*$AL328","v":{"$error":"#DIV/0!"}},{"$f":"$AM$301*$AM328","v":{"$error":"#DIV/0!"}},{"$f":"$AN$301*$AN328","v":{"$error":"#DIV/0!"}},{"$f":"$AO$301*$AO328","v":{"$error":"#DIV/0!"}},{"$f":"$AP$301*$AP328","v":{"$error":"#DIV/0!"}},{"$f":"$AQ$301*$AQ328","v":{"$error":"#DIV/0!"}},{"$f":"$AR$301*$AR328","v":{"$error":"#DIV/0!"}},{"$f":"$AS$301*$AS328","v":{"$error":"#DIV/0!"}},{"$f":"SUM($D333:$AS333)","v":{"$error":"#DIV/0!"}},"Σ"]
[null,"前6","暖房時消費電力比",{"$f":"$D$302/$D338","v":{"$error":"#DIV/0!"}},{"$f":"$E$302/$E338","v":{"$error":"#DIV/0!"}},{"$f":"$F$302/$F338","v":{"$error":"#DIV/0!"}},{"$f":"$G$302/$G338","v":{"$error":"#DIV/0!"}},{"$f":"$H$302/$H338","v":{"$error":"#DIV/0!"}},{"$f":"$I$302/$I338","v":{"$error":"#DIV/0!"}},{"$f":"$J$302/$J338","v":{"$error":"#DIV/0!"}},{"$f":"$K$302/$K338","v":{"$error":"#DIV/0!"}},{"$f":"$L$302/$L338","v":{"$error":"#DIV/0!"}},{"$f":"$M$302/$M338","v":{"$error":"#DIV/0!"}},{"$f":"$N$302/$N338","v":{"$error":"#DIV/0!"}},{"$f":"$O$302/$O338","v":{"$error":"#DIV/0!"}},{"$f":"$P$302/$P338","v":{"$error":"#DIV/0!"}},{"$f":"$Q$302/$Q338","v":{"$error":"#DIV/0!"}},{"$f":"$R$302/$R338","v":{"$error":"#DIV/0!"}},{"$f":"$S$302/$S338","v":{"$error":"#DIV/0!"}},{"$f":"$T$302/$T338","v":{"$error":"#DIV/0!"}},{"$f":"$U$302/$U338","v":{"$error":"#DIV/0!"}},{"$f":"$V$302/$V338","v":{"$error":"#DIV/0!"}},{"$f":"$W$302/$W338","v":{"$error":"#DIV/0!"}},{"$f":"$X$302/$X338","v":{"$error":"#DIV/0!"}},{"$f":"$Y$302/$Y338","v":{"$error":"#DIV/0!"}},{"$f":"$Z$302/$Z338","v":{"$error":"#DIV/0!"}},{"$f":"$AA$302/$AA338","v":{"$error":"#DIV/0!"}},{"$f":"$AB$302/$AB338","v":{"$error":"#DIV/0!"}},{"$f":"$AC$302/$AC338","v":{"$error":"#DIV/0!"}},{"$f":"$AD$302/$AD338","v":{"$error":"#DIV/0!"}},{"$f":"$AE$302/$AE338","v":{"$error":"#DIV/0!"}},{"$f":"$AF$302/$AF338","v":{"$error":"#DIV/0!"}},{"$f":"$AG$302/$AG338","v":{"$error":"#DIV/0!"}},{"$f":"$AH$302/$AH338","v":{"$error":"#DIV/0!"}},{"$f":"$AI$302/$AI338","v":{"$error":"#DIV/0!"}},{"$f":"$AJ$302/$AJ338","v":{"$error":"#DIV/0!"}},{"$f":"$AK$302/$AK338","v":{"$error":"#DIV/0!"}},{"$f":"$AL$302/$AL338","v":{"$error":"#DIV/0!"}},{"$f":"$AM$302/$AM338","v":{"$error":"#DIV/0!"}},{"$f":"$AN$302/$AN338","v":{"$error":"#DIV/0!"}},{"$f":"$AO$302/$AO338","v":{"$error":"#DIV/0!"}},{"$f":"$AP$302/$AP338","v":{"$error":"#DIV/0!"}},{"$f":"$AQ$302/$AQ338","v":{"$error":"#DIV/0!"}},{"$f":"$AR$302/$AR338","v":{"$error":"#DIV/0!"}},{"$f":"$AS$302/$AS338","v":{"$error":"#DIV/0!"}},"暖房時消費電力比","εw"]
[null,null,"暖房能力",{"$f":"($V$32-0.64*$V$32)/14*($D$288-7)+$V$32","v":0},{"$f":"($V$32-0.64*$V$32)/14*($E$288-7)+$V$32","v":0},{"$f":"($V$32-0.64*$V$32)/14*($F$288-7)+$V$32","v":0},{"$f":"($V$32-0.64*$V$32)/14*($G$288-7)+$V$32","v":0},{"$f":"($V$32-0.64*$V$32)/14*($H$288-7)+$V$32","v":0},{"$f":"($V$32-0.64*$V$32)/14*($I$288-7)+$V$32","v":0},{"$f":"($V$32-0.64*$V$32)/14*($J$288-7)+$V$32","v":0},{"$f":"($V$32-0.64*$V$32)/14*($K$288-7)+$V$32","v":0},{"$f":"($V$32-0.64*$V$32)/14*($L$288-7)+$V$32","v":0},{"$f":"($V$32-0.64*$V$32)/14*($M$288-7)+$V$32","v":0},{"$f":"($V$32-0.64*$V$32)/14*($N$288-7)+$V$32","v":0},{"$f":"($V$32-0.64*$V$32)/14*($O$288-7)+$V$32","v":0},{"$f":"($V$32-0.64*$V$32)/14*($P$288-7)+$V$32","v":0},{"$f":"($V$32-0.64*$V$32)/14*($Q$288-7)+$V$32","v":0},{"$f":"($V$32-0.64*$V$32)/14*($R$288-7)+$V$32","v":0},{"$f":"($V$32-0.64*$V$32)/14*($S$288-7)+$V$32","v":0},{"$f":"($V$32-0.64*$V$32)/14*($T$288-7)+$V$32","v":0},{"$f":"($V$32-0.64*$V$32)/14*($U$288-7)+$V$32","v":0},{"$f":"($V$32-0.64*$V$32)/14*($V$288-7)+$V$32","v":0},{"$f":"($V$32-0.64*$V$32)/14*($W$288-7)+$V$32","v":0},{"$f":"($V$32-0.64*$V$32)/14*($X$288-7)+$V$32","v":0},{"$f":"($V$32-0.64*$V$32)/14*($Y$288-7)+$V$32","v":0},{"$f":"($V$32-0.64*$V$32)/14*($Z$288-7)+$V$32","v":0},{"$f":"($V$32-0.64*$V$32)/14*($AA$288-7)+$V$32","v":0},{"$f":"($V$32-0.64*$V$32)/14*($AB$288-7)+$V$32","v":0},{"$f":"($V$32-0.64*$V$32)/14*($AC$288-7)+$V$32","v":0},{"$f":"($V$32-0.64*$V$32)/14*($AD$288-7)+$V$32","v":0},{"$f":"($V$32-0.64*$V$32)/14*($AE$288-7)+$V$32","v":0},{"$f":"($V$32-0.64*$V$32)/14*($AF$288-7)+$V$32","v":0},{"$f":"($V$32-0.64*$V$32)/14*($AG$288-7)+$V$32","v":0},{"$f":"($V$32-0.64*$V$32)/14*($AH$288-7)+$V$32","v":0},{"$f":"($V$32-0.64*$V$32)/14*($AI$288-7)+$V$32","v":0},{"$f":"($V$32-0.64*$V$32)/14*($AJ$288-7)+$V$32","v":0},{"$f":"($V$32-0.64*$V$32)/14*($AK$288-7)+$V$32","v":0},{"$f":"($V$32-0.64*$V$32)/14*($AL$288-7)+$V$32","v":0},{"$f":"($V$32-0.64*$V$32)/14*($AM$288-7)+$V$32","v":0},{"$f":"($V$32-0.64*$V$32)/14*($AN$288-7)+$V$32","v":0},{"$f":"($V$32-0.64*$V$32)/14*($AO$288-7)+$V$32","v":0},{"$f":"($V$32-0.64*$V$32)/14*($AP$288-7)+$V$32","v":0},{"$f":"($V$32-0.64*$V$32)/14*($AQ$288-7)+$V$32","v":0},{"$f":"($V$32-0.64*$V$32)/14*($AR$288-7)+$V$32","v":0},{"$f":"($V$32-0.64*$V$32)/14*($AS$288-7)+$V$32","v":0},"暖房能力","Φw"]
[null,null,"暖房消費電力",{"$f":"($V$33-0.82*$V$33)/14*($D$288-7)+$V$33","v":0},{"$f":"($V$33-0.82*$V$33)/14*($E$288-7)+$V$33","v":0},{"$f":"($V$33-0.82*$V$33)/14*($F$288-7)+$V$33","v":0},{"$f":"($V$33-0.82*$V$33)/14*($G$288-7)+$V$33","v":0},{"$f":"($V$33-0.82*$V$33)/14*($H$288-7)+$V$33","v":0},{"$f":"($V$33-0.82*$V$33)/14*($I$288-7)+$V$33","v":0},{"$f":"($V$33-0.82*$V$33)/14*($J$288-7)+$V$33","v":0},{"$f":"($V$33-0.82*$V$33)/14*($K$288-7)+$V$33","v":0},{"$f":"($V$33-0.82*$V$33)/14*($L$288-7)+$V$33","v":0},{"$f":"($V$33-0.82*$V$33)/14*($M$288-7)+$V$33","v":0},{"$f":"($V$33-0.82*$V$33)/14*($N$288-7)+$V$33","v":0},{"$f":"($V$33-0.82*$V$33)/14*($O$288-7)+$V$33","v":0},{"$f":"($V$33-0.82*$V$33)/14*($P$288-7)+$V$33","v":0},{"$f":"($V$33-0.82*$V$33)/14*($Q$288-7)+$V$33","v":0},{"$f":"($V$33-0.82*$V$33)/14*($R$288-7)+$V$33","v":0},{"$f":"($V$33-0.82*$V$33)/14*($S$288-7)+$V$33","v":0},{"$f":"($V$33-0.82*$V$33)/14*($T$288-7)+$V$33","v":0},{"$f":"($V$33-0.82*$V$33)/14*($U$288-7)+$V$33","v":0},{"$f":"($V$33-0.82*$V$33)/14*($V$288-7)+$V$33","v":0},{"$f":"($V$33-0.82*$V$33)/14*($W$288-7)+$V$33","v":0},{"$f":"($V$33-0.82*$V$33)/14*($X$288-7)+$V$33","v":0},{"$f":"($V$33-0.82*$V$33)/14*($Y$288-7)+$V$33","v":0},{"$f":"($V$33-0.82*$V$33)/14*($Z$288-7)+$V$33","v":0},{"$f":"($V$33-0.82*$V$33)/14*($AA$288-7)+$V$33","v":0},{"$f":"($V$33-0.82*$V$33)/14*($AB$288-7)+$V$33","v":0},{"$f":"($V$33-0.82*$V$33)/14*($AC$288-7)+$V$33","v":0},{"$f":"($V$33-0.82*$V$33)/14*($AD$288-7)+$V$33","v":0},{"$f":"($V$33-0.82*$V$33)/14*($AE$288-7)+$V$33","v":0},{"$f":"($V$33-0.82*$V$33)/14*($AF$288-7)+$V$33","v":0},{"$f":"($V$33-0.82*$V$33)/14*($AG$288-7)+$V$33","v":0},{"$f":"($V$33-0.82*$V$33)/14*($AH$288-7)+$V$33","v":0},{"$f":"($V$33-0.82*$V$33)/14*($AI$288-7)+$V$33","v":0},{"$f":"($V$33-0.82*$V$33)/14*($AJ$288-7)+$V$33","v":0},{"$f":"($V$33-0.82*$V$33)/14*($AK$288-7)+$V$33","v":0},{"$f":"($V$33-0.82*$V$33)/14*($AL$288-7)+$V$33","v":0},{"$f":"($V$33-0.82*$V$33)/14*($AM$288-7)+$V$33","v":0},{"$f":"($V$33-0.82*$V$33)/14*($AN$288-7)+$V$33","v":0},{"$f":"($V$33-0.82*$V$33)/14*($AO$288-7)+$V$33","v":0},{"$f":"($V$33-0.82*$V$33)/14*($AP$288-7)+$V$33","v":0},{"$f":"($V$33-0.82*$V$33)/14*($AQ$288-7)+$V$33","v":0},{"$f":"($V$33-0.82*$V$33)/14*($AR$288-7)+$V$33","v":0},{"$f":"($V$33-0.82*$V$33)/14*($AS$288-7)+$V$33","v":0},"消費電力","Pw"]
[null,null,"暖房COP",{"$f":"($D335/1.12)/($D336/1.06)","v":{"$error":"#DIV/0!"}},{"$f":"($E335/1.12)/($E336/1.06)","v":{"$error":"#DIV/0!"}},{"$f":"($F335/1.12)/($F336/1.06)","v":{"$error":"#DIV/0!"}},{"$f":"($G335/1.12)/($G336/1.06)","v":{"$error":"#DIV/0!"}},{"$f":"($H335/1.12)/($H336/1.06)","v":{"$error":"#DIV/0!"}},{"$f":"($I335/1.12)/($I336/1.06)","v":{"$error":"#DIV/0!"}},{"$f":"($J335/1.12)/($J336/1.06)","v":{"$error":"#DIV/0!"}},{"$f":"($K335/1.12)/($K336/1.06)","v":{"$error":"#DIV/0!"}},{"$f":"($L335/1.12)/($L336/1.06)","v":{"$error":"#DIV/0!"}},{"$f":"($M335/1.12)/($M336/1.06)","v":{"$error":"#DIV/0!"}},{"$f":"($N335/1.12)/($N336/1.06)","v":{"$error":"#DIV/0!"}},{"$f":"(O$335/1.12)/($O336/1.06)","v":{"$error":"#DIV/0!"}},{"$f":"$P335/$P336","v":{"$error":"#DIV/0!"}},{"$f":"$Q335/$Q336","v":{"$error":"#DIV/0!"}},{"$f":"$R335/$R336","v":{"$error":"#DIV/0!"}},{"$f":"$S335/$S336","v":{"$error":"#DIV/0!"}},{"$f":"$T335/$T336","v":{"$error":"#DIV/0!"}},{"$f":"$U335/$U336","v":{"$error":"#DIV/0!"}},{"$f":"$V335/$V336","v":{"$error":"#DIV/0!"}},{"$f":"$W335/$W336","v":{"$error":"#DIV/0!"}},{"$f":"$X335/$X336","v":{"$error":"#DIV/0!"}},{"$f":"$Y335/$Y336","v":{"$error":"#DIV/0!"}},{"$f":"$Z335/$Z336","v":{"$error":"#DIV/0!"}},{"$f":"$AA335/$AA336","v":{"$error":"#DIV/0!"}},{"$f":"$AB335/$AB336","v":{"$error":"#DIV/0!"}},{"$f":"$AC335/$AC336","v":{"$error":"#DIV/0!"}},{"$f":"$AD335/$AD336","v":{"$error":"#DIV/0!"}},{"$f":"$AE335/$AE336","v":{"$error":"#DIV/0!"}},{"$f":"$AF335/$AF336","v":{"$error":"#DIV/0!"}},{"$f":"$AG335/$AG336","v":{"$error":"#DIV/0!"}},{"$f":"$AH335/$AH336","v":{"$error":"#DIV/0!"}},{"$f":"$AI335/$AI336","v":{"$error":"#DIV/0!"}},{"$f":"$AJ335/$AJ336","v":{"$error":"#DIV/0!"}},{"$f":"$AK335/$AK336","v":{"$error":"#DIV/0!"}},{"$f":"$AL335/$AL336","v":{"$error":"#DIV/0!"}},{"$f":"$AM335/$AM336","v":{"$error":"#DIV/0!"}},{"$f":"$AN335/$AN336","v":{"$error":"#DIV/0!"}},{"$f":"$AO335/$AO336","v":{"$error":"#DIV/0!"}},{"$f":"$AP335/$AP336","v":{"$error":"#DIV/0!"}},{"$f":"$AQ335/$AQ336","v":{"$error":"#DIV/0!"}},{"$f":"$AR335/$AR336","v":{"$error":"#DIV/0!"}},{"$f":"$AS335/$AS336","v":{"$error":"#DIV/0!"}},"暖房COP","σw"]
[null,null,"暖房COP比",{"$f":"$D337/$Q337","v":{"$error":"#DIV/0!"}},{"$f":"$E337/$Q337","v":{"$error":"#DIV/0!"}},{"$f":"$F337/$Q337","v":{"$error":"#DIV/0!"}},{"$f":"$G337/$Q337","v":{"$error":"#DIV/0!"}},{"$f":"$H337/$Q337","v":{"$error":"#DIV/0!"}},{"$f":"$I337/$Q337","v":{"$error":"#DIV/0!"}},{"$f":"$J337/$Q337","v":{"$error":"#DIV/0!"}},{"$f":"$K337/$Q337","v":{"$error":"#DIV/0!"}},{"$f":"$L337/$Q337","v":{"$error":"#DIV/0!"}},{"$f":"$M337/$Q337","v":{"$error":"#DIV/0!"}},{"$f":"$N337/$Q337","v":{"$error":"#DIV/0!"}},{"$f":"$O337/$Q337","v":{"$error":"#DIV/0!"}},{"$f":"$P337/$Q337","v":{"$error":"#DIV/0!"}},{"$f":"$Q337/$Q337","v":{"$error":"#DIV/0!"}},{"$f":"$R337/$Q337","v":{"$error":"#DIV/0!"}},{"$f":"$S337/$Q337","v":{"$error":"#DIV/0!"}},{"$f":"$T337/$Q337","v":{"$error":"#DIV/0!"}},{"$f":"$U337/$Q337","v":{"$error":"#DIV/0!"}},{"$f":"$V337/$Q337","v":{"$error":"#DIV/0!"}},{"$f":"$W337/$Q337","v":{"$error":"#DIV/0!"}},{"$f":"$X337/$Q337","v":{"$error":"#DIV/0!"}},{"$f":"$Y337/$Q337","v":{"$error":"#DIV/0!"}},{"$f":"$Z337/$Q337","v":{"$error":"#DIV/0!"}},{"$f":"$AA337/$Q337","v":{"$error":"#DIV/0!"}},{"$f":"$AB337/$Q337","v":{"$error":"#DIV/0!"}},{"$f":"$AC337/$Q337","v":{"$error":"#DIV/0!"}},{"$f":"$AD337/$Q337","v":{"$error":"#DIV/0!"}},{"$f":"$AE337/$Q337","v":{"$error":"#DIV/0!"}},{"$f":"$AF337/$Q337","v":{"$error":"#DIV/0!"}},{"$f":"$AG337/$Q337","v":{"$error":"#DIV/0!"}},{"$f":"$AH337/$Q337","v":{"$error":"#DIV/0!"}},{"$f":"$AI337/$Q337","v":{"$error":"#DIV/0!"}},{"$f":"$AJ337/$Q337","v":{"$error":"#DIV/0!"}},{"$f":"$AK337/$Q337","v":{"$error":"#DIV/0!"}},{"$f":"$AL337/$Q337","v":{"$error":"#DIV/0!"}},{"$f":"$AM337/$Q337","v":{"$error":"#DIV/0!"}},{"$f":"$AN337/$Q337","v":{"$error":"#DIV/0!"}},{"$f":"$AO337/$Q337","v":{"$error":"#DIV/0!"}},{"$f":"$AP337/$Q337","v":{"$error":"#DIV/0!"}},{"$f":"$AQ337/$Q337","v":{"$error":"#DIV/0!"}},{"$f":"$AR337/$Q337","v":{"$error":"#DIV/0!"}},{"$f":"$AS337/$Q337","v":{"$error":"#DIV/0!"}},"暖房COP比","βw"]
[null,null,"Σ",{"$f":"$D$301*$D334","v":{"$error":"#DIV/0!"}},{"$f":"$E$301*$E334","v":{"$error":"#DIV/0!"}},{"$f":"$F$301*$F334","v":{"$error":"#DIV/0!"}},{"$f":"$G$301*$G334","v":{"$error":"#DIV/0!"}},{"$f":"$H$301*$H334","v":{"$error":"#DIV/0!"}},{"$f":"$I$301*$I334","v":{"$error":"#DIV/0!"}},{"$f":"$J$301*$J334","v":{"$error":"#DIV/0!"}},{"$f":"$K$301*$K334","v":{"$error":"#DIV/0!"}},{"$f":"$L$301*$L334","v":{"$error":"#DIV/0!"}},{"$f":"$M$301*$M334","v":{"$error":"#DIV/0!"}},{"$f":"$N$301*$N334","v":{"$error":"#DIV/0!"}},{"$f":"$O$301*$O334","v":{"$error":"#DIV/0!"}},{"$f":"$P$301*$P334","v":{"$error":"#DIV/0!"}},{"$f":"$Q$301*$Q334","v":{"$error":"#DIV/0!"}},{"$f":"$R$301*$R334","v":{"$error":"#DIV/0!"}},{"$f":"$S$301*$S334","v":{"$error":"#DIV/0!"}},{"$f":"$T$301*$T334","v":{"$error":"#DIV/0!"}},{"$f":"$U$301*$U334","v":{"$error":"#DIV/0!"}},{"$f":"$V$301*$V334","v":{"$error":"#DIV/0!"}},{"$f":"$W$301*$W334","v":{"$error":"#DIV/0!"}},{"$f":"$X$301*$X334","v":{"$error":"#DIV/0!"}},{"$f":"$Y$301*$Y334","v":{"$error":"#DIV/0!"}},{"$f":"$Z$301*$Z334","v":{"$error":"#DIV/0!"}},{"$f":"$AA$301*$AA334","v":{"$error":"#DIV/0!"}},{"$f":"$AB$301*$AB334","v":{"$error":"#DIV/0!"}},{"$f":"$AC$301*$AC334","v":{"$error":"#DIV/0!"}},{"$f":"$AD$301*$AD334","v":{"$error":"#DIV/0!"}},{"$f":"$AE$301*$AE334","v":{"$error":"#DIV/0!"}},{"$f":"$AF$301*$AF334","v":{"$error":"#DIV/0!"}},{"$f":"$AG$301*$AG334","v":{"$error":"#DIV/0!"}},{"$f":"$AH$301*$AH334","v":{"$error":"#DIV/0!"}},{"$f":"$AI$301*$AI334","v":{"$error":"#DIV/0!"}},{"$f":"$AJ$301*$AJ334","v":{"$error":"#DIV/0!"}},{"$f":"$AK$301*$AK334","v":{"$error":"#DIV/0!"}},{"$f":"$AL$301*$AL334","v":{"$error":"#DIV/0!"}},{"$f":"$AM$301*$AM334","v":{"$error":"#DIV/0!"}},{"$f":"$AN$301*$AN334","v":{"$error":"#DIV/0!"}},{"$f":"$AO$301*$AO334","v":{"$error":"#DIV/0!"}},{"$f":"$AP$301*$AP334","v":{"$error":"#DIV/0!"}},{"$f":"$AQ$301*$AQ334","v":{"$error":"#DIV/0!"}},{"$f":"$AR$301*$AR334","v":{"$error":"#DIV/0!"}},{"$f":"$AS$301*$AS334","v":{"$error":"#DIV/0!"}},{"$f":"SUM($D339:$AS339)","v":{"$error":"#DIV/0!"}},"Σ"]
[null,"前7","暖房時消費電力比",{"$f":"$D$302/$D344","v":{"$error":"#DIV/0!"}},{"$f":"$E$302/$E344","v":{"$error":"#DIV/0!"}},{"$f":"$F$302/$F344","v":{"$error":"#DIV/0!"}},{"$f":"$G$302/$G344","v":{"$error":"#DIV/0!"}},{"$f":"$H$302/$H344","v":{"$error":"#DIV/0!"}},{"$f":"$I$302/$I344","v":{"$error":"#DIV/0!"}},{"$f":"$J$302/$J344","v":{"$error":"#DIV/0!"}},{"$f":"$K$302/$K344","v":{"$error":"#DIV/0!"}},{"$f":"$L$302/$L344","v":{"$error":"#DIV/0!"}},{"$f":"$M$302/$M344","v":{"$error":"#DIV/0!"}},{"$f":"$N$302/$N344","v":{"$error":"#DIV/0!"}},{"$f":"$O$302/$O344","v":{"$error":"#DIV/0!"}},{"$f":"$P$302/$P344","v":{"$error":"#DIV/0!"}},{"$f":"$Q$302/$Q344","v":{"$error":"#DIV/0!"}},{"$f":"$R$302/$R344","v":{"$error":"#DIV/0!"}},{"$f":"$S$302/$S344","v":{"$error":"#DIV/0!"}},{"$f":"$T$302/$T344","v":{"$error":"#DIV/0!"}},{"$f":"$U$302/$U344","v":{"$error":"#DIV/0!"}},{"$f":"$V$302/$V344","v":{"$error":"#DIV/0!"}},{"$f":"$W$302/$W344","v":{"$error":"#DIV/0!"}},{"$f":"$X$302/$X344","v":{"$error":"#DIV/0!"}},{"$f":"$Y$302/$Y344","v":{"$error":"#DIV/0!"}},{"$f":"$Z$302/$Z344","v":{"$error":"#DIV/0!"}},{"$f":"$AA$302/$AA344","v":{"$error":"#DIV/0!"}},{"$f":"$AB$302/$AB344","v":{"$error":"#DIV/0!"}},{"$f":"$AC$302/$AC344","v":{"$error":"#DIV/0!"}},{"$f":"$AD$302/$AD344","v":{"$error":"#DIV/0!"}},{"$f":"$AE$302/$AE344","v":{"$error":"#DIV/0!"}},{"$f":"$AF$302/$AF344","v":{"$error":"#DIV/0!"}},{"$f":"$AG$302/$AG344","v":{"$error":"#DIV/0!"}},{"$f":"$AH$302/$AH344","v":{"$error":"#DIV/0!"}},{"$f":"$AI$302/$AI344","v":{"$error":"#DIV/0!"}},{"$f":"$AJ$302/$AJ344","v":{"$error":"#DIV/0!"}},{"$f":"$AK$302/$AK344","v":{"$error":"#DIV/0!"}},{"$f":"$AL$302/$AL344","v":{"$error":"#DIV/0!"}},{"$f":"$AM$302/$AM344","v":{"$error":"#DIV/0!"}},{"$f":"$AN$302/$AN344","v":{"$error":"#DIV/0!"}},{"$f":"$AO$302/$AO344","v":{"$error":"#DIV/0!"}},{"$f":"$AP$302/$AP344","v":{"$error":"#DIV/0!"}},{"$f":"$AQ$302/$AQ344","v":{"$error":"#DIV/0!"}},{"$f":"$AR$302/$AR344","v":{"$error":"#DIV/0!"}},{"$f":"$AS$302/$AS344","v":{"$error":"#DIV/0!"}},"暖房時消費電力比","εw"]
[null,null,"暖房能力",{"$f":"($W$32-0.64*$W$32)/14*($D$288-7)+$W$32","v":0},{"$f":"($W$32-0.64*$W$32)/14*($E$288-7)+$W$32","v":0},{"$f":"($W$32-0.64*$W$32)/14*($F$288-7)+$W$32","v":0},{"$f":"($W$32-0.64*$W$32)/14*($G$288-7)+$W$32","v":0},{"$f":"($W$32-0.64*$W$32)/14*($H$288-7)+$W$32","v":0},{"$f":"($W$32-0.64*$W$32)/14*($I$288-7)+$W$32","v":0},{"$f":"($W$32-0.64*$W$32)/14*($J$288-7)+$W$32","v":0},{"$f":"($W$32-0.64*$W$32)/14*($K$288-7)+$W$32","v":0},{"$f":"($W$32-0.64*$W$32)/14*($L$288-7)+$W$32","v":0},{"$f":"($W$32-0.64*$W$32)/14*($M$288-7)+$W$32","v":0},{"$f":"($W$32-0.64*$W$32)/14*($N$288-7)+$W$32","v":0},{"$f":"($W$32-0.64*$W$32)/14*($O$288-7)+$W$32","v":0},{"$f":"($W$32-0.64*$W$32)/14*($P$288-7)+$W$32","v":0},{"$f":"($W$32-0.64*$W$32)/14*($Q$288-7)+$W$32","v":0},{"$f":"($W$32-0.64*$W$32)/14*($R$288-7)+$W$32","v":0},{"$f":"($W$32-0.64*$W$32)/14*($S$288-7)+$W$32","v":0},{"$f":"($W$32-0.64*$W$32)/14*($T$288-7)+$W$32","v":0},{"$f":"($W$32-0.64*$W$32)/14*($U$288-7)+$W$32","v":0},{"$f":"($W$32-0.64*$W$32)/14*($V$288-7)+$W$32","v":0},{"$f":"($W$32-0.64*$W$32)/14*($W$288-7)+$W$32","v":0},{"$f":"($W$32-0.64*$W$32)/14*($X$288-7)+$W$32","v":0},{"$f":"($W$32-0.64*$W$32)/14*($Y$288-7)+$W$32","v":0},{"$f":"($W$32-0.64*$W$32)/14*($Z$288-7)+$W$32","v":0},{"$f":"($W$32-0.64*$W$32)/14*($AA$288-7)+$W$32","v":0},{"$f":"($W$32-0.64*$W$32)/14*($AB$288-7)+$W$32","v":0},{"$f":"($W$32-0.64*$W$32)/14*($AC$288-7)+$W$32","v":0},{"$f":"($W$32-0.64*$W$32)/14*($AD$288-7)+$W$32","v":0},{"$f":"($W$32-0.64*$W$32)/14*($AE$288-7)+$W$32","v":0},{"$f":"($W$32-0.64*$W$32)/14*($AF$288-7)+$W$32","v":0},{"$f":"($W$32-0.64*$W$32)/14*($AG$288-7)+$W$32","v":0},{"$f":"($W$32-0.64*$W$32)/14*($AH$288-7)+$W$32","v":0},{"$f":"($W$32-0.64*$W$32)/14*($AI$288-7)+$W$32","v":0},{"$f":"($W$32-0.64*$W$32)/14*($AJ$288-7)+$W$32","v":0},{"$f":"($W$32-0.64*$W$32)/14*($AK$288-7)+$W$32","v":0},{"$f":"($W$32-0.64*$W$32)/14*($AL$288-7)+$W$32","v":0},{"$f":"($W$32-0.64*$W$32)/14*($AM$288-7)+$W$32","v":0},{"$f":"($W$32-0.64*$W$32)/14*($AN$288-7)+$W$32","v":0},{"$f":"($W$32-0.64*$W$32)/14*($AO$288-7)+$W$32","v":0},{"$f":"($W$32-0.64*$W$32)/14*($AP$288-7)+$W$32","v":0},{"$f":"($W$32-0.64*$W$32)/14*($AQ$288-7)+$W$32","v":0},{"$f":"($W$32-0.64*$W$32)/14*($AR$288-7)+$W$32","v":0},{"$f":"($W$32-0.64*$W$32)/14*($AS$288-7)+$W$32","v":0},"暖房能力","Φw"]
[null,null,"暖房消費電力",{"$f":"($W$33-0.82*$W$33)/14*($D$288-7)+$W$33","v":0},{"$f":"($W$33-0.82*$W$33)/14*($E$288-7)+$W$33","v":0},{"$f":"($W$33-0.82*$W$33)/14*($F$288-7)+$W$33","v":0},{"$f":"($W$33-0.82*$W$33)/14*($G$288-7)+$W$33","v":0},{"$f":"($W$33-0.82*$W$33)/14*($H$288-7)+$W$33","v":0},{"$f":"($W$33-0.82*$W$33)/14*($I$288-7)+$W$33","v":0},{"$f":"($W$33-0.82*$W$33)/14*($J$288-7)+$W$33","v":0},{"$f":"($W$33-0.82*$W$33)/14*($K$288-7)+$W$33","v":0},{"$f":"($W$33-0.82*$W$33)/14*($L$288-7)+$W$33","v":0},{"$f":"($W$33-0.82*$W$33)/14*($M$288-7)+$W$33","v":0},{"$f":"($W$33-0.82*$W$33)/14*($N$288-7)+$W$33","v":0},{"$f":"($W$33-0.82*$W$33)/14*($O$288-7)+$W$33","v":0},{"$f":"($W$33-0.82*$W$33)/14*($P$288-7)+$W$33","v":0},{"$f":"($W$33-0.82*$W$33)/14*($Q$288-7)+$W$33","v":0},{"$f":"($W$33-0.82*$W$33)/14*($R$288-7)+$W$33","v":0},{"$f":"($W$33-0.82*$W$33)/14*($S$288-7)+$W$33","v":0},{"$f":"($W$33-0.82*$W$33)/14*($T$288-7)+$W$33","v":0},{"$f":"($W$33-0.82*$W$33)/14*($U$288-7)+$W$33","v":0},{"$f":"($W$33-0.82*$W$33)/14*($V$288-7)+$W$33","v":0},{"$f":"($W$33-0.82*$W$33)/14*($W$288-7)+$W$33","v":0},{"$f":"($W$33-0.82*$W$33)/14*($X$288-7)+$W$33","v":0},{"$f":"($W$33-0.82*$W$33)/14*($Y$288-7)+$W$33","v":0},{"$f":"($W$33-0.82*$W$33)/14*($Z$288-7)+$W$33","v":0},{"$f":"($W$33-0.82*$W$33)/14*($AA$288-7)+$W$33","v":0},{"$f":"($W$33-0.82*$W$33)/14*($AB$288-7)+$W$33","v":0},{"$f":"($W$33-0.82*$W$33)/14*($AC$288-7)+$W$33","v":0},{"$f":"($W$33-0.82*$W$33)/14*($AD$288-7)+$W$33","v":0},{"$f":"($W$33-0.82*$W$33)/14*($AE$288-7)+$W$33","v":0},{"$f":"($W$33-0.82*$W$33)/14*($AF$288-7)+$W$33","v":0},{"$f":"($W$33-0.82*$W$33)/14*($AG$288-7)+$W$33","v":0},{"$f":"($W$33-0.82*$W$33)/14*($AH$288-7)+$W$33","v":0},{"$f":"($W$33-0.82*$W$33)/14*($AI$288-7)+$W$33","v":0},{"$f":"($W$33-0.82*$W$33)/14*($AJ$288-7)+$W$33","v":0},{"$f":"($W$33-0.82*$W$33)/14*($AK$288-7)+$W$33","v":0},{"$f":"($W$33-0.82*$W$33)/14*($AL$288-7)+$W$33","v":0},{"$f":"($W$33-0.82*$W$33)/14*($AM$288-7)+$W$33","v":0},{"$f":"($W$33-0.82*$W$33)/14*($AN$288-7)+$W$33","v":0},{"$f":"($W$33-0.82*$W$33)/14*($AO$288-7)+$W$33","v":0},{"$f":"($W$33-0.82*$W$33)/14*($AP$288-7)+$W$33","v":0},{"$f":"($W$33-0.82*$W$33)/14*($AQ$288-7)+$W$33","v":0},{"$f":"($W$33-0.82*$W$33)/14*($AR$288-7)+$W$33","v":0},{"$f":"($W$33-0.82*$W$33)/14*($AS$288-7)+$W$33","v":0},"消費電力","Pw"]
[null,null,"暖房COP",{"$f":"($D341/1.12)/($D342/1.06)","v":{"$error":"#DIV/0!"}},{"$f":"($E341/1.12)/($E342/1.06)","v":{"$error":"#DIV/0!"}},{"$f":"($F341/1.12)/($F342/1.06)","v":{"$error":"#DIV/0!"}},{"$f":"($G341/1.12)/($G342/1.06)","v":{"$error":"#DIV/0!"}},{"$f":"($H341/1.12)/($H342/1.06)","v":{"$error":"#DIV/0!"}},{"$f":"($I341/1.12)/($I342/1.06)","v":{"$error":"#DIV/0!"}},{"$f":"($J341/1.12)/($J342/1.06)","v":{"$error":"#DIV/0!"}},{"$f":"($K341/1.12)/($K342/1.06)","v":{"$error":"#DIV/0!"}},{"$f":"($L341/1.12)/($L342/1.06)","v":{"$error":"#DIV/0!"}},{"$f":"($M341/1.12)/($M342/1.06)","v":{"$error":"#DIV/0!"}},{"$f":"($N341/1.12)/($N342/1.06)","v":{"$error":"#DIV/0!"}},{"$f":"(O$341/1.12)/($O342/1.06)","v":{"$error":"#DIV/0!"}},{"$f":"$P341/$P342","v":{"$error":"#DIV/0!"}},{"$f":"$Q341/$Q342","v":{"$error":"#DIV/0!"}},{"$f":"$R341/$R342","v":{"$error":"#DIV/0!"}},{"$f":"$S341/$S342","v":{"$error":"#DIV/0!"}},{"$f":"$T341/$T342","v":{"$error":"#DIV/0!"}},{"$f":"$U341/$U342","v":{"$error":"#DIV/0!"}},{"$f":"$V341/$V342","v":{"$error":"#DIV/0!"}},{"$f":"$W341/$W342","v":{"$error":"#DIV/0!"}},{"$f":"$X341/$X342","v":{"$error":"#DIV/0!"}},{"$f":"$Y341/$Y342","v":{"$error":"#DIV/0!"}},{"$f":"$Z341/$Z342","v":{"$error":"#DIV/0!"}},{"$f":"$AA341/$AA342","v":{"$error":"#DIV/0!"}},{"$f":"$AB341/$AB342","v":{"$error":"#DIV/0!"}},{"$f":"$AC341/$AC342","v":{"$error":"#DIV/0!"}},{"$f":"$AD341/$AD342","v":{"$error":"#DIV/0!"}},{"$f":"$AE341/$AE342","v":{"$error":"#DIV/0!"}},{"$f":"$AF341/$AF342","v":{"$error":"#DIV/0!"}},{"$f":"$AG341/$AG342","v":{"$error":"#DIV/0!"}},{"$f":"$AH341/$AH342","v":{"$error":"#DIV/0!"}},{"$f":"$AI341/$AI342","v":{"$error":"#DIV/0!"}},{"$f":"$AJ341/$AJ342","v":{"$error":"#DIV/0!"}},{"$f":"$AK341/$AK342","v":{"$error":"#DIV/0!"}},{"$f":"$AL341/$AL342","v":{"$error":"#DIV/0!"}},{"$f":"$AM341/$AM342","v":{"$error":"#DIV/0!"}},{"$f":"$AN341/$AN342","v":{"$error":"#DIV/0!"}},{"$f":"$AO341/$AO342","v":{"$error":"#DIV/0!"}},{"$f":"$AP341/$AP342","v":{"$error":"#DIV/0!"}},{"$f":"$AQ341/$AQ342","v":{"$error":"#DIV/0!"}},{"$f":"$AR341/$AR342","v":{"$error":"#DIV/0!"}},{"$f":"$AS341/$AS342","v":{"$error":"#DIV/0!"}},"暖房COP","σw"]
[null,null,"暖房COP比",{"$f":"$D343/$Q343","v":{"$error":"#DIV/0!"}},{"$f":"$E343/$Q343","v":{"$error":"#DIV/0!"}},{"$f":"$F343/$Q343","v":{"$error":"#DIV/0!"}},{"$f":"$G343/$Q343","v":{"$error":"#DIV/0!"}},{"$f":"$H343/$Q343","v":{"$error":"#DIV/0!"}},{"$f":"$I343/$Q343","v":{"$error":"#DIV/0!"}},{"$f":"$J343/$Q343","v":{"$error":"#DIV/0!"}},{"$f":"$K343/$Q343","v":{"$error":"#DIV/0!"}},{"$f":"$L343/$Q343","v":{"$error":"#DIV/0!"}},{"$f":"$M343/$Q343","v":{"$error":"#DIV/0!"}},{"$f":"$N343/$Q343","v":{"$error":"#DIV/0!"}},{"$f":"$O343/$Q343","v":{"$error":"#DIV/0!"}},{"$f":"$P343/$Q343","v":{"$error":"#DIV/0!"}},{"$f":"$Q343/$Q343","v":{"$error":"#DIV/0!"}},{"$f":"$R343/$Q343","v":{"$error":"#DIV/0!"}},{"$f":"$S343/$Q343","v":{"$error":"#DIV/0!"}},{"$f":"$T343/$Q343","v":{"$error":"#DIV/0!"}},{"$f":"$U343/$Q343","v":{"$error":"#DIV/0!"}},{"$f":"$V343/$Q343","v":{"$error":"#DIV/0!"}},{"$f":"$W343/$Q343","v":{"$error":"#DIV/0!"}},{"$f":"$X343/$Q343","v":{"$error":"#DIV/0!"}},{"$f":"$Y343/$Q343","v":{"$error":"#DIV/0!"}},{"$f":"$Z343/$Q343","v":{"$error":"#DIV/0!"}},{"$f":"$AA343/$Q343","v":{"$error":"#DIV/0!"}},{"$f":"$AB343/$Q343","v":{"$error":"#DIV/0!"}},{"$f":"$AC343/$Q343","v":{"$error":"#DIV/0!"}},{"$f":"$AD343/$Q343","v":{"$error":"#DIV/0!"}},{"$f":"$AE343/$Q343","v":{"$error":"#DIV/0!"}},{"$f":"$AF343/$Q343","v":{"$error":"#DIV/0!"}},{"$f":"$AG343/$Q343","v":{"$error":"#DIV/0!"}},{"$f":"$AH343/$Q343","v":{"$error":"#DIV/0!"}},{"$f":"$AI343/$Q343","v":{"$error":"#DIV/0!"}},{"$f":"$AJ343/$Q343","v":{"$error":"#DIV/0!"}},{"$f":"$AK343/$Q343","v":{"$error":"#DIV/0!"}},{"$f":"$AL343/$Q343","v":{"$error":"#DIV/0!"}},{"$f":"$AM343/$Q343","v":{"$error":"#DIV/0!"}},{"$f":"$AN343/$Q343","v":{"$error":"#DIV/0!"}},{"$f":"$AO343/$Q343","v":{"$error":"#DIV/0!"}},{"$f":"$AP343/$Q343","v":{"$error":"#DIV/0!"}},{"$f":"$AQ343/$Q343","v":{"$error":"#DIV/0!"}},{"$f":"$AR343/$Q343","v":{"$error":"#DIV/0!"}},{"$f":"$AS343/$Q343","v":{"$error":"#DIV/0!"}},"暖房COP比","βw"]
[null,null,"Σ",{"$f":"$D$301*$D340","v":{"$error":"#DIV/0!"}},{"$f":"$E$301*$E340","v":{"$error":"#DIV/0!"}},{"$f":"$F$301*$F340","v":{"$error":"#DIV/0!"}},{"$f":"$G$301*$G340","v":{"$error":"#DIV/0!"}},{"$f":"$H$301*$H340","v":{"$error":"#DIV/0!"}},{"$f":"$I$301*$I340","v":{"$error":"#DIV/0!"}},{"$f":"$J$301*$J340","v":{"$error":"#DIV/0!"}},{"$f":"$K$301*$K340","v":{"$error":"#DIV/0!"}},{"$f":"$L$301*$L340","v":{"$error":"#DIV/0!"}},{"$f":"$M$301*$M340","v":{"$error":"#DIV/0!"}},{"$f":"$N$301*$N340","v":{"$error":"#DIV/0!"}},{"$f":"$O$301*$O340","v":{"$error":"#DIV/0!"}},{"$f":"$P$301*$P340","v":{"$error":"#DIV/0!"}},{"$f":"$Q$301*$Q340","v":{"$error":"#DIV/0!"}},{"$f":"$R$301*$R340","v":{"$error":"#DIV/0!"}},{"$f":"$S$301*$S340","v":{"$error":"#DIV/0!"}},{"$f":"$T$301*$T340","v":{"$error":"#DIV/0!"}},{"$f":"$U$301*$U340","v":{"$error":"#DIV/0!"}},{"$f":"$V$301*$V340","v":{"$error":"#DIV/0!"}},{"$f":"$W$301*$W340","v":{"$error":"#DIV/0!"}},{"$f":"$X$301*$X340","v":{"$error":"#DIV/0!"}},{"$f":"$Y$301*$Y340","v":{"$error":"#DIV/0!"}},{"$f":"$Z$301*$Z340","v":{"$error":"#DIV/0!"}},{"$f":"$AA$301*$AA340","v":{"$error":"#DIV/0!"}},{"$f":"$AB$301*$AB340","v":{"$error":"#DIV/0!"}},{"$f":"$AC$301*$AC340","v":{"$error":"#DIV/0!"}},{"$f":"$AD$301*$AD340","v":{"$error":"#DIV/0!"}},{"$f":"$AE$301*$AE340","v":{"$error":"#DIV/0!"}},{"$f":"$AF$301*$AF340","v":{"$error":"#DIV/0!"}},{"$f":"$AG$301*$AG340","v":{"$error":"#DIV/0!"}},{"$f":"$AH$301*$AH340","v":{"$error":"#DIV/0!"}},{"$f":"$AI$301*$AI340","v":{"$error":"#DIV/0!"}},{"$f":"$AJ$301*$AJ340","v":{"$error":"#DIV/0!"}},{"$f":"$AK$301*$AK340","v":{"$error":"#DIV/0!"}},{"$f":"$AL$301*$AL340","v":{"$error":"#DIV/0!"}},{"$f":"$AM$301*$AM340","v":{"$error":"#DIV/0!"}},{"$f":"$AN$301*$AN340","v":{"$error":"#DIV/0!"}},{"$f":"$AO$301*$AO340","v":{"$error":"#DIV/0!"}},{"$f":"$AP$301*$AP340","v":{"$error":"#DIV/0!"}},{"$f":"$AQ$301*$AQ340","v":{"$error":"#DIV/0!"}},{"$f":"$AR$301*$AR340","v":{"$error":"#DIV/0!"}},{"$f":"$AS$301*$AS340","v":{"$error":"#DIV/0!"}},{"$f":"SUM($D345:$AS345)","v":{"$error":"#DIV/0!"}},"Σ"]
[null,"前8","暖房時消費電力比",{"$f":"$D$302/$D350","v":{"$error":"#DIV/0!"}},{"$f":"$E$302/$E350","v":{"$error":"#DIV/0!"}},{"$f":"$F$302/$F350","v":{"$error":"#DIV/0!"}},{"$f":"$G$302/$G350","v":{"$error":"#DIV/0!"}},{"$f":"$H$302/$H350","v":{"$error":"#DIV/0!"}},{"$f":"$I$302/$I350","v":{"$error":"#DIV/0!"}},{"$f":"$J$302/$J350","v":{"$error":"#DIV/0!"}},{"$f":"$K$302/$K350","v":{"$error":"#DIV/0!"}},{"$f":"$L$302/$L350","v":{"$error":"#DIV/0!"}},{"$f":"$M$302/$M350","v":{"$error":"#DIV/0!"}},{"$f":"$N$302/$N350","v":{"$error":"#DIV/0!"}},{"$f":"$O$302/$O350","v":{"$error":"#DIV/0!"}},{"$f":"$P$302/$P350","v":{"$error":"#DIV/0!"}},{"$f":"$Q$302/$Q350","v":{"$error":"#DIV/0!"}},{"$f":"$R$302/$R350","v":{"$error":"#DIV/0!"}},{"$f":"$S$302/$S350","v":{"$error":"#DIV/0!"}},{"$f":"$T$302/$T350","v":{"$error":"#DIV/0!"}},{"$f":"$U$302/$U350","v":{"$error":"#DIV/0!"}},{"$f":"$V$302/$V350","v":{"$error":"#DIV/0!"}},{"$f":"$W$302/$W350","v":{"$error":"#DIV/0!"}},{"$f":"$X$302/$X350","v":{"$error":"#DIV/0!"}},{"$f":"$Y$302/$Y350","v":{"$error":"#DIV/0!"}},{"$f":"$Z$302/$Z350","v":{"$error":"#DIV/0!"}},{"$f":"$AA$302/$AA350","v":{"$error":"#DIV/0!"}},{"$f":"$AB$302/$AB350","v":{"$error":"#DIV/0!"}},{"$f":"$AC$302/$AC350","v":{"$error":"#DIV/0!"}},{"$f":"$AD$302/$AD350","v":{"$error":"#DIV/0!"}},{"$f":"$AE$302/$AE350","v":{"$error":"#DIV/0!"}},{"$f":"$AF$302/$AF350","v":{"$error":"#DIV/0!"}},{"$f":"$AG$302/$AG350","v":{"$error":"#DIV/0!"}},{"$f":"$AH$302/$AH350","v":{"$error":"#DIV/0!"}},{"$f":"$AI$302/$AI350","v":{"$error":"#DIV/0!"}},{"$f":"$AJ$302/$AJ350","v":{"$error":"#DIV/0!"}},{"$f":"$AK$302/$AK350","v":{"$error":"#DIV/0!"}},{"$f":"$AL$302/$AL350","v":{"$error":"#DIV/0!"}},{"$f":"$AM$302/$AM350","v":{"$error":"#DIV/0!"}},{"$f":"$AN$302/$AN350","v":{"$error":"#DIV/0!"}},{"$f":"$AO$302/$AO350","v":{"$error":"#DIV/0!"}},{"$f":"$AP$302/$AP350","v":{"$error":"#DIV/0!"}},{"$f":"$AQ$302/$AQ350","v":{"$error":"#DIV/0!"}},{"$f":"$AR$302/$AR350","v":{"$error":"#DIV/0!"}},{"$f":"$AS$302/$AS350","v":{"$error":"#DIV/0!"}},"暖房時消費電力比","εw"]
[null,null,"暖房能力",{"$f":"($X$32-0.64*$X$32)/14*($D$288-7)+$X$32","v":0},{"$f":"($X$32-0.64*$X$32)/14*($E$288-7)+$X$32","v":0},{"$f":"($X$32-0.64*$X$32)/14*($F$288-7)+$X$32","v":0},{"$f":"($X$32-0.64*$X$32)/14*($G$288-7)+$X$32","v":0},{"$f":"($X$32-0.64*$X$32)/14*($H$288-7)+$X$32","v":0},{"$f":"($X$32-0.64*$X$32)/14*($I$288-7)+$X$32","v":0},{"$f":"($X$32-0.64*$X$32)/14*($J$288-7)+$X$32","v":0},{"$f":"($X$32-0.64*$X$32)/14*($K$288-7)+$X$32","v":0},{"$f":"($X$32-0.64*$X$32)/14*($L$288-7)+$X$32","v":0},{"$f":"($X$32-0.64*$X$32)/14*($M$288-7)+$X$32","v":0},{"$f":"($X$32-0.64*$X$32)/14*($N$288-7)+$X$32","v":0},{"$f":"($X$32-0.64*$X$32)/14*($O$288-7)+$X$32","v":0},{"$f":"($X$32-0.64*$X$32)/14*($P$288-7)+$X$32","v":0},{"$f":"($X$32-0.64*$X$32)/14*($Q$288-7)+$X$32","v":0},{"$f":"($X$32-0.64*$X$32)/14*($R$288-7)+$X$32","v":0},{"$f":"($X$32-0.64*$X$32)/14*($S$288-7)+$X$32","v":0},{"$f":"($X$32-0.64*$X$32)/14*($T$288-7)+$X$32","v":0},{"$f":"($X$32-0.64*$X$32)/14*($U$288-7)+$X$32","v":0},{"$f":"($X$32-0.64*$X$32)/14*($V$288-7)+$X$32","v":0},{"$f":"($X$32-0.64*$X$32)/14*($W$288-7)+$X$32","v":0},{"$f":"($X$32-0.64*$X$32)/14*($X$288-7)+$X$32","v":0},{"$f":"($X$32-0.64*$X$32)/14*($Y$288-7)+$X$32","v":0},{"$f":"($X$32-0.64*$X$32)/14*($Z$288-7)+$X$32","v":0},{"$f":"($X$32-0.64*$X$32)/14*($AA$288-7)+$X$32","v":0},{"$f":"($X$32-0.64*$X$32)/14*($AB$288-7)+$X$32","v":0},{"$f":"($X$32-0.64*$X$32)/14*($AC$288-7)+$X$32","v":0},{"$f":"($X$32-0.64*$X$32)/14*($AD$288-7)+$X$32","v":0},{"$f":"($X$32-0.64*$X$32)/14*($AE$288-7)+$X$32","v":0},{"$f":"($X$32-0.64*$X$32)/14*($AF$288-7)+$X$32","v":0},{"$f":"($X$32-0.64*$X$32)/14*($AG$288-7)+$X$32","v":0},{"$f":"($X$32-0.64*$X$32)/14*($AH$288-7)+$X$32","v":0},{"$f":"($X$32-0.64*$X$32)/14*($AI$288-7)+$X$32","v":0},{"$f":"($X$32-0.64*$X$32)/14*($AJ$288-7)+$X$32","v":0},{"$f":"($X$32-0.64*$X$32)/14*($AK$288-7)+$X$32","v":0},{"$f":"($X$32-0.64*$X$32)/14*($AL$288-7)+$X$32","v":0},{"$f":"($X$32-0.64*$X$32)/14*($AM$288-7)+$X$32","v":0},{"$f":"($X$32-0.64*$X$32)/14*($AN$288-7)+$X$32","v":0},{"$f":"($X$32-0.64*$X$32)/14*($AO$288-7)+$X$32","v":0},{"$f":"($X$32-0.64*$X$32)/14*($AP$288-7)+$X$32","v":0},{"$f":"($X$32-0.64*$X$32)/14*($AQ$288-7)+$X$32","v":0},{"$f":"($X$32-0.64*$X$32)/14*($AR$288-7)+$X$32","v":0},{"$f":"($X$32-0.64*$X$32)/14*($AS$288-7)+$X$32","v":0},"暖房能力","Φw"]
[null,null,"暖房消費電力",{"$f":"($X$33-0.82*$X$33)/14*($D$288-7)+$X$33","v":0},{"$f":"($X$33-0.82*$X$33)/14*($E$288-7)+$X$33","v":0},{"$f":"($X$33-0.82*$X$33)/14*($F$288-7)+$X$33","v":0},{"$f":"($X$33-0.82*$X$33)/14*($G$288-7)+$X$33","v":0},{"$f":"($X$33-0.82*$X$33)/14*($H$288-7)+$X$33","v":0},{"$f":"($X$33-0.82*$X$33)/14*($I$288-7)+$X$33","v":0},{"$f":"($X$33-0.82*$X$33)/14*($J$288-7)+$X$33","v":0},{"$f":"($X$33-0.82*$X$33)/14*($K$288-7)+$X$33","v":0},{"$f":"($X$33-0.82*$X$33)/14*($L$288-7)+$X$33","v":0},{"$f":"($X$33-0.82*$X$33)/14*($M$288-7)+$X$33","v":0},{"$f":"($X$33-0.82*$X$33)/14*($N$288-7)+$X$33","v":0},{"$f":"($X$33-0.82*$X$33)/14*($O$288-7)+$X$33","v":0},{"$f":"($X$33-0.82*$X$33)/14*($P$288-7)+$X$33","v":0},{"$f":"($X$33-0.82*$X$33)/14*($Q$288-7)+$X$33","v":0},{"$f":"($X$33-0.82*$X$33)/14*($R$288-7)+$X$33","v":0},{"$f":"($X$33-0.82*$X$33)/14*($S$288-7)+$X$33","v":0},{"$f":"($X$33-0.82*$X$33)/14*($T$288-7)+$X$33","v":0},{"$f":"($X$33-0.82*$X$33)/14*($U$288-7)+$X$33","v":0},{"$f":"($X$33-0.82*$X$33)/14*($V$288-7)+$X$33","v":0},{"$f":"($X$33-0.82*$X$33)/14*($W$288-7)+$X$33","v":0},{"$f":"($X$33-0.82*$X$33)/14*($X$288-7)+$X$33","v":0},{"$f":"($X$33-0.82*$X$33)/14*($Y$288-7)+$X$33","v":0},{"$f":"($X$33-0.82*$X$33)/14*($Z$288-7)+$X$33","v":0},{"$f":"($X$33-0.82*$X$33)/14*($AA$288-7)+$X$33","v":0},{"$f":"($X$33-0.82*$X$33)/14*($AB$288-7)+$X$33","v":0},{"$f":"($X$33-0.82*$X$33)/14*($AC$288-7)+$X$33","v":0},{"$f":"($X$33-0.82*$X$33)/14*($AD$288-7)+$X$33","v":0},{"$f":"($X$33-0.82*$X$33)/14*($AE$288-7)+$X$33","v":0},{"$f":"($X$33-0.82*$X$33)/14*($AF$288-7)+$X$33","v":0},{"$f":"($X$33-0.82*$X$33)/14*($AG$288-7)+$X$33","v":0},{"$f":"($X$33-0.82*$X$33)/14*($AH$288-7)+$X$33","v":0},{"$f":"($X$33-0.82*$X$33)/14*($AI$288-7)+$X$33","v":0},{"$f":"($X$33-0.82*$X$33)/14*($AJ$288-7)+$X$33","v":0},{"$f":"($X$33-0.82*$X$33)/14*($AK$288-7)+$X$33","v":0},{"$f":"($X$33-0.82*$X$33)/14*($AL$288-7)+$X$33","v":0},{"$f":"($X$33-0.82*$X$33)/14*($AM$288-7)+$X$33","v":0},{"$f":"($X$33-0.82*$X$33)/14*($AN$288-7)+$X$33","v":0},{"$f":"($X$33-0.82*$X$33)/14*($AO$288-7)+$X$33","v":0},{"$f":"($X$33-0.82*$X$33)/14*($AP$288-7)+$X$33","v":0},{"$f":"($X$33-0.82*$X$33)/14*($AQ$288-7)+$X$33","v":0},{"$f":"($X$33-0.82*$X$33)/14*($AR$288-7)+$X$33","v":0},{"$f":"($X$33-0.82*$X$33)/14*($AS$288-7)+$X$33","v":0},"消費電力","Pw"]
[null,null,"暖房COP",{"$f":"($D347/1.12)/($D348/1.06)","v":{"$error":"#DIV/0!"}},{"$f":"($E347/1.12)/($E348/1.06)","v":{"$error":"#DIV/0!"}},{"$f":"($F347/1.12)/($F348/1.06)","v":{"$error":"#DIV/0!"}},{"$f":"($G347/1.12)/($G348/1.06)","v":{"$error":"#DIV/0!"}},{"$f":"($H347/1.12)/($H348/1.06)","v":{"$error":"#DIV/0!"}},{"$f":"($I347/1.12)/($I348/1.06)","v":{"$error":"#DIV/0!"}},{"$f":"($J347/1.12)/($J348/1.06)","v":{"$error":"#DIV/0!"}},{"$f":"($K347/1.12)/($K348/1.06)","v":{"$error":"#DIV/0!"}},{"$f":"($L347/1.12)/($L348/1.06)","v":{"$error":"#DIV/0!"}},{"$f":"($M347/1.12)/($M348/1.06)","v":{"$error":"#DIV/0!"}},{"$f":"($N347/1.12)/($N348/1.06)","v":{"$error":"#DIV/0!"}},{"$f":"(O$347/1.12)/($O348/1.06)","v":{"$error":"#DIV/0!"}},{"$f":"$P347/$P348","v":{"$error":"#DIV/0!"}},{"$f":"$Q347/$Q348","v":{"$error":"#DIV/0!"}},{"$f":"$R347/$R348","v":{"$error":"#DIV/0!"}},{"$f":"$S347/$S348","v":{"$error":"#DIV/0!"}},{"$f":"$T347/$T348","v":{"$error":"#DIV/0!"}},{"$f":"$U347/$U348","v":{"$error":"#DIV/0!"}},{"$f":"$V347/$V348","v":{"$error":"#DIV/0!"}},{"$f":"$W347/$W348","v":{"$error":"#DIV/0!"}},{"$f":"$X347/$X348","v":{"$error":"#DIV/0!"}},{"$f":"$Y347/$Y348","v":{"$error":"#DIV/0!"}},{"$f":"$Z347/$Z348","v":{"$error":"#DIV/0!"}},{"$f":"$AA347/$AA348","v":{"$error":"#DIV/0!"}},{"$f":"$AB347/$AB348","v":{"$error":"#DIV/0!"}},{"$f":"$AC347/$AC348","v":{"$error":"#DIV/0!"}},{"$f":"$AD347/$AD348","v":{"$error":"#DIV/0!"}},{"$f":"$AE347/$AE348","v":{"$error":"#DIV/0!"}},{"$f":"$AF347/$AF348","v":{"$error":"#DIV/0!"}},{"$f":"$AG347/$AG348","v":{"$error":"#DIV/0!"}},{"$f":"$AH347/$AH348","v":{"$error":"#DIV/0!"}},{"$f":"$AI347/$AI348","v":{"$error":"#DIV/0!"}},{"$f":"$AJ347/$AJ348","v":{"$error":"#DIV/0!"}},{"$f":"$AK347/$AK348","v":{"$error":"#DIV/0!"}},{"$f":"$AL347/$AL348","v":{"$error":"#DIV/0!"}},{"$f":"$AM347/$AM348","v":{"$error":"#DIV/0!"}},{"$f":"$AN347/$AN348","v":{"$error":"#DIV/0!"}},{"$f":"$AO347/$AO348","v":{"$error":"#DIV/0!"}},{"$f":"$AP347/$AP348","v":{"$error":"#DIV/0!"}},{"$f":"$AQ347/$AQ348","v":{"$error":"#DIV/0!"}},{"$f":"$AR347/$AR348","v":{"$error":"#DIV/0!"}},{"$f":"$AS347/$AS348","v":{"$error":"#DIV/0!"}},"暖房COP","σw"]
[null,null,"暖房COP比",{"$f":"$D349/$Q349","v":{"$error":"#DIV/0!"}},{"$f":"$E349/$Q349","v":{"$error":"#DIV/0!"}},{"$f":"$F349/$Q349","v":{"$error":"#DIV/0!"}},{"$f":"$G349/$Q349","v":{"$error":"#DIV/0!"}},{"$f":"$H349/$Q349","v":{"$error":"#DIV/0!"}},{"$f":"$I349/$Q349","v":{"$error":"#DIV/0!"}},{"$f":"$J349/$Q349","v":{"$error":"#DIV/0!"}},{"$f":"$K349/$Q349","v":{"$error":"#DIV/0!"}},{"$f":"$L349/$Q349","v":{"$error":"#DIV/0!"}},{"$f":"$M349/$Q349","v":{"$error":"#DIV/0!"}},{"$f":"$N349/$Q349","v":{"$error":"#DIV/0!"}},{"$f":"$O349/$Q349","v":{"$error":"#DIV/0!"}},{"$f":"$P349/$Q349","v":{"$error":"#DIV/0!"}},{"$f":"$Q349/$Q349","v":{"$error":"#DIV/0!"}},{"$f":"$R349/$Q349","v":{"$error":"#DIV/0!"}},{"$f":"$S349/$Q349","v":{"$error":"#DIV/0!"}},{"$f":"$T349/$Q349","v":{"$error":"#DIV/0!"}},{"$f":"$U349/$Q349","v":{"$error":"#DIV/0!"}},{"$f":"$V349/$Q349","v":{"$error":"#DIV/0!"}},{"$f":"$W349/$Q349","v":{"$error":"#DIV/0!"}},{"$f":"$X349/$Q349","v":{"$error":"#DIV/0!"}},{"$f":"$Y349/$Q349","v":{"$error":"#DIV/0!"}},{"$f":"$Z349/$Q349","v":{"$error":"#DIV/0!"}},{"$f":"$AA349/$Q349","v":{"$error":"#DIV/0!"}},{"$f":"$AB349/$Q349","v":{"$error":"#DIV/0!"}},{"$f":"$AC349/$Q349","v":{"$error":"#DIV/0!"}},{"$f":"$AD349/$Q349","v":{"$error":"#DIV/0!"}},{"$f":"$AE349/$Q349","v":{"$error":"#DIV/0!"}},{"$f":"$AF349/$Q349","v":{"$error":"#DIV/0!"}},{"$f":"$AG349/$Q349","v":{"$error":"#DIV/0!"}},{"$f":"$AH349/$Q349","v":{"$error":"#DIV/0!"}},{"$f":"$AI349/$Q349","v":{"$error":"#DIV/0!"}},{"$f":"$AJ349/$Q349","v":{"$error":"#DIV/0!"}},{"$f":"$AK349/$Q349","v":{"$error":"#DIV/0!"}},{"$f":"$AL349/$Q349","v":{"$error":"#DIV/0!"}},{"$f":"$AM349/$Q349","v":{"$error":"#DIV/0!"}},{"$f":"$AN349/$Q349","v":{"$error":"#DIV/0!"}},{"$f":"$AO349/$Q349","v":{"$error":"#DIV/0!"}},{"$f":"$AP349/$Q349","v":{"$error":"#DIV/0!"}},{"$f":"$AQ349/$Q349","v":{"$error":"#DIV/0!"}},{"$f":"$AR349/$Q349","v":{"$error":"#DIV/0!"}},{"$f":"$AS349/$Q349","v":{"$error":"#DIV/0!"}},"暖房COP比","βw"]
[null,null,"Σ",{"$f":"$D$301*$D346","v":{"$error":"#DIV/0!"}},{"$f":"$E$301*$E346","v":{"$error":"#DIV/0!"}},{"$f":"$F$301*$F346","v":{"$error":"#DIV/0!"}},{"$f":"$G$301*$G346","v":{"$error":"#DIV/0!"}},{"$f":"$H$301*$H346","v":{"$error":"#DIV/0!"}},{"$f":"$I$301*$I346","v":{"$error":"#DIV/0!"}},{"$f":"$J$301*$J346","v":{"$error":"#DIV/0!"}},{"$f":"$K$301*$K346","v":{"$error":"#DIV/0!"}},{"$f":"$L$301*$L346","v":{"$error":"#DIV/0!"}},{"$f":"$M$301*$M346","v":{"$error":"#DIV/0!"}},{"$f":"$N$301*$N346","v":{"$error":"#DIV/0!"}},{"$f":"$O$301*$O346","v":{"$error":"#DIV/0!"}},{"$f":"$P$301*$P346","v":{"$error":"#DIV/0!"}},{"$f":"$Q$301*$Q346","v":{"$error":"#DIV/0!"}},{"$f":"$R$301*$R346","v":{"$error":"#DIV/0!"}},{"$f":"$S$301*$S346","v":{"$error":"#DIV/0!"}},{"$f":"$T$301*$T346","v":{"$error":"#DIV/0!"}},{"$f":"$U$301*$U346","v":{"$error":"#DIV/0!"}},{"$f":"$V$301*$V346","v":{"$error":"#DIV/0!"}},{"$f":"$W$301*$W346","v":{"$error":"#DIV/0!"}},{"$f":"$X$301*$X346","v":{"$error":"#DIV/0!"}},{"$f":"$Y$301*$Y346","v":{"$error":"#DIV/0!"}},{"$f":"$Z$301*$Z346","v":{"$error":"#DIV/0!"}},{"$f":"$AA$301*$AA346","v":{"$error":"#DIV/0!"}},{"$f":"$AB$301*$AB346","v":{"$error":"#DIV/0!"}},{"$f":"$AC$301*$AC346","v":{"$error":"#DIV/0!"}},{"$f":"$AD$301*$AD346","v":{"$error":"#DIV/0!"}},{"$f":"$AE$301*$AE346","v":{"$error":"#DIV/0!"}},{"$f":"$AF$301*$AF346","v":{"$error":"#DIV/0!"}},{"$f":"$AG$301*$AG346","v":{"$error":"#DIV/0!"}},{"$f":"$AH$301*$AH346","v":{"$error":"#DIV/0!"}},{"$f":"$AI$301*$AI346","v":{"$error":"#DIV/0!"}},{"$f":"$AJ$301*$AJ346","v":{"$error":"#DIV/0!"}},{"$f":"$AK$301*$AK346","v":{"$error":"#DIV/0!"}},{"$f":"$AL$301*$AL346","v":{"$error":"#DIV/0!"}},{"$f":"$AM$301*$AM346","v":{"$error":"#DIV/0!"}},{"$f":"$AN$301*$AN346","v":{"$error":"#DIV/0!"}},{"$f":"$AO$301*$AO346","v":{"$error":"#DIV/0!"}},{"$f":"$AP$301*$AP346","v":{"$error":"#DIV/0!"}},{"$f":"$AQ$301*$AQ346","v":{"$error":"#DIV/0!"}},{"$f":"$AR$301*$AR346","v":{"$error":"#DIV/0!"}},{"$f":"$AS$301*$AS346","v":{"$error":"#DIV/0!"}},{"$f":"SUM($D351:$AS351)","v":{"$error":"#DIV/0!"}},"Σ"]
[null,"前9","暖房時消費電力比",{"$f":"$D$302/$D356","v":{"$error":"#DIV/0!"}},{"$f":"$E$302/$E356","v":{"$error":"#DIV/0!"}},{"$f":"$F$302/$F356","v":{"$error":"#DIV/0!"}},{"$f":"$G$302/$G356","v":{"$error":"#DIV/0!"}},{"$f":"$H$302/$H356","v":{"$error":"#DIV/0!"}},{"$f":"$I$302/$I356","v":{"$error":"#DIV/0!"}},{"$f":"$J$302/$J356","v":{"$error":"#DIV/0!"}},{"$f":"$K$302/$K356","v":{"$error":"#DIV/0!"}},{"$f":"$L$302/$L356","v":{"$error":"#DIV/0!"}},{"$f":"$M$302/$M356","v":{"$error":"#DIV/0!"}},{"$f":"$N$302/$N356","v":{"$error":"#DIV/0!"}},{"$f":"$O$302/$O356","v":{"$error":"#DIV/0!"}},{"$f":"$P$302/$P356","v":{"$error":"#DIV/0!"}},{"$f":"$Q$302/$Q356","v":{"$error":"#DIV/0!"}},{"$f":"$R$302/$R356","v":{"$error":"#DIV/0!"}},{"$f":"$S$302/$S356","v":{"$error":"#DIV/0!"}},{"$f":"$T$302/$T356","v":{"$error":"#DIV/0!"}},{"$f":"$U$302/$U356","v":{"$error":"#DIV/0!"}},{"$f":"$V$302/$V356","v":{"$error":"#DIV/0!"}},{"$f":"$W$302/$W356","v":{"$error":"#DIV/0!"}},{"$f":"$X$302/$X356","v":{"$error":"#DIV/0!"}},{"$f":"$Y$302/$Y356","v":{"$error":"#DIV/0!"}},{"$f":"$Z$302/$Z356","v":{"$error":"#DIV/0!"}},{"$f":"$AA$302/$AA356","v":{"$error":"#DIV/0!"}},{"$f":"$AB$302/$AB356","v":{"$error":"#DIV/0!"}},{"$f":"$AC$302/$AC356","v":{"$error":"#DIV/0!"}},{"$f":"$AD$302/$AD356","v":{"$error":"#DIV/0!"}},{"$f":"$AE$302/$AE356","v":{"$error":"#DIV/0!"}},{"$f":"$AF$302/$AF356","v":{"$error":"#DIV/0!"}},{"$f":"$AG$302/$AG356","v":{"$error":"#DIV/0!"}},{"$f":"$AH$302/$AH356","v":{"$error":"#DIV/0!"}},{"$f":"$AI$302/$AI356","v":{"$error":"#DIV/0!"}},{"$f":"$AJ$302/$AJ356","v":{"$error":"#DIV/0!"}},{"$f":"$AK$302/$AK356","v":{"$error":"#DIV/0!"}},{"$f":"$AL$302/$AL356","v":{"$error":"#DIV/0!"}},{"$f":"$AM$302/$AM356","v":{"$error":"#DIV/0!"}},{"$f":"$AN$302/$AN356","v":{"$error":"#DIV/0!"}},{"$f":"$AO$302/$AO356","v":{"$error":"#DIV/0!"}},{"$f":"$AP$302/$AP356","v":{"$error":"#DIV/0!"}},{"$f":"$AQ$302/$AQ356","v":{"$error":"#DIV/0!"}},{"$f":"$AR$302/$AR356","v":{"$error":"#DIV/0!"}},{"$f":"$AS$302/$AS356","v":{"$error":"#DIV/0!"}},"暖房時消費電力比","εw"]
[null,null,"暖房能力",{"$f":"($Y$32-0.64*$Y$32)/14*($D$288-7)+$Y$32","v":0},{"$f":"($Y$32-0.64*$Y$32)/14*($E$288-7)+$Y$32","v":0},{"$f":"($Y$32-0.64*$Y$32)/14*($F$288-7)+$Y$32","v":0},{"$f":"($Y$32-0.64*$Y$32)/14*($G$288-7)+$Y$32","v":0},{"$f":"($Y$32-0.64*$Y$32)/14*($H$288-7)+$Y$32","v":0},{"$f":"($Y$32-0.64*$Y$32)/14*($I$288-7)+$Y$32","v":0},{"$f":"($Y$32-0.64*$Y$32)/14*($J$288-7)+$Y$32","v":0},{"$f":"($Y$32-0.64*$Y$32)/14*($K$288-7)+$Y$32","v":0},{"$f":"($Y$32-0.64*$Y$32)/14*($L$288-7)+$Y$32","v":0},{"$f":"($Y$32-0.64*$Y$32)/14*($M$288-7)+$Y$32","v":0},{"$f":"($Y$32-0.64*$Y$32)/14*($N$288-7)+$Y$32","v":0},{"$f":"($Y$32-0.64*$Y$32)/14*($O$288-7)+$Y$32","v":0},{"$f":"($Y$32-0.64*$Y$32)/14*($P$288-7)+$Y$32","v":0},{"$f":"($Y$32-0.64*$Y$32)/14*($Q$288-7)+$Y$32","v":0},{"$f":"($Y$32-0.64*$Y$32)/14*($R$288-7)+$Y$32","v":0},{"$f":"($Y$32-0.64*$Y$32)/14*($S$288-7)+$Y$32","v":0},{"$f":"($Y$32-0.64*$Y$32)/14*($T$288-7)+$Y$32","v":0},{"$f":"($Y$32-0.64*$Y$32)/14*($U$288-7)+$Y$32","v":0},{"$f":"($Y$32-0.64*$Y$32)/14*($V$288-7)+$Y$32","v":0},{"$f":"($Y$32-0.64*$Y$32)/14*($W$288-7)+$Y$32","v":0},{"$f":"($Y$32-0.64*$Y$32)/14*($X$288-7)+$Y$32","v":0},{"$f":"($Y$32-0.64*$Y$32)/14*($Y$288-7)+$Y$32","v":0},{"$f":"($Y$32-0.64*$Y$32)/14*($Z$288-7)+$Y$32","v":0},{"$f":"($Y$32-0.64*$Y$32)/14*($AA$288-7)+$Y$32","v":0},{"$f":"($Y$32-0.64*$Y$32)/14*($AB$288-7)+$Y$32","v":0},{"$f":"($Y$32-0.64*$Y$32)/14*($AC$288-7)+$Y$32","v":0},{"$f":"($Y$32-0.64*$Y$32)/14*($AD$288-7)+$Y$32","v":0},{"$f":"($Y$32-0.64*$Y$32)/14*($AE$288-7)+$Y$32","v":0},{"$f":"($Y$32-0.64*$Y$32)/14*($AF$288-7)+$Y$32","v":0},{"$f":"($Y$32-0.64*$Y$32)/14*($AG$288-7)+$Y$32","v":0},{"$f":"($Y$32-0.64*$Y$32)/14*($AH$288-7)+$Y$32","v":0},{"$f":"($Y$32-0.64*$Y$32)/14*($AI$288-7)+$Y$32","v":0},{"$f":"($Y$32-0.64*$Y$32)/14*($AJ$288-7)+$Y$32","v":0},{"$f":"($Y$32-0.64*$Y$32)/14*($AK$288-7)+$Y$32","v":0},{"$f":"($Y$32-0.64*$Y$32)/14*($AL$288-7)+$Y$32","v":0},{"$f":"($Y$32-0.64*$Y$32)/14*($AM$288-7)+$Y$32","v":0},{"$f":"($Y$32-0.64*$Y$32)/14*($AN$288-7)+$Y$32","v":0},{"$f":"($Y$32-0.64*$Y$32)/14*($AO$288-7)+$Y$32","v":0},{"$f":"($Y$32-0.64*$Y$32)/14*($AP$288-7)+$Y$32","v":0},{"$f":"($Y$32-0.64*$Y$32)/14*($AQ$288-7)+$Y$32","v":0},{"$f":"($Y$32-0.64*$Y$32)/14*($AR$288-7)+$Y$32","v":0},{"$f":"($Y$32-0.64*$Y$32)/14*($AS$288-7)+$Y$32","v":0},"暖房能力","Φw"]
[null,null,"暖房消費電力",{"$f":"($Y$33-0.82*$Y$33)/14*($D$288-7)+$Y$33","v":0},{"$f":"($Y$33-0.82*$Y$33)/14*($E$288-7)+$Y$33","v":0},{"$f":"($Y$33-0.82*$Y$33)/14*($F$288-7)+$Y$33","v":0},{"$f":"($Y$33-0.82*$Y$33)/14*($G$288-7)+$Y$33","v":0},{"$f":"($Y$33-0.82*$Y$33)/14*($H$288-7)+$Y$33","v":0},{"$f":"($Y$33-0.82*$Y$33)/14*($I$288-7)+$Y$33","v":0},{"$f":"($Y$33-0.82*$Y$33)/14*($J$288-7)+$Y$33","v":0},{"$f":"($Y$33-0.82*$Y$33)/14*($K$288-7)+$Y$33","v":0},{"$f":"($Y$33-0.82*$Y$33)/14*($L$288-7)+$Y$33","v":0},{"$f":"($Y$33-0.82*$Y$33)/14*($M$288-7)+$Y$33","v":0},{"$f":"($Y$33-0.82*$Y$33)/14*($N$288-7)+$Y$33","v":0},{"$f":"($Y$33-0.82*$Y$33)/14*($O$288-7)+$Y$33","v":0},{"$f":"($Y$33-0.82*$Y$33)/14*($P$288-7)+$Y$33","v":0},{"$f":"($Y$33-0.82*$Y$33)/14*($Q$288-7)+$Y$33","v":0},{"$f":"($Y$33-0.82*$Y$33)/14*($R$288-7)+$Y$33","v":0},{"$f":"($Y$33-0.82*$Y$33)/14*($S$288-7)+$Y$33","v":0},{"$f":"($Y$33-0.82*$Y$33)/14*($T$288-7)+$Y$33","v":0},{"$f":"($Y$33-0.82*$Y$33)/14*($U$288-7)+$Y$33","v":0},{"$f":"($Y$33-0.82*$Y$33)/14*($V$288-7)+$Y$33","v":0},{"$f":"($Y$33-0.82*$Y$33)/14*($W$288-7)+$Y$33","v":0},{"$f":"($Y$33-0.82*$Y$33)/14*($X$288-7)+$Y$33","v":0},{"$f":"($Y$33-0.82*$Y$33)/14*($Y$288-7)+$Y$33","v":0},{"$f":"($Y$33-0.82*$Y$33)/14*($Z$288-7)+$Y$33","v":0},{"$f":"($Y$33-0.82*$Y$33)/14*($AA$288-7)+$Y$33","v":0},{"$f":"($Y$33-0.82*$Y$33)/14*($AB$288-7)+$Y$33","v":0},{"$f":"($Y$33-0.82*$Y$33)/14*($AC$288-7)+$Y$33","v":0},{"$f":"($Y$33-0.82*$Y$33)/14*($AD$288-7)+$Y$33","v":0},{"$f":"($Y$33-0.82*$Y$33)/14*($AE$288-7)+$Y$33","v":0},{"$f":"($Y$33-0.82*$Y$33)/14*($AF$288-7)+$Y$33","v":0},{"$f":"($Y$33-0.82*$Y$33)/14*($AG$288-7)+$Y$33","v":0},{"$f":"($Y$33-0.82*$Y$33)/14*($AH$288-7)+$Y$33","v":0},{"$f":"($Y$33-0.82*$Y$33)/14*($AI$288-7)+$Y$33","v":0},{"$f":"($Y$33-0.82*$Y$33)/14*($AJ$288-7)+$Y$33","v":0},{"$f":"($Y$33-0.82*$Y$33)/14*($AK$288-7)+$Y$33","v":0},{"$f":"($Y$33-0.82*$Y$33)/14*($AL$288-7)+$Y$33","v":0},{"$f":"($Y$33-0.82*$Y$33)/14*($AM$288-7)+$Y$33","v":0},{"$f":"($Y$33-0.82*$Y$33)/14*($AN$288-7)+$Y$33","v":0},{"$f":"($Y$33-0.82*$Y$33)/14*($AO$288-7)+$Y$33","v":0},{"$f":"($Y$33-0.82*$Y$33)/14*($AP$288-7)+$Y$33","v":0},{"$f":"($Y$33-0.82*$Y$33)/14*($AQ$288-7)+$Y$33","v":0},{"$f":"($Y$33-0.82*$Y$33)/14*($AR$288-7)+$Y$33","v":0},{"$f":"($Y$33-0.82*$Y$33)/14*($AS$288-7)+$Y$33","v":0},"消費電力","Pw"]
[null,null,"暖房COP",{"$f":"($D353/1.12)/($D354/1.06)","v":{"$error":"#DIV/0!"}},{"$f":"($E353/1.12)/($E354/1.06)","v":{"$error":"#DIV/0!"}},{"$f":"($F353/1.12)/($F354/1.06)","v":{"$error":"#DIV/0!"}},{"$f":"($G353/1.12)/($G354/1.06)","v":{"$error":"#DIV/0!"}},{"$f":"($H353/1.12)/($H354/1.06)","v":{"$error":"#DIV/0!"}},{"$f":"($I353/1.12)/($I354/1.06)","v":{"$error":"#DIV/0!"}},{"$f":"($J353/1.12)/($J354/1.06)","v":{"$error":"#DIV/0!"}},{"$f":"($K353/1.12)/($K354/1.06)","v":{"$error":"#DIV/0!"}},{"$f":"($L353/1.12)/($L354/1.06)","v":{"$error":"#DIV/0!"}},{"$f":"($M353/1.12)/($M354/1.06)","v":{"$error":"#DIV/0!"}},{"$f":"($N353/1.12)/($N354/1.06)","v":{"$error":"#DIV/0!"}},{"$f":"(O$353/1.12)/($O354/1.06)","v":{"$error":"#DIV/0!"}},{"$f":"$P353/$P354","v":{"$error":"#DIV/0!"}},{"$f":"$Q353/$Q354","v":{"$error":"#DIV/0!"}},{"$f":"$R353/$R354","v":{"$error":"#DIV/0!"}},{"$f":"$S353/$S354","v":{"$error":"#DIV/0!"}},{"$f":"$T353/$T354","v":{"$error":"#DIV/0!"}},{"$f":"$U353/$U354","v":{"$error":"#DIV/0!"}},{"$f":"$V353/$V354","v":{"$error":"#DIV/0!"}},{"$f":"$W353/$W354","v":{"$error":"#DIV/0!"}},{"$f":"$X353/$X354","v":{"$error":"#DIV/0!"}},{"$f":"$Y353/$Y354","v":{"$error":"#DIV/0!"}},{"$f":"$Z353/$Z354","v":{"$error":"#DIV/0!"}},{"$f":"$AA353/$AA354","v":{"$error":"#DIV/0!"}},{"$f":"$AB353/$AB354","v":{"$error":"#DIV/0!"}},{"$f":"$AC353/$AC354","v":{"$error":"#DIV/0!"}},{"$f":"$AD353/$AD354","v":{"$error":"#DIV/0!"}},{"$f":"$AE353/$AE354","v":{"$error":"#DIV/0!"}},{"$f":"$AF353/$AF354","v":{"$error":"#DIV/0!"}},{"$f":"$AG353/$AG354","v":{"$error":"#DIV/0!"}},{"$f":"$AH353/$AH354","v":{"$error":"#DIV/0!"}},{"$f":"$AI353/$AI354","v":{"$error":"#DIV/0!"}},{"$f":"$AJ353/$AJ354","v":{"$error":"#DIV/0!"}},{"$f":"$AK353/$AK354","v":{"$error":"#DIV/0!"}},{"$f":"$AL353/$AL354","v":{"$error":"#DIV/0!"}},{"$f":"$AM353/$AM354","v":{"$error":"#DIV/0!"}},{"$f":"$AN353/$AN354","v":{"$error":"#DIV/0!"}},{"$f":"$AO353/$AO354","v":{"$error":"#DIV/0!"}},{"$f":"$AP353/$AP354","v":{"$error":"#DIV/0!"}},{"$f":"$AQ353/$AQ354","v":{"$error":"#DIV/0!"}},{"$f":"$AR353/$AR354","v":{"$error":"#DIV/0!"}},{"$f":"$AS353/$AS354","v":{"$error":"#DIV/0!"}},"暖房COP","σw"]
[null,null,"暖房COP比",{"$f":"$D355/$Q355","v":{"$error":"#DIV/0!"}},{"$f":"$E355/$Q355","v":{"$error":"#DIV/0!"}},{"$f":"$F355/$Q355","v":{"$error":"#DIV/0!"}},{"$f":"$G355/$Q355","v":{"$error":"#DIV/0!"}},{"$f":"$H355/$Q355","v":{"$error":"#DIV/0!"}},{"$f":"$I355/$Q355","v":{"$error":"#DIV/0!"}},{"$f":"$J355/$Q355","v":{"$error":"#DIV/0!"}},{"$f":"$K355/$Q355","v":{"$error":"#DIV/0!"}},{"$f":"$L355/$Q355","v":{"$error":"#DIV/0!"}},{"$f":"$M355/$Q355","v":{"$error":"#DIV/0!"}},{"$f":"$N355/$Q355","v":{"$error":"#DIV/0!"}},{"$f":"$O355/$Q355","v":{"$error":"#DIV/0!"}},{"$f":"$P355/$Q355","v":{"$error":"#DIV/0!"}},{"$f":"$Q355/$Q355","v":{"$error":"#DIV/0!"}},{"$f":"$R355/$Q355","v":{"$error":"#DIV/0!"}},{"$f":"$S355/$Q355","v":{"$error":"#DIV/0!"}},{"$f":"$T355/$Q355","v":{"$error":"#DIV/0!"}},{"$f":"$U355/$Q355","v":{"$error":"#DIV/0!"}},{"$f":"$V355/$Q355","v":{"$error":"#DIV/0!"}},{"$f":"$W355/$Q355","v":{"$error":"#DIV/0!"}},{"$f":"$X355/$Q355","v":{"$error":"#DIV/0!"}},{"$f":"$Y355/$Q355","v":{"$error":"#DIV/0!"}},{"$f":"$Z355/$Q355","v":{"$error":"#DIV/0!"}},{"$f":"$AA355/$Q355","v":{"$error":"#DIV/0!"}},{"$f":"$AB355/$Q355","v":{"$error":"#DIV/0!"}},{"$f":"$AC355/$Q355","v":{"$error":"#DIV/0!"}},{"$f":"$AD355/$Q355","v":{"$error":"#DIV/0!"}},{"$f":"$AE355/$Q355","v":{"$error":"#DIV/0!"}},{"$f":"$AF355/$Q355","v":{"$error":"#DIV/0!"}},{"$f":"$AG355/$Q355","v":{"$error":"#DIV/0!"}},{"$f":"$AH355/$Q355","v":{"$error":"#DIV/0!"}},{"$f":"$AI355/$Q355","v":{"$error":"#DIV/0!"}},{"$f":"$AJ355/$Q355","v":{"$error":"#DIV/0!"}},{"$f":"$AK355/$Q355","v":{"$error":"#DIV/0!"}},{"$f":"$AL355/$Q355","v":{"$error":"#DIV/0!"}},{"$f":"$AM355/$Q355","v":{"$error":"#DIV/0!"}},{"$f":"$AN355/$Q355","v":{"$error":"#DIV/0!"}},{"$f":"$AO355/$Q355","v":{"$error":"#DIV/0!"}},{"$f":"$AP355/$Q355","v":{"$error":"#DIV/0!"}},{"$f":"$AQ355/$Q355","v":{"$error":"#DIV/0!"}},{"$f":"$AR355/$Q355","v":{"$error":"#DIV/0!"}},{"$f":"$AS355/$Q355","v":{"$error":"#DIV/0!"}},"暖房COP比","βw"]
[null,null,"Σ",{"$f":"$D$301*$D352","v":{"$error":"#DIV/0!"}},{"$f":"$E$301*$E352","v":{"$error":"#DIV/0!"}},{"$f":"$F$301*$F352","v":{"$error":"#DIV/0!"}},{"$f":"$G$301*$G352","v":{"$error":"#DIV/0!"}},{"$f":"$H$301*$H352","v":{"$error":"#DIV/0!"}},{"$f":"$I$301*$I352","v":{"$error":"#DIV/0!"}},{"$f":"$J$301*$J352","v":{"$error":"#DIV/0!"}},{"$f":"$K$301*$K352","v":{"$error":"#DIV/0!"}},{"$f":"$L$301*$L352","v":{"$error":"#DIV/0!"}},{"$f":"$M$301*$M352","v":{"$error":"#DIV/0!"}},{"$f":"$N$301*$N352","v":{"$error":"#DIV/0!"}},{"$f":"$O$301*$O352","v":{"$error":"#DIV/0!"}},{"$f":"$P$301*$P352","v":{"$error":"#DIV/0!"}},{"$f":"$Q$301*$Q352","v":{"$error":"#DIV/0!"}},{"$f":"$R$301*$R352","v":{"$error":"#DIV/0!"}},{"$f":"$S$301*$S352","v":{"$error":"#DIV/0!"}},{"$f":"$T$301*$T352","v":{"$error":"#DIV/0!"}},{"$f":"$U$301*$U352","v":{"$error":"#DIV/0!"}},{"$f":"$V$301*$V352","v":{"$error":"#DIV/0!"}},{"$f":"$W$301*$W352","v":{"$error":"#DIV/0!"}},{"$f":"$X$301*$X352","v":{"$error":"#DIV/0!"}},{"$f":"$Y$301*$Y352","v":{"$error":"#DIV/0!"}},{"$f":"$Z$301*$Z352","v":{"$error":"#DIV/0!"}},{"$f":"$AA$301*$AA352","v":{"$error":"#DIV/0!"}},{"$f":"$AB$301*$AB352","v":{"$error":"#DIV/0!"}},{"$f":"$AC$301*$AC352","v":{"$error":"#DIV/0!"}},{"$f":"$AD$301*$AD352","v":{"$error":"#DIV/0!"}},{"$f":"$AE$301*$AE352","v":{"$error":"#DIV/0!"}},{"$f":"$AF$301*$AF352","v":{"$error":"#DIV/0!"}},{"$f":"$AG$301*$AG352","v":{"$error":"#DIV/0!"}},{"$f":"$AH$301*$AH352","v":{"$error":"#DIV/0!"}},{"$f":"$AI$301*$AI352","v":{"$error":"#DIV/0!"}},{"$f":"$AJ$301*$AJ352","v":{"$error":"#DIV/0!"}},{"$f":"$AK$301*$AK352","v":{"$error":"#DIV/0!"}},{"$f":"$AL$301*$AL352","v":{"$error":"#DIV/0!"}},{"$f":"$AM$301*$AM352","v":{"$error":"#DIV/0!"}},{"$f":"$AN$301*$AN352","v":{"$error":"#DIV/0!"}},{"$f":"$AO$301*$AO352","v":{"$error":"#DIV/0!"}},{"$f":"$AP$301*$AP352","v":{"$error":"#DIV/0!"}},{"$f":"$AQ$301*$AQ352","v":{"$error":"#DIV/0!"}},{"$f":"$AR$301*$AR352","v":{"$error":"#DIV/0!"}},{"$f":"$AS$301*$AS352","v":{"$error":"#DIV/0!"}},{"$f":"SUM($D357:$AS357)","v":{"$error":"#DIV/0!"}},"Σ"]
[null,"前10","暖房時消費電力比",{"$f":"$D$302/$D362","v":{"$error":"#DIV/0!"}},{"$f":"$E$302/$E362","v":{"$error":"#DIV/0!"}},{"$f":"$F$302/$F362","v":{"$error":"#DIV/0!"}},{"$f":"$G$302/$G362","v":{"$error":"#DIV/0!"}},{"$f":"$H$302/$H362","v":{"$error":"#DIV/0!"}},{"$f":"$I$302/$I362","v":{"$error":"#DIV/0!"}},{"$f":"$J$302/$J362","v":{"$error":"#DIV/0!"}},{"$f":"$K$302/$K362","v":{"$error":"#DIV/0!"}},{"$f":"$L$302/$L362","v":{"$error":"#DIV/0!"}},{"$f":"$M$302/$M362","v":{"$error":"#DIV/0!"}},{"$f":"$N$302/$N362","v":{"$error":"#DIV/0!"}},{"$f":"$O$302/$O362","v":{"$error":"#DIV/0!"}},{"$f":"$P$302/$P362","v":{"$error":"#DIV/0!"}},{"$f":"$Q$302/$Q362","v":{"$error":"#DIV/0!"}},{"$f":"$R$302/$R362","v":{"$error":"#DIV/0!"}},{"$f":"$S$302/$S362","v":{"$error":"#DIV/0!"}},{"$f":"$T$302/$T362","v":{"$error":"#DIV/0!"}},{"$f":"$U$302/$U362","v":{"$error":"#DIV/0!"}},{"$f":"$V$302/$V362","v":{"$error":"#DIV/0!"}},{"$f":"$W$302/$W362","v":{"$error":"#DIV/0!"}},{"$f":"$X$302/$X362","v":{"$error":"#DIV/0!"}},{"$f":"$Y$302/$Y362","v":{"$error":"#DIV/0!"}},{"$f":"$Z$302/$Z362","v":{"$error":"#DIV/0!"}},{"$f":"$AA$302/$AA362","v":{"$error":"#DIV/0!"}},{"$f":"$AB$302/$AB362","v":{"$error":"#DIV/0!"}},{"$f":"$AC$302/$AC362","v":{"$error":"#DIV/0!"}},{"$f":"$AD$302/$AD362","v":{"$error":"#DIV/0!"}},{"$f":"$AE$302/$AE362","v":{"$error":"#DIV/0!"}},{"$f":"$AF$302/$AF362","v":{"$error":"#DIV/0!"}},{"$f":"$AG$302/$AG362","v":{"$error":"#DIV/0!"}},{"$f":"$AH$302/$AH362","v":{"$error":"#DIV/0!"}},{"$f":"$AI$302/$AI362","v":{"$error":"#DIV/0!"}},{"$f":"$AJ$302/$AJ362","v":{"$error":"#DIV/0!"}},{"$f":"$AK$302/$AK362","v":{"$error":"#DIV/0!"}},{"$f":"$AL$302/$AL362","v":{"$error":"#DIV/0!"}},{"$f":"$AM$302/$AM362","v":{"$error":"#DIV/0!"}},{"$f":"$AN$302/$AN362","v":{"$error":"#DIV/0!"}},{"$f":"$AO$302/$AO362","v":{"$error":"#DIV/0!"}},{"$f":"$AP$302/$AP362","v":{"$error":"#DIV/0!"}},{"$f":"$AQ$302/$AQ362","v":{"$error":"#DIV/0!"}},{"$f":"$AR$302/$AR362","v":{"$error":"#DIV/0!"}},{"$f":"$AS$302/$AS362","v":{"$error":"#DIV/0!"}},"暖房時消費電力比","εw"]
[null,null,"暖房能力",{"$f":"($Z$32-0.64*$Z$32)/14*($D$288-7)+$Z$32","v":0},{"$f":"($Z$32-0.64*$Z$32)/14*($E$288-7)+$Z$32","v":0},{"$f":"($Z$32-0.64*$Z$32)/14*($F$288-7)+$Z$32","v":0},{"$f":"($Z$32-0.64*$Z$32)/14*($G$288-7)+$Z$32","v":0},{"$f":"($Z$32-0.64*$Z$32)/14*($H$288-7)+$Z$32","v":0},{"$f":"($Z$32-0.64*$Z$32)/14*($I$288-7)+$Z$32","v":0},{"$f":"($Z$32-0.64*$Z$32)/14*($J$288-7)+$Z$32","v":0},{"$f":"($Z$32-0.64*$Z$32)/14*($K$288-7)+$Z$32","v":0},{"$f":"($Z$32-0.64*$Z$32)/14*($L$288-7)+$Z$32","v":0},{"$f":"($Z$32-0.64*$Z$32)/14*($M$288-7)+$Z$32","v":0},{"$f":"($Z$32-0.64*$Z$32)/14*($N$288-7)+$Z$32","v":0},{"$f":"($Z$32-0.64*$Z$32)/14*($O$288-7)+$Z$32","v":0},{"$f":"($Z$32-0.64*$Z$32)/14*($P$288-7)+$Z$32","v":0},{"$f":"($Z$32-0.64*$Z$32)/14*($Q$288-7)+$Z$32","v":0},{"$f":"($Z$32-0.64*$Z$32)/14*($R$288-7)+$Z$32","v":0},{"$f":"($Z$32-0.64*$Z$32)/14*($S$288-7)+$Z$32","v":0},{"$f":"($Z$32-0.64*$Z$32)/14*($T$288-7)+$Z$32","v":0},{"$f":"($Z$32-0.64*$Z$32)/14*($U$288-7)+$Z$32","v":0},{"$f":"($Z$32-0.64*$Z$32)/14*($V$288-7)+$Z$32","v":0},{"$f":"($Z$32-0.64*$Z$32)/14*($W$288-7)+$Z$32","v":0},{"$f":"($Z$32-0.64*$Z$32)/14*($X$288-7)+$Z$32","v":0},{"$f":"($Z$32-0.64*$Z$32)/14*($Y$288-7)+$Z$32","v":0},{"$f":"($Z$32-0.64*$Z$32)/14*($Z$288-7)+$Z$32","v":0},{"$f":"($Z$32-0.64*$Z$32)/14*($AA$288-7)+$Z$32","v":0},{"$f":"($Z$32-0.64*$Z$32)/14*($AB$288-7)+$Z$32","v":0},{"$f":"($Z$32-0.64*$Z$32)/14*($AC$288-7)+$Z$32","v":0},{"$f":"($Z$32-0.64*$Z$32)/14*($AD$288-7)+$Z$32","v":0},{"$f":"($Z$32-0.64*$Z$32)/14*($AE$288-7)+$Z$32","v":0},{"$f":"($Z$32-0.64*$Z$32)/14*($AF$288-7)+$Z$32","v":0},{"$f":"($Z$32-0.64*$Z$32)/14*($AG$288-7)+$Z$32","v":0},{"$f":"($Z$32-0.64*$Z$32)/14*($AH$288-7)+$Z$32","v":0},{"$f":"($Z$32-0.64*$Z$32)/14*($AI$288-7)+$Z$32","v":0},{"$f":"($Z$32-0.64*$Z$32)/14*($AJ$288-7)+$Z$32","v":0},{"$f":"($Z$32-0.64*$Z$32)/14*($AK$288-7)+$Z$32","v":0},{"$f":"($Z$32-0.64*$Z$32)/14*($AL$288-7)+$Z$32","v":0},{"$f":"($Z$32-0.64*$Z$32)/14*($AM$288-7)+$Z$32","v":0},{"$f":"($Z$32-0.64*$Z$32)/14*($AN$288-7)+$Z$32","v":0},{"$f":"($Z$32-0.64*$Z$32)/14*($AO$288-7)+$Z$32","v":0},{"$f":"($Z$32-0.64*$Z$32)/14*($AP$288-7)+$Z$32","v":0},{"$f":"($Z$32-0.64*$Z$32)/14*($AQ$288-7)+$Z$32","v":0},{"$f":"($Z$32-0.64*$Z$32)/14*($AR$288-7)+$Z$32","v":0},{"$f":"($Z$32-0.64*$Z$32)/14*($AS$288-7)+$Z$32","v":0},"暖房能力","Φw"]
[null,null,"暖房消費電力",{"$f":"($Z$33-0.82*$Z$33)/14*($D$288-7)+$Z$33","v":0},{"$f":"($Z$33-0.82*$Z$33)/14*($E$288-7)+$Z$33","v":0},{"$f":"($Z$33-0.82*$Z$33)/14*($F$288-7)+$Z$33","v":0},{"$f":"($Z$33-0.82*$Z$33)/14*($G$288-7)+$Z$33","v":0},{"$f":"($Z$33-0.82*$Z$33)/14*($H$288-7)+$Z$33","v":0},{"$f":"($Z$33-0.82*$Z$33)/14*($I$288-7)+$Z$33","v":0},{"$f":"($Z$33-0.82*$Z$33)/14*($J$288-7)+$Z$33","v":0},{"$f":"($Z$33-0.82*$Z$33)/14*($K$288-7)+$Z$33","v":0},{"$f":"($Z$33-0.82*$Z$33)/14*($L$288-7)+$Z$33","v":0},{"$f":"($Z$33-0.82*$Z$33)/14*($M$288-7)+$Z$33","v":0},{"$f":"($Z$33-0.82*$Z$33)/14*($N$288-7)+$Z$33","v":0},{"$f":"($Z$33-0.82*$Z$33)/14*($O$288-7)+$Z$33","v":0},{"$f":"($Z$33-0.82*$Z$33)/14*($P$288-7)+$Z$33","v":0},{"$f":"($Z$33-0.82*$Z$33)/14*($Q$288-7)+$Z$33","v":0},{"$f":"($Z$33-0.82*$Z$33)/14*($R$288-7)+$Z$33","v":0},{"$f":"($Z$33-0.82*$Z$33)/14*($S$288-7)+$Z$33","v":0},{"$f":"($Z$33-0.82*$Z$33)/14*($T$288-7)+$Z$33","v":0},{"$f":"($Z$33-0.82*$Z$33)/14*($U$288-7)+$Z$33","v":0},{"$f":"($Z$33-0.82*$Z$33)/14*($V$288-7)+$Z$33","v":0},{"$f":"($Z$33-0.82*$Z$33)/14*($W$288-7)+$Z$33","v":0},{"$f":"($Z$33-0.82*$Z$33)/14*($X$288-7)+$Z$33","v":0},{"$f":"($Z$33-0.82*$Z$33)/14*($Y$288-7)+$Z$33","v":0},{"$f":"($Z$33-0.82*$Z$33)/14*($Z$288-7)+$Z$33","v":0},{"$f":"($Z$33-0.82*$Z$33)/14*($AA$288-7)+$Z$33","v":0},{"$f":"($Z$33-0.82*$Z$33)/14*($AB$288-7)+$Z$33","v":0},{"$f":"($Z$33-0.82*$Z$33)/14*($AC$288-7)+$Z$33","v":0},{"$f":"($Z$33-0.82*$Z$33)/14*($AD$288-7)+$Z$33","v":0},{"$f":"($Z$33-0.82*$Z$33)/14*($AE$288-7)+$Z$33","v":0},{"$f":"($Z$33-0.82*$Z$33)/14*($AF$288-7)+$Z$33","v":0},{"$f":"($Z$33-0.82*$Z$33)/14*($AG$288-7)+$Z$33","v":0},{"$f":"($Z$33-0.82*$Z$33)/14*($AH$288-7)+$Z$33","v":0},{"$f":"($Z$33-0.82*$Z$33)/14*($AI$288-7)+$Z$33","v":0},{"$f":"($Z$33-0.82*$Z$33)/14*($AJ$288-7)+$Z$33","v":0},{"$f":"($Z$33-0.82*$Z$33)/14*($AK$288-7)+$Z$33","v":0},{"$f":"($Z$33-0.82*$Z$33)/14*($AL$288-7)+$Z$33","v":0},{"$f":"($Z$33-0.82*$Z$33)/14*($AM$288-7)+$Z$33","v":0},{"$f":"($Z$33-0.82*$Z$33)/14*($AN$288-7)+$Z$33","v":0},{"$f":"($Z$33-0.82*$Z$33)/14*($AO$288-7)+$Z$33","v":0},{"$f":"($Z$33-0.82*$Z$33)/14*($AP$288-7)+$Z$33","v":0},{"$f":"($Z$33-0.82*$Z$33)/14*($AQ$288-7)+$Z$33","v":0},{"$f":"($Z$33-0.82*$Z$33)/14*($AR$288-7)+$Z$33","v":0},{"$f":"($Z$33-0.82*$Z$33)/14*($AS$288-7)+$Z$33","v":0},"消費電力","Pw"]
[null,null,"暖房COP",{"$f":"($D359/1.12)/($D360/1.06)","v":{"$error":"#DIV/0!"}},{"$f":"($E359/1.12)/($E360/1.06)","v":{"$error":"#DIV/0!"}},{"$f":"($F359/1.12)/($F360/1.06)","v":{"$error":"#DIV/0!"}},{"$f":"($G359/1.12)/($G360/1.06)","v":{"$error":"#DIV/0!"}},{"$f":"($H359/1.12)/($H360/1.06)","v":{"$error":"#DIV/0!"}},{"$f":"($I359/1.12)/($I360/1.06)","v":{"$error":"#DIV/0!"}},{"$f":"($J359/1.12)/($J360/1.06)","v":{"$error":"#DIV/0!"}},{"$f":"($K359/1.12)/($K360/1.06)","v":{"$error":"#DIV/0!"}},{"$f":"($L359/1.12)/($L360/1.06)","v":{"$error":"#DIV/0!"}},{"$f":"($M359/1.12)/($M360/1.06)","v":{"$error":"#DIV/0!"}},{"$f":"($N359/1.12)/($N360/1.06)","v":{"$error":"#DIV/0!"}},{"$f":"(O$359/1.12)/($O360/1.06)","v":{"$error":"#DIV/0!"}},{"$f":"$P359/$P360","v":{"$error":"#DIV/0!"}},{"$f":"$Q359/$Q360","v":{"$error":"#DIV/0!"}},{"$f":"$R359/$R360","v":{"$error":"#DIV/0!"}},{"$f":"$S359/$S360","v":{"$error":"#DIV/0!"}},{"$f":"$T359/$T360","v":{"$error":"#DIV/0!"}},{"$f":"$U359/$U360","v":{"$error":"#DIV/0!"}},{"$f":"$V359/$V360","v":{"$error":"#DIV/0!"}},{"$f":"$W359/$W360","v":{"$error":"#DIV/0!"}},{"$f":"$X359/$X360","v":{"$error":"#DIV/0!"}},{"$f":"$Y359/$Y360","v":{"$error":"#DIV/0!"}},{"$f":"$Z359/$Z360","v":{"$error":"#DIV/0!"}},{"$f":"$AA359/$AA360","v":{"$error":"#DIV/0!"}},{"$f":"$AB359/$AB360","v":{"$error":"#DIV/0!"}},{"$f":"$AC359/$AC360","v":{"$error":"#DIV/0!"}},{"$f":"$AD359/$AD360","v":{"$error":"#DIV/0!"}},{"$f":"$AE359/$AE360","v":{"$error":"#DIV/0!"}},{"$f":"$AF359/$AF360","v":{"$error":"#DIV/0!"}},{"$f":"$AG359/$AG360","v":{"$error":"#DIV/0!"}},{"$f":"$AH359/$AH360","v":{"$error":"#DIV/0!"}},{"$f":"$AI359/$AI360","v":{"$error":"#DIV/0!"}},{"$f":"$AJ359/$AJ360","v":{"$error":"#DIV/0!"}},{"$f":"$AK359/$AK360","v":{"$error":"#DIV/0!"}},{"$f":"$AL359/$AL360","v":{"$error":"#DIV/0!"}},{"$f":"$AM359/$AM360","v":{"$error":"#DIV/0!"}},{"$f":"$AN359/$AN360","v":{"$error":"#DIV/0!"}},{"$f":"$AO359/$AO360","v":{"$error":"#DIV/0!"}},{"$f":"$AP359/$AP360","v":{"$error":"#DIV/0!"}},{"$f":"$AQ359/$AQ360","v":{"$error":"#DIV/0!"}},{"$f":"$AR359/$AR360","v":{"$error":"#DIV/0!"}},{"$f":"$AS359/$AS360","v":{"$error":"#DIV/0!"}},"暖房COP","σw"]
[null,null,"暖房COP比",{"$f":"$D361/$Q361","v":{"$error":"#DIV/0!"}},{"$f":"$E361/$Q361","v":{"$error":"#DIV/0!"}},{"$f":"$F361/$Q361","v":{"$error":"#DIV/0!"}},{"$f":"$G361/$Q361","v":{"$error":"#DIV/0!"}},{"$f":"$H361/$Q361","v":{"$error":"#DIV/0!"}},{"$f":"$I361/$Q361","v":{"$error":"#DIV/0!"}},{"$f":"$J361/$Q361","v":{"$error":"#DIV/0!"}},{"$f":"$K361/$Q361","v":{"$error":"#DIV/0!"}},{"$f":"$L361/$Q361","v":{"$error":"#DIV/0!"}},{"$f":"$M361/$Q361","v":{"$error":"#DIV/0!"}},{"$f":"$N361/$Q361","v":{"$error":"#DIV/0!"}},{"$f":"$O361/$Q361","v":{"$error":"#DIV/0!"}},{"$f":"$P361/$Q361","v":{"$error":"#DIV/0!"}},{"$f":"$Q361/$Q361","v":{"$error":"#DIV/0!"}},{"$f":"$R361/$Q361","v":{"$error":"#DIV/0!"}},{"$f":"$S361/$Q361","v":{"$error":"#DIV/0!"}},{"$f":"$T361/$Q361","v":{"$error":"#DIV/0!"}},{"$f":"$U361/$Q361","v":{"$error":"#DIV/0!"}},{"$f":"$V361/$Q361","v":{"$error":"#DIV/0!"}},{"$f":"$W361/$Q361","v":{"$error":"#DIV/0!"}},{"$f":"$X361/$Q361","v":{"$error":"#DIV/0!"}},{"$f":"$Y361/$Q361","v":{"$error":"#DIV/0!"}},{"$f":"$Z361/$Q361","v":{"$error":"#DIV/0!"}},{"$f":"$AA361/$Q361","v":{"$error":"#DIV/0!"}},{"$f":"$AB361/$Q361","v":{"$error":"#DIV/0!"}},{"$f":"$AC361/$Q361","v":{"$error":"#DIV/0!"}},{"$f":"$AD361/$Q361","v":{"$error":"#DIV/0!"}},{"$f":"$AE361/$Q361","v":{"$error":"#DIV/0!"}},{"$f":"$AF361/$Q361","v":{"$error":"#DIV/0!"}},{"$f":"$AG361/$Q361","v":{"$error":"#DIV/0!"}},{"$f":"$AH361/$Q361","v":{"$error":"#DIV/0!"}},{"$f":"$AI361/$Q361","v":{"$error":"#DIV/0!"}},{"$f":"$AJ361/$Q361","v":{"$error":"#DIV/0!"}},{"$f":"$AK361/$Q361","v":{"$error":"#DIV/0!"}},{"$f":"$AL361/$Q361","v":{"$error":"#DIV/0!"}},{"$f":"$AM361/$Q361","v":{"$error":"#DIV/0!"}},{"$f":"$AN361/$Q361","v":{"$error":"#DIV/0!"}},{"$f":"$AO361/$Q361","v":{"$error":"#DIV/0!"}},{"$f":"$AP361/$Q361","v":{"$error":"#DIV/0!"}},{"$f":"$AQ361/$Q361","v":{"$error":"#DIV/0!"}},{"$f":"$AR361/$Q361","v":{"$error":"#DIV/0!"}},{"$f":"$AS361/$Q361","v":{"$error":"#DIV/0!"}},"暖房COP比","βw"]
[null,null,"Σ",{"$f":"$D$301*$D358","v":{"$error":"#DIV/0!"}},{"$f":"$E$301*$E358","v":{"$error":"#DIV/0!"}},{"$f":"$F$301*$F358","v":{"$error":"#DIV/0!"}},{"$f":"$G$301*$G358","v":{"$error":"#DIV/0!"}},{"$f":"$H$301*$H358","v":{"$error":"#DIV/0!"}},{"$f":"$I$301*$I358","v":{"$error":"#DIV/0!"}},{"$f":"$J$301*$J358","v":{"$error":"#DIV/0!"}},{"$f":"$K$301*$K358","v":{"$error":"#DIV/0!"}},{"$f":"$L$301*$L358","v":{"$error":"#DIV/0!"}},{"$f":"$M$301*$M358","v":{"$error":"#DIV/0!"}},{"$f":"$N$301*$N358","v":{"$error":"#DIV/0!"}},{"$f":"$O$301*$O358","v":{"$error":"#DIV/0!"}},{"$f":"$P$301*$P358","v":{"$error":"#DIV/0!"}},{"$f":"$Q$301*$Q358","v":{"$error":"#DIV/0!"}},{"$f":"$R$301*$R358","v":{"$error":"#DIV/0!"}},{"$f":"$S$301*$S358","v":{"$error":"#DIV/0!"}},{"$f":"$T$301*$T358","v":{"$error":"#DIV/0!"}},{"$f":"$U$301*$U358","v":{"$error":"#DIV/0!"}},{"$f":"$V$301*$V358","v":{"$error":"#DIV/0!"}},{"$f":"$W$301*$W358","v":{"$error":"#DIV/0!"}},{"$f":"$X$301*$X358","v":{"$error":"#DIV/0!"}},{"$f":"$Y$301*$Y358","v":{"$error":"#DIV/0!"}},{"$f":"$Z$301*$Z358","v":{"$error":"#DIV/0!"}},{"$f":"$AA$301*$AA358","v":{"$error":"#DIV/0!"}},{"$f":"$AB$301*$AB358","v":{"$error":"#DIV/0!"}},{"$f":"$AC$301*$AC358","v":{"$error":"#DIV/0!"}},{"$f":"$AD$301*$AD358","v":{"$error":"#DIV/0!"}},{"$f":"$AE$301*$AE358","v":{"$error":"#DIV/0!"}},{"$f":"$AF$301*$AF358","v":{"$error":"#DIV/0!"}},{"$f":"$AG$301*$AG358","v":{"$error":"#DIV/0!"}},{"$f":"$AH$301*$AH358","v":{"$error":"#DIV/0!"}},{"$f":"$AI$301*$AI358","v":{"$error":"#DIV/0!"}},{"$f":"$AJ$301*$AJ358","v":{"$error":"#DIV/0!"}},{"$f":"$AK$301*$AK358","v":{"$error":"#DIV/0!"}},{"$f":"$AL$301*$AL358","v":{"$error":"#DIV/0!"}},{"$f":"$AM$301*$AM358","v":{"$error":"#DIV/0!"}},{"$f":"$AN$301*$AN358","v":{"$error":"#DIV/0!"}},{"$f":"$AO$301*$AO358","v":{"$error":"#DIV/0!"}},{"$f":"$AP$301*$AP358","v":{"$error":"#DIV/0!"}},{"$f":"$AQ$301*$AQ358","v":{"$error":"#DIV/0!"}},{"$f":"$AR$301*$AR358","v":{"$error":"#DIV/0!"}},{"$f":"$AS$301*$AS358","v":{"$error":"#DIV/0!"}},{"$f":"SUM($D363:$AS363)","v":{"$error":"#DIV/0!"}},"Σ"]
[]
[null,"後1","暖房時消費電力比",{"$f":"$D$302/$D$369","v":{"$error":"#DIV/0!"}},{"$f":"$E$302/$E$369","v":{"$error":"#DIV/0!"}},{"$f":"$F$302/$F$369","v":{"$error":"#DIV/0!"}},{"$f":"$G$302/$G$369","v":{"$error":"#DIV/0!"}},{"$f":"$H$302/$H$369","v":{"$error":"#DIV/0!"}},{"$f":"$I$302/$I$369","v":{"$error":"#DIV/0!"}},{"$f":"$J$302/$J$369","v":{"$error":"#DIV/0!"}},{"$f":"$K$302/$K$369","v":{"$error":"#DIV/0!"}},{"$f":"$L$302/$L$369","v":{"$error":"#DIV/0!"}},{"$f":"$M$302/$M$369","v":{"$error":"#DIV/0!"}},{"$f":"$N$302/$N$369","v":{"$error":"#DIV/0!"}},{"$f":"$O$302/$O$369","v":{"$error":"#DIV/0!"}},{"$f":"$P$302/$P$369","v":{"$error":"#DIV/0!"}},{"$f":"$Q$302/$Q$369","v":{"$error":"#DIV/0!"}},{"$f":"$R$302/$R$369","v":{"$error":"#DIV/0!"}},{"$f":"$S$302/$S$369","v":{"$error":"#DIV/0!"}},{"$f":"$T$302/$T$369","v":{"$error":"#DIV/0!"}},{"$f":"$U$302/$U$369","v":{"$error":"#DIV/0!"}},{"$f":"$V$302/$V$369","v":{"$error":"#DIV/0!"}},{"$f":"$W$302/$W$369","v":{"$error":"#DIV/0!"}},{"$f":"$X$302/$X$369","v":{"$error":"#DIV/0!"}},{"$f":"$Y$302/$Y$369","v":{"$error":"#DIV/0!"}},{"$f":"$Z$302/$Z$369","v":{"$error":"#DIV/0!"}},{"$f":"$AA$302/$AA$369","v":{"$error":"#DIV/0!"}},{"$f":"$AB$302/$AB$369","v":{"$error":"#DIV/0!"}},{"$f":"$AC$302/$AC$369","v":{"$error":"#DIV/0!"}},{"$f":"$AD$302/$AD$369","v":{"$error":"#DIV/0!"}},{"$f":"$AE$302/$AE$369","v":{"$error":"#DIV/0!"}},{"$f":"$AF$302/$AF$369","v":{"$error":"#DIV/0!"}},{"$f":"$AG$302/$AG$369","v":{"$error":"#DIV/0!"}},{"$f":"$AH$302/$AH$369","v":{"$error":"#DIV/0!"}},{"$f":"$AI$302/$AI$369","v":{"$error":"#DIV/0!"}},{"$f":"$AJ$302/$AJ$369","v":{"$error":"#DIV/0!"}},{"$f":"$AK$302/$AK$369","v":{"$error":"#DIV/0!"}},{"$f":"$AL$302/$AL$369","v":{"$error":"#DIV/0!"}},{"$f":"$AM$302/$AM$369","v":{"$error":"#DIV/0!"}},{"$f":"$AN$302/$AN$369","v":{"$error":"#DIV/0!"}},{"$f":"$AO$302/$AO$369","v":{"$error":"#DIV/0!"}},{"$f":"$AP$302/$AP$369","v":{"$error":"#DIV/0!"}},{"$f":"$AQ$302/$AQ$369","v":{"$error":"#DIV/0!"}},{"$f":"$AR$302/$AR$369","v":{"$error":"#DIV/0!"}},{"$f":"$AS$302/$AS$369","v":{"$error":"#DIV/0!"}},"暖房時消費電力比","εw"]
[null,null,"暖房能力",{"$f":"($Q$46-0.64*$Q$46)/14*($D$288-7)+$Q$46","v":0},{"$f":"($Q$46-0.64*$Q$46)/14*($E$288-7)+$Q$46","v":0},{"$f":"($Q$46-0.64*$Q$46)/14*($F$288-7)+$Q$46","v":0},{"$f":"($Q$46-0.64*$Q$46)/14*($G$288-7)+$Q$46","v":0},{"$f":"($Q$46-0.64*$Q$46)/14*($H$288-7)+$Q$46","v":0},{"$f":"($Q$46-0.64*$Q$46)/14*($I$288-7)+$Q$46","v":0},{"$f":"($Q$46-0.64*$Q$46)/14*($J$288-7)+$Q$46","v":0},{"$f":"($Q$46-0.64*$Q$46)/14*($K$288-7)+$Q$46","v":0},{"$f":"($Q$46-0.64*$Q$46)/14*($L$288-7)+$Q$46","v":0},{"$f":"($Q$46-0.64*$Q$46)/14*($M$288-7)+$Q$46","v":0},{"$f":"($Q$46-0.64*$Q$46)/14*($N$288-7)+$Q$46","v":0},{"$f":"($Q$46-0.64*$Q$46)/14*($O$288-7)+$Q$46","v":0},{"$f":"($Q$46-0.64*$Q$46)/14*($P$288-7)+$Q$46","v":0},{"$f":"($Q$46-0.64*$Q$46)/14*($Q$288-7)+$Q$46","v":0},{"$f":"($Q$46-0.64*$Q$46)/14*($R$288-7)+$Q$46","v":0},{"$f":"($Q$46-0.64*$Q$46)/14*($S$288-7)+$Q$46","v":0},{"$f":"($Q$46-0.64*$Q$46)/14*($T$288-7)+$Q$46","v":0},{"$f":"($Q$46-0.64*$Q$46)/14*($U$288-7)+$Q$46","v":0},{"$f":"($Q$46-0.64*$Q$46)/14*($V$288-7)+$Q$46","v":0},{"$f":"($Q$46-0.64*$Q$46)/14*($W$288-7)+$Q$46","v":0},{"$f":"($Q$46-0.64*$Q$46)/14*($X$288-7)+$Q$46","v":0},{"$f":"($Q$46-0.64*$Q$46)/14*($Y$288-7)+$Q$46","v":0},{"$f":"($Q$46-0.64*$Q$46)/14*($Z$288-7)+$Q$46","v":0},{"$f":"($Q$46-0.64*$Q$46)/14*($AA$288-7)+$Q$46","v":0},{"$f":"($Q$46-0.64*$Q$46)/14*($AB$288-7)+$Q$46","v":0},{"$f":"($Q$46-0.64*$Q$46)/14*($AC$288-7)+$Q$46","v":0},{"$f":"($Q$46-0.64*$Q$46)/14*($AD$288-7)+$Q$46","v":0},{"$f":"($Q$46-0.64*$Q$46)/14*($AE$288-7)+$Q$46","v":0},{"$f":"($Q$46-0.64*$Q$46)/14*($AF$288-7)+$Q$46","v":0},{"$f":"($Q$46-0.64*$Q$46)/14*($AG$288-7)+$Q$46","v":0},{"$f":"($Q$46-0.64*$Q$46)/14*($AH$288-7)+$Q$46","v":0},{"$f":"($Q$46-0.64*$Q$46)/14*($AI$288-7)+$Q$46","v":0},{"$f":"($Q$46-0.64*$Q$46)/14*($AJ$288-7)+$Q$46","v":0},{"$f":"($Q$46-0.64*$Q$46)/14*($AK$288-7)+$Q$46","v":0},{"$f":"($Q$46-0.64*$Q$46)/14*($AL$288-7)+$Q$46","v":0},{"$f":"($Q$46-0.64*$Q$46)/14*($AM$288-7)+$Q$46","v":0},{"$f":"($Q$46-0.64*$Q$46)/14*($AN$288-7)+$Q$46","v":0},{"$f":"($Q$46-0.64*$Q$46)/14*($AO$288-7)+$Q$46","v":0},{"$f":"($Q$46-0.64*$Q$46)/14*($AP$288-7)+$Q$46","v":0},{"$f":"($Q$46-0.64*$Q$46)/14*($AQ$288-7)+$Q$46","v":0},{"$f":"($Q$46-0.64*$Q$46)/14*($AR$288-7)+$Q$46","v":0},{"$f":"($Q$46-0.64*$Q$46)/14*($AS$288-7)+$Q$46","v":0},"暖房能力","Φw"]
[null,null,"暖房消費電力",{"$f":"($Q$47-0.82*$Q$47)/14*($D$288-7)+$Q$47","v":0},{"$f":"($Q$47-0.82*$Q$47)/14*($E$288-7)+$Q$47","v":0},{"$f":"($Q$47-0.82*$Q$47)/14*($F$288-7)+$Q$47","v":0},{"$f":"($Q$47-0.82*$Q$47)/14*($G$288-7)+$Q$47","v":0},{"$f":"($Q$47-0.82*$Q$47)/14*($H$288-7)+$Q$47","v":0},{"$f":"($Q$47-0.82*$Q$47)/14*($I$288-7)+$Q$47","v":0},{"$f":"($Q$47-0.82*$Q$47)/14*($J$288-7)+$Q$47","v":0},{"$f":"($Q$47-0.82*$Q$47)/14*($K$288-7)+$Q$47","v":0},{"$f":"($Q$47-0.82*$Q$47)/14*($L$288-7)+$Q$47","v":0},{"$f":"($Q$47-0.82*$Q$47)/14*($M$288-7)+$Q$47","v":0},{"$f":"($Q$47-0.82*$Q$47)/14*($N$288-7)+$Q$47","v":0},{"$f":"($Q$47-0.82*$Q$47)/14*($O$288-7)+$Q$47","v":0},{"$f":"($Q$47-0.82*$Q$47)/14*($P$288-7)+$Q$47","v":0},{"$f":"($Q$47-0.82*$Q$47)/14*($Q$288-7)+$Q$47","v":0},{"$f":"($Q$47-0.82*$Q$47)/14*($R$288-7)+$Q$47","v":0},{"$f":"($Q$47-0.82*$Q$47)/14*($S$288-7)+$Q$47","v":0},{"$f":"($Q$47-0.82*$Q$47)/14*($T$288-7)+$Q$47","v":0},{"$f":"($Q$47-0.82*$Q$47)/14*($U$288-7)+$Q$47","v":0},{"$f":"($Q$47-0.82*$Q$47)/14*($V$288-7)+$Q$47","v":0},{"$f":"($Q$47-0.82*$Q$47)/14*($W$288-7)+$Q$47","v":0},{"$f":"($Q$47-0.82*$Q$47)/14*($X$288-7)+$Q$47","v":0},{"$f":"($Q$47-0.82*$Q$47)/14*($Y$288-7)+$Q$47","v":0},{"$f":"($Q$47-0.82*$Q$47)/14*($Z$288-7)+$Q$47","v":0},{"$f":"($Q$47-0.82*$Q$47)/14*($AA$288-7)+$Q$47","v":0},{"$f":"($Q$47-0.82*$Q$47)/14*($AB$288-7)+$Q$47","v":0},{"$f":"($Q$47-0.82*$Q$47)/14*($AC$288-7)+$Q$47","v":0},{"$f":"($Q$47-0.82*$Q$47)/14*($AD$288-7)+$Q$47","v":0},{"$f":"($Q$47-0.82*$Q$47)/14*($AE$288-7)+$Q$47","v":0},{"$f":"($Q$47-0.82*$Q$47)/14*($AF$288-7)+$Q$47","v":0},{"$f":"($Q$47-0.82*$Q$47)/14*($AG$288-7)+$Q$47","v":0},{"$f":"($Q$47-0.82*$Q$47)/14*($AH$288-7)+$Q$47","v":0},{"$f":"($Q$47-0.82*$Q$47)/14*($AI$288-7)+$Q$47","v":0},{"$f":"($Q$47-0.82*$Q$47)/14*($AJ$288-7)+$Q$47","v":0},{"$f":"($Q$47-0.82*$Q$47)/14*($AK$288-7)+$Q$47","v":0},{"$f":"($Q$47-0.82*$Q$47)/14*($AL$288-7)+$Q$47","v":0},{"$f":"($Q$47-0.82*$Q$47)/14*($AM$288-7)+$Q$47","v":0},{"$f":"($Q$47-0.82*$Q$47)/14*($AN$288-7)+$Q$47","v":0},{"$f":"($Q$47-0.82*$Q$47)/14*($AO$288-7)+$Q$47","v":0},{"$f":"($Q$47-0.82*$Q$47)/14*($AP$288-7)+$Q$47","v":0},{"$f":"($Q$47-0.82*$Q$47)/14*($AQ$288-7)+$Q$47","v":0},{"$f":"($Q$47-0.82*$Q$47)/14*($AR$288-7)+$Q$47","v":0},{"$f":"($Q$47-0.82*$Q$47)/14*($AS$288-7)+$Q$47","v":0},"消費電力","Pw"]
[null,null,"暖房COP",{"$f":"(D$366/1.12)/(D$367/1.06)","v":{"$error":"#DIV/0!"}},{"$error":"#DIV/0!"},{"$error":"#DIV/0!"},{"$error":"#DIV/0!"},{"$error":"#DIV/0!"},{"$error":"#DIV/0!"},{"$error":"#DIV/0!"},{"$error":"#DIV/0!"},{"$error":"#DIV/0!"},{"$error":"#DIV/0!"},{"$error":"#DIV/0!"},{"$error":"#DIV/0!"},{"$f":"$P$366/$P$367","v":{"$error":"#DIV/0!"}},{"$f":"$Q$366/$Q$367","v":{"$error":"#DIV/0!"}},{"$f":"$R$366/$R$367","v":{"$error":"#DIV/0!"}},{"$f":"$S$366/$S$367","v":{"$error":"#DIV/0!"}},{"$f":"$T$366/$T$367","v":{"$error":"#DIV/0!"}},{"$f":"$U$366/$U$367","v":{"$error":"#DIV/0!"}},{"$f":"$V$366/$V$367","v":{"$error":"#DIV/0!"}},{"$f":"$W$366/$W$367","v":{"$error":"#DIV/0!"}},{"$f":"$X$366/$X$367","v":{"$error":"#DIV/0!"}},{"$f":"$Y$366/$Y$367","v":{"$error":"#DIV/0!"}},{"$f":"$Z$366/$Z$367","v":{"$error":"#DIV/0!"}},{"$f":"$AA$366/$AA$367","v":{"$error":"#DIV/0!"}},{"$f":"$AB$366/$AB$367","v":{"$error":"#DIV/0!"}},{"$f":"$AC$366/$AC$367","v":{"$error":"#DIV/0!"}},{"$f":"$AD$366/$AD$367","v":{"$error":"#DIV/0!"}},{"$f":"$AE$366/$AE$367","v":{"$error":"#DIV/0!"}},{"$f":"$AF$366/$AF$367","v":{"$error":"#DIV/0!"}},{"$f":"$AG$366/$AG$367","v":{"$error":"#DIV/0!"}},{"$f":"$AH$366/$AH$367","v":{"$error":"#DIV/0!"}},{"$f":"$AI$366/$AI$367","v":{"$error":"#DIV/0!"}},{"$f":"$AJ$366/$AJ$367","v":{"$error":"#DIV/0!"}},{"$f":"$AK$366/$AK$367","v":{"$error":"#DIV/0!"}},{"$f":"$AL$366/$AL$367","v":{"$error":"#DIV/0!"}},{"$f":"$AM$366/$AM$367","v":{"$error":"#DIV/0!"}},{"$f":"$AN$366/$AN$367","v":{"$error":"#DIV/0!"}},{"$f":"$AO$366/$AO$367","v":{"$error":"#DIV/0!"}},{"$f":"$AP$366/$AP$367","v":{"$error":"#DIV/0!"}},{"$f":"$AQ$366/$AQ$367","v":{"$error":"#DIV/0!"}},{"$f":"$AR$366/$AR$367","v":{"$error":"#DIV/0!"}},{"$f":"$AS$366/$AS$367","v":{"$error":"#DIV/0!"}},"暖房COP","σw"]
[null,null,"暖房COP比",{"$f":"$D$368/$Q$368","v":{"$error":"#DIV/0!"}},{"$f":"$E$368/$Q$368","v":{"$error":"#DIV/0!"}},{"$f":"$F$368/$Q$368","v":{"$error":"#DIV/0!"}},{"$f":"$G$368/$Q$368","v":{"$error":"#DIV/0!"}},{"$f":"$H$368/$Q$368","v":{"$error":"#DIV/0!"}},{"$f":"$I$368/$Q$368","v":{"$error":"#DIV/0!"}},{"$f":"$J$368/$Q$368","v":{"$error":"#DIV/0!"}},{"$f":"$K$368/$Q$368","v":{"$error":"#DIV/0!"}},{"$f":"$L$368/$Q$368","v":{"$error":"#DIV/0!"}},{"$f":"$M$368/$Q$368","v":{"$error":"#DIV/0!"}},{"$f":"$N$368/$Q$368","v":{"$error":"#DIV/0!"}},{"$f":"$O$368/$Q$368","v":{"$error":"#DIV/0!"}},{"$f":"$P$368/$Q$368","v":{"$error":"#DIV/0!"}},{"$f":"$Q$368/$Q$368","v":{"$error":"#DIV/0!"}},{"$f":"$R$368/$Q$368","v":{"$error":"#DIV/0!"}},{"$f":"$S$368/$Q$368","v":{"$error":"#DIV/0!"}},{"$f":"$T$368/$Q$368","v":{"$error":"#DIV/0!"}},{"$f":"$U$368/$Q$368","v":{"$error":"#DIV/0!"}},{"$f":"$V$368/$Q$368","v":{"$error":"#DIV/0!"}},{"$f":"$W$368/$Q$368","v":{"$error":"#DIV/0!"}},{"$f":"$X$368/$Q$368","v":{"$error":"#DIV/0!"}},{"$f":"$Y$368/$Q$368","v":{"$error":"#DIV/0!"}},{"$f":"$Z$368/$Q$368","v":{"$error":"#DIV/0!"}},{"$f":"$AA$368/$Q$368","v":{"$error":"#DIV/0!"}},{"$f":"$AB$368/$Q$368","v":{"$error":"#DIV/0!"}},{"$f":"$AC$368/$Q$368","v":{"$error":"#DIV/0!"}},{"$f":"$AD$368/$Q$368","v":{"$error":"#DIV/0!"}},{"$f":"$AE$368/$Q$368","v":{"$error":"#DIV/0!"}},{"$f":"$AF$368/$Q$368","v":{"$error":"#DIV/0!"}},{"$f":"$AG$368/$Q$368","v":{"$error":"#DIV/0!"}},{"$f":"$AH$368/$Q$368","v":{"$error":"#DIV/0!"}},{"$f":"$AI$368/$Q$368","v":{"$error":"#DIV/0!"}},{"$f":"$AJ$368/$Q$368","v":{"$error":"#DIV/0!"}},{"$f":"$AK$368/$Q$368","v":{"$error":"#DIV/0!"}},{"$f":"$AL$368/$Q$368","v":{"$error":"#DIV/0!"}},{"$f":"$AM$368/$Q$368","v":{"$error":"#DIV/0!"}},{"$f":"$AN$368/$Q$368","v":{"$error":"#DIV/0!"}},{"$f":"$AO$368/$Q$368","v":{"$error":"#DIV/0!"}},{"$f":"$AP$368/$Q$368","v":{"$error":"#DIV/0!"}},{"$f":"$AQ$368/$Q$368","v":{"$error":"#DIV/0!"}},{"$f":"$AR$368/$Q$368","v":{"$error":"#DIV/0!"}},{"$f":"$AS$368/$Q$368","v":{"$error":"#DIV/0!"}},"暖房COP比","βw"]
[null,null,"Σ",{"$f":"$D$301*$D$365","v":{"$error":"#DIV/0!"}},{"$f":"$E$301*$E$365","v":{"$error":"#DIV/0!"}},{"$f":"$F$301*$F$365","v":{"$error":"#DIV/0!"}},{"$f":"$G$301*$G$365","v":{"$error":"#DIV/0!"}},{"$f":"$H$301*$H$365","v":{"$error":"#DIV/0!"}},{"$f":"$I$301*$I$365","v":{"$error":"#DIV/0!"}},{"$f":"$J$301*$J$365","v":{"$error":"#DIV/0!"}},{"$f":"$K$301*$K$365","v":{"$error":"#DIV/0!"}},{"$f":"$L$301*$L$365","v":{"$error":"#DIV/0!"}},{"$f":"$M$301*$M$365","v":{"$error":"#DIV/0!"}},{"$f":"$N$301*$N$365","v":{"$error":"#DIV/0!"}},{"$f":"$O$301*$O$365","v":{"$error":"#DIV/0!"}},{"$f":"$P$301*$P$365","v":{"$error":"#DIV/0!"}},{"$f":"$Q$301*$Q$365","v":{"$error":"#DIV/0!"}},{"$f":"$R$301*$R$365","v":{"$error":"#DIV/0!"}},{"$f":"$S$301*$S$365","v":{"$error":"#DIV/0!"}},{"$f":"$T$301*$T$365","v":{"$error":"#DIV/0!"}},{"$f":"$U$301*$U$365","v":{"$error":"#DIV/0!"}},{"$f":"$V$301*$V$365","v":{"$error":"#DIV/0!"}},{"$f":"$W$301*$W$365","v":{"$error":"#DIV/0!"}},{"$f":"$X$301*$X$365","v":{"$error":"#DIV/0!"}},{"$f":"$Y$301*$Y$365","v":{"$error":"#DIV/0!"}},{"$f":"$Z$301*$Z$365","v":{"$error":"#DIV/0!"}},{"$f":"$AA$301*$AA$365","v":{"$error":"#DIV/0!"}},{"$f":"$AB$301*$AB$365","v":{"$error":"#DIV/0!"}},{"$f":"$AC$301*$AC$365","v":{"$error":"#DIV/0!"}},{"$f":"$AD$301*$AD$365","v":{"$error":"#DIV/0!"}},{"$f":"$AE$301*$AE$365","v":{"$error":"#DIV/0!"}},{"$f":"$AF$301*$AF$365","v":{"$error":"#DIV/0!"}},{"$f":"$AG$301*$AG$365","v":{"$error":"#DIV/0!"}},{"$f":"$AH$301*$AH$365","v":{"$error":"#DIV/0!"}},{"$f":"$AI$301*$AI$365","v":{"$error":"#DIV/0!"}},{"$f":"$AJ$301*$AJ$365","v":{"$error":"#DIV/0!"}},{"$f":"$AK$301*$AK$365","v":{"$error":"#DIV/0!"}},{"$f":"$AL$301*$AL$365","v":{"$error":"#DIV/0!"}},{"$f":"$AM$301*$AM$365","v":{"$error":"#DIV/0!"}},{"$f":"$AN$301*$AN$365","v":{"$error":"#DIV/0!"}},{"$f":"$AO$301*$AO$365","v":{"$error":"#DIV/0!"}},{"$f":"$AP$301*$AP$365","v":{"$error":"#DIV/0!"}},{"$f":"$AQ$301*$AQ$365","v":{"$error":"#DIV/0!"}},{"$f":"$AR$301*$AR$365","v":{"$error":"#DIV/0!"}},{"$f":"$AS$301*$AS$365","v":{"$error":"#DIV/0!"}},{"$f":"SUM($D370:$AS370)","v":{"$error":"#DIV/0!"}},"Σ"]
[null,"後2","暖房時消費電力比",{"$f":"$D$302/$D375","v":{"$error":"#DIV/0!"}},{"$f":"$E$302/$E375","v":{"$error":"#DIV/0!"}},{"$f":"$F$302/$F375","v":{"$error":"#DIV/0!"}},{"$f":"$G$302/$G375","v":{"$error":"#DIV/0!"}},{"$f":"$H$302/$H375","v":{"$error":"#DIV/0!"}},{"$f":"$I$302/$I375","v":{"$error":"#DIV/0!"}},{"$f":"$J$302/$J375","v":{"$error":"#DIV/0!"}},{"$f":"$K$302/$K375","v":{"$error":"#DIV/0!"}},{"$f":"$L$302/$L375","v":{"$error":"#DIV/0!"}},{"$f":"$M$302/$M375","v":{"$error":"#DIV/0!"}},{"$f":"$N$302/$N375","v":{"$error":"#DIV/0!"}},{"$f":"$O$302/$O375","v":{"$error":"#DIV/0!"}},{"$f":"$P$302/$P375","v":{"$error":"#DIV/0!"}},{"$f":"$Q$302/$Q375","v":{"$error":"#DIV/0!"}},{"$f":"$R$302/$R375","v":{"$error":"#DIV/0!"}},{"$f":"$S$302/$S375","v":{"$error":"#DIV/0!"}},{"$f":"$T$302/$T375","v":{"$error":"#DIV/0!"}},{"$f":"$U$302/$U375","v":{"$error":"#DIV/0!"}},{"$f":"$V$302/$V375","v":{"$error":"#DIV/0!"}},{"$f":"$W$302/$W375","v":{"$error":"#DIV/0!"}},{"$f":"$X$302/$X375","v":{"$error":"#DIV/0!"}},{"$f":"$Y$302/$Y375","v":{"$error":"#DIV/0!"}},{"$f":"$Z$302/$Z375","v":{"$error":"#DIV/0!"}},{"$f":"$AA$302/$AA375","v":{"$error":"#DIV/0!"}},{"$f":"$AB$302/$AB375","v":{"$error":"#DIV/0!"}},{"$f":"$AC$302/$AC375","v":{"$error":"#DIV/0!"}},{"$f":"$AD$302/$AD375","v":{"$error":"#DIV/0!"}},{"$f":"$AE$302/$AE375","v":{"$error":"#DIV/0!"}},{"$f":"$AF$302/$AF375","v":{"$error":"#DIV/0!"}},{"$f":"$AG$302/$AG375","v":{"$error":"#DIV/0!"}},{"$f":"$AH$302/$AH375","v":{"$error":"#DIV/0!"}},{"$f":"$AI$302/$AI375","v":{"$error":"#DIV/0!"}},{"$f":"$AJ$302/$AJ375","v":{"$error":"#DIV/0!"}},{"$f":"$AK$302/$AK375","v":{"$error":"#DIV/0!"}},{"$f":"$AL$302/$AL375","v":{"$error":"#DIV/0!"}},{"$f":"$AM$302/$AM375","v":{"$error":"#DIV/0!"}},{"$f":"$AN$302/$AN375","v":{"$error":"#DIV/0!"}},{"$f":"$AO$302/$AO375","v":{"$error":"#DIV/0!"}},{"$f":"$AP$302/$AP375","v":{"$error":"#DIV/0!"}},{"$f":"$AQ$302/$AQ375","v":{"$error":"#DIV/0!"}},{"$f":"$AR$302/$AR375","v":{"$error":"#DIV/0!"}},{"$f":"$AS$302/$AS375","v":{"$error":"#DIV/0!"}},"暖房時消費電力比","εw"]
[null,null,"暖房能力",{"$f":"($R$46-0.64*$R$46)/14*($D$288-7)+$R$46","v":0},{"$f":"($R$46-0.64*$R$46)/14*($E$288-7)+$R$46","v":0},{"$f":"($R$46-0.64*$R$46)/14*($F$288-7)+$R$46","v":0},{"$f":"($R$46-0.64*$R$46)/14*($G$288-7)+$R$46","v":0},{"$f":"($R$46-0.64*$R$46)/14*($H$288-7)+$R$46","v":0},{"$f":"($R$46-0.64*$R$46)/14*($I$288-7)+$R$46","v":0},{"$f":"($R$46-0.64*$R$46)/14*($J$288-7)+$R$46","v":0},{"$f":"($R$46-0.64*$R$46)/14*($K$288-7)+$R$46","v":0},{"$f":"($R$46-0.64*$R$46)/14*($L$288-7)+$R$46","v":0},{"$f":"($R$46-0.64*$R$46)/14*($M$288-7)+$R$46","v":0},{"$f":"($R$46-0.64*$R$46)/14*($N$288-7)+$R$46","v":0},{"$f":"($R$46-0.64*$R$46)/14*($O$288-7)+$R$46","v":0},{"$f":"($R$46-0.64*$R$46)/14*($P$288-7)+$R$46","v":0},{"$f":"($R$46-0.64*$R$46)/14*($Q$288-7)+$R$46","v":0},{"$f":"($R$46-0.64*$R$46)/14*($R$288-7)+$R$46","v":0},{"$f":"($R$46-0.64*$R$46)/14*($S$288-7)+$R$46","v":0},{"$f":"($R$46-0.64*$R$46)/14*($T$288-7)+$R$46","v":0},{"$f":"($R$46-0.64*$R$46)/14*($U$288-7)+$R$46","v":0},{"$f":"($R$46-0.64*$R$46)/14*($V$288-7)+$R$46","v":0},{"$f":"($R$46-0.64*$R$46)/14*($W$288-7)+$R$46","v":0},{"$f":"($R$46-0.64*$R$46)/14*($X$288-7)+$R$46","v":0},{"$f":"($R$46-0.64*$R$46)/14*($Y$288-7)+$R$46","v":0},{"$f":"($R$46-0.64*$R$46)/14*($Z$288-7)+$R$46","v":0},{"$f":"($R$46-0.64*$R$46)/14*($AA$288-7)+$R$46","v":0},{"$f":"($R$46-0.64*$R$46)/14*($AB$288-7)+$R$46","v":0},{"$f":"($R$46-0.64*$R$46)/14*($AC$288-7)+$R$46","v":0},{"$f":"($R$46-0.64*$R$46)/14*($AD$288-7)+$R$46","v":0},{"$f":"($R$46-0.64*$R$46)/14*($AE$288-7)+$R$46","v":0},{"$f":"($R$46-0.64*$R$46)/14*($AF$288-7)+$R$46","v":0},{"$f":"($R$46-0.64*$R$46)/14*($AG$288-7)+$R$46","v":0},{"$f":"($R$46-0.64*$R$46)/14*($AH$288-7)+$R$46","v":0},{"$f":"($R$46-0.64*$R$46)/14*($AI$288-7)+$R$46","v":0},{"$f":"($R$46-0.64*$R$46)/14*($AJ$288-7)+$R$46","v":0},{"$f":"($R$46-0.64*$R$46)/14*($AK$288-7)+$R$46","v":0},{"$f":"($R$46-0.64*$R$46)/14*($AL$288-7)+$R$46","v":0},{"$f":"($R$46-0.64*$R$46)/14*($AM$288-7)+$R$46","v":0},{"$f":"($R$46-0.64*$R$46)/14*($AN$288-7)+$R$46","v":0},{"$f":"($R$46-0.64*$R$46)/14*($AO$288-7)+$R$46","v":0},{"$f":"($R$46-0.64*$R$46)/14*($AP$288-7)+$R$46","v":0},{"$f":"($R$46-0.64*$R$46)/14*($AQ$288-7)+$R$46","v":0},{"$f":"($R$46-0.64*$R$46)/14*($AR$288-7)+$R$46","v":0},{"$f":"($R$46-0.64*$R$46)/14*($AS$288-7)+$R$46","v":0},"暖房能力","Φw"]
[null,null,"暖房消費電力",{"$f":"($R$47-0.82*$R$47)/14*($D$288-7)+$R$47","v":0},{"$f":"($R$47-0.82*$R$47)/14*($E$288-7)+$R$47","v":0},{"$f":"($R$47-0.82*$R$47)/14*($F$288-7)+$R$47","v":0},{"$f":"($R$47-0.82*$R$47)/14*($G$288-7)+$R$47","v":0},{"$f":"($R$47-0.82*$R$47)/14*($H$288-7)+$R$47","v":0},{"$f":"($R$47-0.82*$R$47)/14*($I$288-7)+$R$47","v":0},{"$f":"($R$47-0.82*$R$47)/14*($J$288-7)+$R$47","v":0},{"$f":"($R$47-0.82*$R$47)/14*($K$288-7)+$R$47","v":0},{"$f":"($R$47-0.82*$R$47)/14*($L$288-7)+$R$47","v":0},{"$f":"($R$47-0.82*$R$47)/14*($M$288-7)+$R$47","v":0},{"$f":"($R$47-0.82*$R$47)/14*($N$288-7)+$R$47","v":0},{"$f":"($R$47-0.82*$R$47)/14*($O$288-7)+$R$47","v":0},{"$f":"($R$47-0.82*$R$47)/14*($P$288-7)+$R$47","v":0},{"$f":"($R$47-0.82*$R$47)/14*($Q$288-7)+$R$47","v":0},{"$f":"($R$47-0.82*$R$47)/14*($R$288-7)+$R$47","v":0},{"$f":"($R$47-0.82*$R$47)/14*($S$288-7)+$R$47","v":0},{"$f":"($R$47-0.82*$R$47)/14*($T$288-7)+$R$47","v":0},{"$f":"($R$47-0.82*$R$47)/14*($U$288-7)+$R$47","v":0},{"$f":"($R$47-0.82*$R$47)/14*($V$288-7)+$R$47","v":0},{"$f":"($R$47-0.82*$R$47)/14*($W$288-7)+$R$47","v":0},{"$f":"($R$47-0.82*$R$47)/14*($X$288-7)+$R$47","v":0},{"$f":"($R$47-0.82*$R$47)/14*($Y$288-7)+$R$47","v":0},{"$f":"($R$47-0.82*$R$47)/14*($Z$288-7)+$R$47","v":0},{"$f":"($R$47-0.82*$R$47)/14*($AA$288-7)+$R$47","v":0},{"$f":"($R$47-0.82*$R$47)/14*($AB$288-7)+$R$47","v":0},{"$f":"($R$47-0.82*$R$47)/14*($AC$288-7)+$R$47","v":0},{"$f":"($R$47-0.82*$R$47)/14*($AD$288-7)+$R$47","v":0},{"$f":"($R$47-0.82*$R$47)/14*($AE$288-7)+$R$47","v":0},{"$f":"($R$47-0.82*$R$47)/14*($AF$288-7)+$R$47","v":0},{"$f":"($R$47-0.82*$R$47)/14*($AG$288-7)+$R$47","v":0},{"$f":"($R$47-0.82*$R$47)/14*($AH$288-7)+$R$47","v":0},{"$f":"($R$47-0.82*$R$47)/14*($AI$288-7)+$R$47","v":0},{"$f":"($R$47-0.82*$R$47)/14*($AJ$288-7)+$R$47","v":0},{"$f":"($R$47-0.82*$R$47)/14*($AK$288-7)+$R$47","v":0},{"$f":"($R$47-0.82*$R$47)/14*($AL$288-7)+$R$47","v":0},{"$f":"($R$47-0.82*$R$47)/14*($AM$288-7)+$R$47","v":0},{"$f":"($R$47-0.82*$R$47)/14*($AN$288-7)+$R$47","v":0},{"$f":"($R$47-0.82*$R$47)/14*($AO$288-7)+$R$47","v":0},{"$f":"($R$47-0.82*$R$47)/14*($AP$288-7)+$R$47","v":0},{"$f":"($R$47-0.82*$R$47)/14*($AQ$288-7)+$R$47","v":0},{"$f":"($R$47-0.82*$R$47)/14*($AR$288-7)+$R$47","v":0},{"$f":"($R$47-0.82*$R$47)/14*($AS$288-7)+$R$47","v":0},"消費電力","Pw"]
[null,null,"暖房COP",{"$f":"($D372/1.12)/($D373/1.06)","v":{"$error":"#DIV/0!"}},{"$f":"($E372/1.12)/($E373/1.06)","v":{"$error":"#DIV/0!"}},{"$f":"($F372/1.12)/($F373/1.06)","v":{"$error":"#DIV/0!"}},{"$f":"($G372/1.12)/($G373/1.06)","v":{"$error":"#DIV/0!"}},{"$f":"($H372/1.12)/($H373/1.06)","v":{"$error":"#DIV/0!"}},{"$f":"($I372/1.12)/($I373/1.06)","v":{"$error":"#DIV/0!"}},{"$f":"($J372/1.12)/($J373/1.06)","v":{"$error":"#DIV/0!"}},{"$f":"($K372/1.12)/($K373/1.06)","v":{"$error":"#DIV/0!"}},{"$f":"($L372/1.12)/($L373/1.06)","v":{"$error":"#DIV/0!"}},{"$f":"($M372/1.12)/($M373/1.06)","v":{"$error":"#DIV/0!"}},{"$f":"($N372/1.12)/($N373/1.06)","v":{"$error":"#DIV/0!"}},{"$f":"($O372/1.12)/($O373/1.06)","v":{"$error":"#DIV/0!"}},{"$f":"$P372/$P373","v":{"$error":"#DIV/0!"}},{"$f":"$Q372/$Q373","v":{"$error":"#DIV/0!"}},{"$f":"$R372/$R373","v":{"$error":"#DIV/0!"}},{"$f":"$S372/$S373","v":{"$error":"#DIV/0!"}},{"$f":"$T372/$T373","v":{"$error":"#DIV/0!"}},{"$f":"$U372/$U373","v":{"$error":"#DIV/0!"}},{"$f":"$V372/$V373","v":{"$error":"#DIV/0!"}},{"$f":"$W372/$W373","v":{"$error":"#DIV/0!"}},{"$f":"$X372/$X373","v":{"$error":"#DIV/0!"}},{"$f":"$Y372/$Y373","v":{"$error":"#DIV/0!"}},{"$f":"$Z372/$Z373","v":{"$error":"#DIV/0!"}},{"$f":"$AA372/$AA373","v":{"$error":"#DIV/0!"}},{"$f":"$AB372/$AB373","v":{"$error":"#DIV/0!"}},{"$f":"$AC372/$AC373","v":{"$error":"#DIV/0!"}},{"$f":"$AD372/$AD373","v":{"$error":"#DIV/0!"}},{"$f":"$AE372/$AE373","v":{"$error":"#DIV/0!"}},{"$f":"$AF372/$AF373","v":{"$error":"#DIV/0!"}},{"$f":"$AG372/$AG373","v":{"$error":"#DIV/0!"}},{"$f":"$AH372/$AH373","v":{"$error":"#DIV/0!"}},{"$f":"$AI372/$AI373","v":{"$error":"#DIV/0!"}},{"$f":"$AJ372/$AJ373","v":{"$error":"#DIV/0!"}},{"$f":"$AK372/$AK373","v":{"$error":"#DIV/0!"}},{"$f":"$AL372/$AL373","v":{"$error":"#DIV/0!"}},{"$f":"$AM372/$AM373","v":{"$error":"#DIV/0!"}},{"$f":"$AN372/$AN373","v":{"$error":"#DIV/0!"}},{"$f":"$AO372/$AO373","v":{"$error":"#DIV/0!"}},{"$f":"$AP372/$AP373","v":{"$error":"#DIV/0!"}},{"$f":"$AQ372/$AQ373","v":{"$error":"#DIV/0!"}},{"$f":"$AR372/$AR373","v":{"$error":"#DIV/0!"}},{"$f":"$AS372/$AS373","v":{"$error":"#DIV/0!"}},"暖房COP","σw"]
[null,null,"暖房COP比",{"$f":"$D374/$Q374","v":{"$error":"#DIV/0!"}},{"$f":"$E374/$Q374","v":{"$error":"#DIV/0!"}},{"$f":"$F374/$Q374","v":{"$error":"#DIV/0!"}},{"$f":"$G374/$Q374","v":{"$error":"#DIV/0!"}},{"$f":"$H374/$Q374","v":{"$error":"#DIV/0!"}},{"$f":"$I374/$Q374","v":{"$error":"#DIV/0!"}},{"$f":"$J374/$Q374","v":{"$error":"#DIV/0!"}},{"$f":"$K374/$Q374","v":{"$error":"#DIV/0!"}},{"$f":"$L374/$Q374","v":{"$error":"#DIV/0!"}},{"$f":"$M374/$Q374","v":{"$error":"#DIV/0!"}},{"$f":"$N374/$Q374","v":{"$error":"#DIV/0!"}},{"$f":"$O374/$Q374","v":{"$error":"#DIV/0!"}},{"$f":"$P374/$Q374","v":{"$error":"#DIV/0!"}},{"$f":"$Q374/$Q374","v":{"$error":"#DIV/0!"}},{"$f":"$R374/$Q374","v":{"$error":"#DIV/0!"}},{"$f":"$S374/$Q374","v":{"$error":"#DIV/0!"}},{"$f":"$T374/$Q374","v":{"$error":"#DIV/0!"}},{"$f":"$U374/$Q374","v":{"$error":"#DIV/0!"}},{"$f":"$V374/$Q374","v":{"$error":"#DIV/0!"}},{"$f":"$W374/$Q374","v":{"$error":"#DIV/0!"}},{"$f":"$X374/$Q374","v":{"$error":"#DIV/0!"}},{"$f":"$Y374/$Q374","v":{"$error":"#DIV/0!"}},{"$f":"$Z374/$Q374","v":{"$error":"#DIV/0!"}},{"$f":"$AA374/$Q374","v":{"$error":"#DIV/0!"}},{"$f":"$AB374/$Q374","v":{"$error":"#DIV/0!"}},{"$f":"$AC374/$Q374","v":{"$error":"#DIV/0!"}},{"$f":"$AD374/$Q374","v":{"$error":"#DIV/0!"}},{"$f":"$AE374/$Q374","v":{"$error":"#DIV/0!"}},{"$f":"$AF374/$Q374","v":{"$error":"#DIV/0!"}},{"$f":"$AG374/$Q374","v":{"$error":"#DIV/0!"}},{"$f":"$AH374/$Q374","v":{"$error":"#DIV/0!"}},{"$f":"$AI374/$Q374","v":{"$error":"#DIV/0!"}},{"$f":"$AJ374/$Q374","v":{"$error":"#DIV/0!"}},{"$f":"$AK374/$Q374","v":{"$error":"#DIV/0!"}},{"$f":"$AL374/$Q374","v":{"$error":"#DIV/0!"}},{"$f":"$AM374/$Q374","v":{"$error":"#DIV/0!"}},{"$f":"$AN374/$Q374","v":{"$error":"#DIV/0!"}},{"$f":"$AO374/$Q374","v":{"$error":"#DIV/0!"}},{"$f":"$AP374/$Q374","v":{"$error":"#DIV/0!"}},{"$f":"$AQ374/$Q374","v":{"$error":"#DIV/0!"}},{"$f":"$AR374/$Q374","v":{"$error":"#DIV/0!"}},{"$f":"$AS374/$Q374","v":{"$error":"#DIV/0!"}},"暖房COP比","βw"]
[null,null,"Σ",{"$f":"$D$301*$D371","v":{"$error":"#DIV/0!"}},{"$f":"$E$301*$E371","v":{"$error":"#DIV/0!"}},{"$f":"$F$301*$F371","v":{"$error":"#DIV/0!"}},{"$f":"$G$301*$G371","v":{"$error":"#DIV/0!"}},{"$f":"$H$301*$H371","v":{"$error":"#DIV/0!"}},{"$f":"$I$301*$I371","v":{"$error":"#DIV/0!"}},{"$f":"$J$301*$J371","v":{"$error":"#DIV/0!"}},{"$f":"$K$301*$K371","v":{"$error":"#DIV/0!"}},{"$f":"$L$301*$L371","v":{"$error":"#DIV/0!"}},{"$f":"$M$301*$M371","v":{"$error":"#DIV/0!"}},{"$f":"$N$301*$N371","v":{"$error":"#DIV/0!"}},{"$f":"$O$301*$O371","v":{"$error":"#DIV/0!"}},{"$f":"$P$301*$P371","v":{"$error":"#DIV/0!"}},{"$f":"$Q$301*$Q371","v":{"$error":"#DIV/0!"}},{"$f":"$R$301*$R371","v":{"$error":"#DIV/0!"}},{"$f":"$S$301*$S371","v":{"$error":"#DIV/0!"}},{"$f":"$T$301*$T371","v":{"$error":"#DIV/0!"}},{"$f":"$U$301*$U371","v":{"$error":"#DIV/0!"}},{"$f":"$V$301*$V371","v":{"$error":"#DIV/0!"}},{"$f":"$W$301*$W371","v":{"$error":"#DIV/0!"}},{"$f":"$X$301*$X371","v":{"$error":"#DIV/0!"}},{"$f":"$Y$301*$Y371","v":{"$error":"#DIV/0!"}},{"$f":"$Z$301*$Z371","v":{"$error":"#DIV/0!"}},{"$f":"$AA$301*$AA371","v":{"$error":"#DIV/0!"}},{"$f":"$AB$301*$AB371","v":{"$error":"#DIV/0!"}},{"$f":"$AC$301*$AC371","v":{"$error":"#DIV/0!"}},{"$f":"$AD$301*$AD371","v":{"$error":"#DIV/0!"}},{"$f":"$AE$301*$AE371","v":{"$error":"#DIV/0!"}},{"$f":"$AF$301*$AF371","v":{"$error":"#DIV/0!"}},{"$f":"$AG$301*$AG371","v":{"$error":"#DIV/0!"}},{"$f":"$AH$301*$AH371","v":{"$error":"#DIV/0!"}},{"$f":"$AI$301*$AI371","v":{"$error":"#DIV/0!"}},{"$f":"$AJ$301*$AJ371","v":{"$error":"#DIV/0!"}},{"$f":"$AK$301*$AK371","v":{"$error":"#DIV/0!"}},{"$f":"$AL$301*$AL371","v":{"$error":"#DIV/0!"}},{"$f":"$AM$301*$AM371","v":{"$error":"#DIV/0!"}},{"$f":"$AN$301*$AN371","v":{"$error":"#DIV/0!"}},{"$f":"$AO$301*$AO371","v":{"$error":"#DIV/0!"}},{"$f":"$AP$301*$AP371","v":{"$error":"#DIV/0!"}},{"$f":"$AQ$301*$AQ371","v":{"$error":"#DIV/0!"}},{"$f":"$AR$301*$AR371","v":{"$error":"#DIV/0!"}},{"$f":"$AS$301*$AS371","v":{"$error":"#DIV/0!"}},{"$f":"SUM($D376:$AS376)","v":{"$error":"#DIV/0!"}},"Σ"]
[null,"後3","暖房時消費電力比",{"$f":"$D$302/$D381","v":{"$error":"#DIV/0!"}},{"$f":"$E$302/$E381","v":{"$error":"#DIV/0!"}},{"$f":"$F$302/$F381","v":{"$error":"#DIV/0!"}},{"$f":"$G$302/$G381","v":{"$error":"#DIV/0!"}},{"$f":"$H$302/$H381","v":{"$error":"#DIV/0!"}},{"$f":"$I$302/$I381","v":{"$error":"#DIV/0!"}},{"$f":"$J$302/$J381","v":{"$error":"#DIV/0!"}},{"$f":"$K$302/$K381","v":{"$error":"#DIV/0!"}},{"$f":"$L$302/$L381","v":{"$error":"#DIV/0!"}},{"$f":"$M$302/$M381","v":{"$error":"#DIV/0!"}},{"$f":"$N$302/$N381","v":{"$error":"#DIV/0!"}},{"$f":"$O$302/$O381","v":{"$error":"#DIV/0!"}},{"$f":"$P$302/$P381","v":{"$error":"#DIV/0!"}},{"$f":"$Q$302/$Q381","v":{"$error":"#DIV/0!"}},{"$f":"$R$302/$R381","v":{"$error":"#DIV/0!"}},{"$f":"$S$302/$S381","v":{"$error":"#DIV/0!"}},{"$f":"$T$302/$T381","v":{"$error":"#DIV/0!"}},{"$f":"$U$302/$U381","v":{"$error":"#DIV/0!"}},{"$f":"$V$302/$V381","v":{"$error":"#DIV/0!"}},{"$f":"$W$302/$W381","v":{"$error":"#DIV/0!"}},{"$f":"$X$302/$X381","v":{"$error":"#DIV/0!"}},{"$f":"$Y$302/$Y381","v":{"$error":"#DIV/0!"}},{"$f":"$Z$302/$Z381","v":{"$error":"#DIV/0!"}},{"$f":"$AA$302/$AA381","v":{"$error":"#DIV/0!"}},{"$f":"$AB$302/$AB381","v":{"$error":"#DIV/0!"}},{"$f":"$AC$302/$AC381","v":{"$error":"#DIV/0!"}},{"$f":"$AD$302/$AD381","v":{"$error":"#DIV/0!"}},{"$f":"$AE$302/$AE381","v":{"$error":"#DIV/0!"}},{"$f":"$AF$302/$AF381","v":{"$error":"#DIV/0!"}},{"$f":"$AG$302/$AG381","v":{"$error":"#DIV/0!"}},{"$f":"$AH$302/$AH381","v":{"$error":"#DIV/0!"}},{"$f":"$AI$302/$AI381","v":{"$error":"#DIV/0!"}},{"$f":"$AJ$302/$AJ381","v":{"$error":"#DIV/0!"}},{"$f":"$AK$302/$AK381","v":{"$error":"#DIV/0!"}},{"$f":"$AL$302/$AL381","v":{"$error":"#DIV/0!"}},{"$f":"$AM$302/$AM381","v":{"$error":"#DIV/0!"}},{"$f":"$AN$302/$AN381","v":{"$error":"#DIV/0!"}},{"$f":"$AO$302/$AO381","v":{"$error":"#DIV/0!"}},{"$f":"$AP$302/$AP381","v":{"$error":"#DIV/0!"}},{"$f":"$AQ$302/$AQ381","v":{"$error":"#DIV/0!"}},{"$f":"$AR$302/$AR381","v":{"$error":"#DIV/0!"}},{"$f":"$AS$302/$AS381","v":{"$error":"#DIV/0!"}},"暖房時消費電力比","εw"]
[null,null,"暖房能力",{"$f":"($S$46-0.64*$S$46)/14*($D$288-7)+$S$46","v":0},{"$f":"($S$46-0.64*$S$46)/14*($E$288-7)+$S$46","v":0},{"$f":"($S$46-0.64*$S$46)/14*($F$288-7)+$S$46","v":0},{"$f":"($S$46-0.64*$S$46)/14*($G$288-7)+$S$46","v":0},{"$f":"($S$46-0.64*$S$46)/14*($H$288-7)+$S$46","v":0},{"$f":"($S$46-0.64*$S$46)/14*($I$288-7)+$S$46","v":0},{"$f":"($S$46-0.64*$S$46)/14*($J$288-7)+$S$46","v":0},{"$f":"($S$46-0.64*$S$46)/14*($K$288-7)+$S$46","v":0},{"$f":"($S$46-0.64*$S$46)/14*($L$288-7)+$S$46","v":0},{"$f":"($S$46-0.64*$S$46)/14*($M$288-7)+$S$46","v":0},{"$f":"($S$46-0.64*$S$46)/14*($N$288-7)+$S$46","v":0},{"$f":"($S$46-0.64*$S$46)/14*($O$288-7)+$S$46","v":0},{"$f":"($S$46-0.64*$S$46)/14*($P$288-7)+$S$46","v":0},{"$f":"($S$46-0.64*$S$46)/14*($Q$288-7)+$S$46","v":0},{"$f":"($S$46-0.64*$S$46)/14*($R$288-7)+$S$46","v":0},{"$f":"($S$46-0.64*$S$46)/14*($S$288-7)+$S$46","v":0},{"$f":"($S$46-0.64*$S$46)/14*($T$288-7)+$S$46","v":0},{"$f":"($S$46-0.64*$S$46)/14*($U$288-7)+$S$46","v":0},{"$f":"($S$46-0.64*$S$46)/14*($V$288-7)+$S$46","v":0},{"$f":"($S$46-0.64*$S$46)/14*($W$288-7)+$S$46","v":0},{"$f":"($S$46-0.64*$S$46)/14*($X$288-7)+$S$46","v":0},{"$f":"($S$46-0.64*$S$46)/14*($Y$288-7)+$S$46","v":0},{"$f":"($S$46-0.64*$S$46)/14*($Z$288-7)+$S$46","v":0},{"$f":"($S$46-0.64*$S$46)/14*($AA$288-7)+$S$46","v":0},{"$f":"($S$46-0.64*$S$46)/14*($AB$288-7)+$S$46","v":0},{"$f":"($S$46-0.64*$S$46)/14*($AC$288-7)+$S$46","v":0},{"$f":"($S$46-0.64*$S$46)/14*($AD$288-7)+$S$46","v":0},{"$f":"($S$46-0.64*$S$46)/14*($AE$288-7)+$S$46","v":0},{"$f":"($S$46-0.64*$S$46)/14*($AF$288-7)+$S$46","v":0},{"$f":"($S$46-0.64*$S$46)/14*($AG$288-7)+$S$46","v":0},{"$f":"($S$46-0.64*$S$46)/14*($AH$288-7)+$S$46","v":0},{"$f":"($S$46-0.64*$S$46)/14*($AI$288-7)+$S$46","v":0},{"$f":"($S$46-0.64*$S$46)/14*($AJ$288-7)+$S$46","v":0},{"$f":"($S$46-0.64*$S$46)/14*($AK$288-7)+$S$46","v":0},{"$f":"($S$46-0.64*$S$46)/14*($AL$288-7)+$S$46","v":0},{"$f":"($S$46-0.64*$S$46)/14*($AM$288-7)+$S$46","v":0},{"$f":"($S$46-0.64*$S$46)/14*($AN$288-7)+$S$46","v":0},{"$f":"($S$46-0.64*$S$46)/14*($AO$288-7)+$S$46","v":0},{"$f":"($S$46-0.64*$S$46)/14*($AP$288-7)+$S$46","v":0},{"$f":"($S$46-0.64*$S$46)/14*($AQ$288-7)+$S$46","v":0},{"$f":"($S$46-0.64*$S$46)/14*($AR$288-7)+$S$46","v":0},{"$f":"($S$46-0.64*$S$46)/14*($AS$288-7)+$S$46","v":0},"暖房能力","Φw"]
[null,null,"暖房消費電力",{"$f":"($S$47-0.82*$S$47)/14*($D$288-7)+$S$47","v":0},{"$f":"($S$47-0.82*$S$47)/14*($E$288-7)+$S$47","v":0},{"$f":"($S$47-0.82*$S$47)/14*($F$288-7)+$S$47","v":0},{"$f":"($S$47-0.82*$S$47)/14*($G$288-7)+$S$47","v":0},{"$f":"($S$47-0.82*$S$47)/14*($H$288-7)+$S$47","v":0},{"$f":"($S$47-0.82*$S$47)/14*($I$288-7)+$S$47","v":0},{"$f":"($S$47-0.82*$S$47)/14*($J$288-7)+$S$47","v":0},{"$f":"($S$47-0.82*$S$47)/14*($K$288-7)+$S$47","v":0},{"$f":"($S$47-0.82*$S$47)/14*($L$288-7)+$S$47","v":0},{"$f":"($S$47-0.82*$S$47)/14*($M$288-7)+$S$47","v":0},{"$f":"($S$47-0.82*$S$47)/14*($N$288-7)+$S$47","v":0},{"$f":"($S$47-0.82*$S$47)/14*($O$288-7)+$S$47","v":0},{"$f":"($S$47-0.82*$S$47)/14*($P$288-7)+$S$47","v":0},{"$f":"($S$47-0.82*$S$47)/14*($Q$288-7)+$S$47","v":0},{"$f":"($S$47-0.82*$S$47)/14*($R$288-7)+$S$47","v":0},{"$f":"($S$47-0.82*$S$47)/14*($S$288-7)+$S$47","v":0},{"$f":"($S$47-0.82*$S$47)/14*($T$288-7)+$S$47","v":0},{"$f":"($S$47-0.82*$S$47)/14*($U$288-7)+$S$47","v":0},{"$f":"($S$47-0.82*$S$47)/14*($V$288-7)+$S$47","v":0},{"$f":"($S$47-0.82*$S$47)/14*($W$288-7)+$S$47","v":0},{"$f":"($S$47-0.82*$S$47)/14*($X$288-7)+$S$47","v":0},{"$f":"($S$47-0.82*$S$47)/14*($Y$288-7)+$S$47","v":0},{"$f":"($S$47-0.82*$S$47)/14*($Z$288-7)+$S$47","v":0},{"$f":"($S$47-0.82*$S$47)/14*($AA$288-7)+$S$47","v":0},{"$f":"($S$47-0.82*$S$47)/14*($AB$288-7)+$S$47","v":0},{"$f":"($S$47-0.82*$S$47)/14*($AC$288-7)+$S$47","v":0},{"$f":"($S$47-0.82*$S$47)/14*($AD$288-7)+$S$47","v":0},{"$f":"($S$47-0.82*$S$47)/14*($AE$288-7)+$S$47","v":0},{"$f":"($S$47-0.82*$S$47)/14*($AF$288-7)+$S$47","v":0},{"$f":"($S$47-0.82*$S$47)/14*($AG$288-7)+$S$47","v":0},{"$f":"($S$47-0.82*$S$47)/14*($AH$288-7)+$S$47","v":0},{"$f":"($S$47-0.82*$S$47)/14*($AI$288-7)+$S$47","v":0},{"$f":"($S$47-0.82*$S$47)/14*($AJ$288-7)+$S$47","v":0},{"$f":"($S$47-0.82*$S$47)/14*($AK$288-7)+$S$47","v":0},{"$f":"($S$47-0.82*$S$47)/14*($AL$288-7)+$S$47","v":0},{"$f":"($S$47-0.82*$S$47)/14*($AM$288-7)+$S$47","v":0},{"$f":"($S$47-0.82*$S$47)/14*($AN$288-7)+$S$47","v":0},{"$f":"($S$47-0.82*$S$47)/14*($AO$288-7)+$S$47","v":0},{"$f":"($S$47-0.82*$S$47)/14*($AP$288-7)+$S$47","v":0},{"$f":"($S$47-0.82*$S$47)/14*($AQ$288-7)+$S$47","v":0},{"$f":"($S$47-0.82*$S$47)/14*($AR$288-7)+$S$47","v":0},{"$f":"($S$47-0.82*$S$47)/14*($AS$288-7)+$S$47","v":0},"消費電力","Pw"]
[null,null,"暖房COP",{"$f":"($D378/1.12)/($D379/1.06)","v":{"$error":"#DIV/0!"}},{"$f":"($E378/1.12)/($E379/1.06)","v":{"$error":"#DIV/0!"}},{"$f":"($F378/1.12)/($F379/1.06)","v":{"$error":"#DIV/0!"}},{"$f":"($G378/1.12)/($G379/1.06)","v":{"$error":"#DIV/0!"}},{"$f":"($H378/1.12)/($H379/1.06)","v":{"$error":"#DIV/0!"}},{"$f":"($I378/1.12)/($I379/1.06)","v":{"$error":"#DIV/0!"}},{"$f":"($J378/1.12)/($J379/1.06)","v":{"$error":"#DIV/0!"}},{"$f":"($K378/1.12)/($K379/1.06)","v":{"$error":"#DIV/0!"}},{"$f":"($L378/1.12)/($L379/1.06)","v":{"$error":"#DIV/0!"}},{"$f":"($M378/1.12)/($M379/1.06)","v":{"$error":"#DIV/0!"}},{"$f":"($N378/1.12)/($N379/1.06)","v":{"$error":"#DIV/0!"}},{"$f":"($O378/1.12)/($O379/1.06)","v":{"$error":"#DIV/0!"}},{"$f":"$P378/$P379","v":{"$error":"#DIV/0!"}},{"$f":"$Q378/$Q379","v":{"$error":"#DIV/0!"}},{"$f":"$R378/$R379","v":{"$error":"#DIV/0!"}},{"$f":"$S378/$S379","v":{"$error":"#DIV/0!"}},{"$f":"$T378/$T379","v":{"$error":"#DIV/0!"}},{"$f":"$U378/$U379","v":{"$error":"#DIV/0!"}},{"$f":"$V378/$V379","v":{"$error":"#DIV/0!"}},{"$f":"$W378/$W379","v":{"$error":"#DIV/0!"}},{"$f":"$X378/$X379","v":{"$error":"#DIV/0!"}},{"$f":"$Y378/$Y379","v":{"$error":"#DIV/0!"}},{"$f":"$Z378/$Z379","v":{"$error":"#DIV/0!"}},{"$f":"$AA378/$AA379","v":{"$error":"#DIV/0!"}},{"$f":"$AB378/$AB379","v":{"$error":"#DIV/0!"}},{"$f":"$AC378/$AC379","v":{"$error":"#DIV/0!"}},{"$f":"$AD378/$AD379","v":{"$error":"#DIV/0!"}},{"$f":"$AE378/$AE379","v":{"$error":"#DIV/0!"}},{"$f":"$AF378/$AF379","v":{"$error":"#DIV/0!"}},{"$f":"$AG378/$AG379","v":{"$error":"#DIV/0!"}},{"$f":"$AH378/$AH379","v":{"$error":"#DIV/0!"}},{"$f":"$AI378/$AI379","v":{"$error":"#DIV/0!"}},{"$f":"$AJ378/$AJ379","v":{"$error":"#DIV/0!"}},{"$f":"$AK378/$AK379","v":{"$error":"#DIV/0!"}},{"$f":"$AL378/$AL379","v":{"$error":"#DIV/0!"}},{"$f":"$AM378/$AM379","v":{"$error":"#DIV/0!"}},{"$f":"$AN378/$AN379","v":{"$error":"#DIV/0!"}},{"$f":"$AO378/$AO379","v":{"$error":"#DIV/0!"}},{"$f":"$AP378/$AP379","v":{"$error":"#DIV/0!"}},{"$f":"$AQ378/$AQ379","v":{"$error":"#DIV/0!"}},{"$f":"$AR378/$AR379","v":{"$error":"#DIV/0!"}},{"$f":"$AS378/$AS379","v":{"$error":"#DIV/0!"}},"暖房COP","σw"]
[null,null,"暖房COP比",{"$f":"$D380/$Q380","v":{"$error":"#DIV/0!"}},{"$f":"$E380/$Q380","v":{"$error":"#DIV/0!"}},{"$f":"$F380/$Q380","v":{"$error":"#DIV/0!"}},{"$f":"$G380/$Q380","v":{"$error":"#DIV/0!"}},{"$f":"$H380/$Q380","v":{"$error":"#DIV/0!"}},{"$f":"$I380/$Q380","v":{"$error":"#DIV/0!"}},{"$f":"$J380/$Q380","v":{"$error":"#DIV/0!"}},{"$f":"$K380/$Q380","v":{"$error":"#DIV/0!"}},{"$f":"$L380/$Q380","v":{"$error":"#DIV/0!"}},{"$f":"$M380/$Q380","v":{"$error":"#DIV/0!"}},{"$f":"$N380/$Q380","v":{"$error":"#DIV/0!"}},{"$f":"$O380/$Q380","v":{"$error":"#DIV/0!"}},{"$f":"$P380/$Q380","v":{"$error":"#DIV/0!"}},{"$f":"$Q380/$Q380","v":{"$error":"#DIV/0!"}},{"$f":"$R380/$Q380","v":{"$error":"#DIV/0!"}},{"$f":"$S380/$Q380","v":{"$error":"#DIV/0!"}},{"$f":"$T380/$Q380","v":{"$error":"#DIV/0!"}},{"$f":"$U380/$Q380","v":{"$error":"#DIV/0!"}},{"$f":"$V380/$Q380","v":{"$error":"#DIV/0!"}},{"$f":"$W380/$Q380","v":{"$error":"#DIV/0!"}},{"$f":"$X380/$Q380","v":{"$error":"#DIV/0!"}},{"$f":"$Y380/$Q380","v":{"$error":"#DIV/0!"}},{"$f":"$Z380/$Q380","v":{"$error":"#DIV/0!"}},{"$f":"$AA380/$Q380","v":{"$error":"#DIV/0!"}},{"$f":"$AB380/$Q380","v":{"$error":"#DIV/0!"}},{"$f":"$AC380/$Q380","v":{"$error":"#DIV/0!"}},{"$f":"$AD380/$Q380","v":{"$error":"#DIV/0!"}},{"$f":"$AE380/$Q380","v":{"$error":"#DIV/0!"}},{"$f":"$AF380/$Q380","v":{"$error":"#DIV/0!"}},{"$f":"$AG380/$Q380","v":{"$error":"#DIV/0!"}},{"$f":"$AH380/$Q380","v":{"$error":"#DIV/0!"}},{"$f":"$AI380/$Q380","v":{"$error":"#DIV/0!"}},{"$f":"$AJ380/$Q380","v":{"$error":"#DIV/0!"}},{"$f":"$AK380/$Q380","v":{"$error":"#DIV/0!"}},{"$f":"$AL380/$Q380","v":{"$error":"#DIV/0!"}},{"$f":"$AM380/$Q380","v":{"$error":"#DIV/0!"}},{"$f":"$AN380/$Q380","v":{"$error":"#DIV/0!"}},{"$f":"$AO380/$Q380","v":{"$error":"#DIV/0!"}},{"$f":"$AP380/$Q380","v":{"$error":"#DIV/0!"}},{"$f":"$AQ380/$Q380","v":{"$error":"#DIV/0!"}},{"$f":"$AR380/$Q380","v":{"$error":"#DIV/0!"}},{"$f":"$AS380/$Q380","v":{"$error":"#DIV/0!"}},"暖房COP比","βw"]
[null,null,"Σ",{"$f":"$D$301*$D377","v":{"$error":"#DIV/0!"}},{"$f":"$E$301*$E377","v":{"$error":"#DIV/0!"}},{"$f":"$F$301*$F377","v":{"$error":"#DIV/0!"}},{"$f":"$G$301*$G377","v":{"$error":"#DIV/0!"}},{"$f":"$H$301*$H377","v":{"$error":"#DIV/0!"}},{"$f":"$I$301*$I377","v":{"$error":"#DIV/0!"}},{"$f":"$J$301*$J377","v":{"$error":"#DIV/0!"}},{"$f":"$K$301*$K377","v":{"$error":"#DIV/0!"}},{"$f":"$L$301*$L377","v":{"$error":"#DIV/0!"}},{"$f":"$M$301*$M377","v":{"$error":"#DIV/0!"}},{"$f":"$N$301*$N377","v":{"$error":"#DIV/0!"}},{"$f":"$O$301*$O377","v":{"$error":"#DIV/0!"}},{"$f":"$P$301*$P377","v":{"$error":"#DIV/0!"}},{"$f":"$Q$301*$Q377","v":{"$error":"#DIV/0!"}},{"$f":"$R$301*$R377","v":{"$error":"#DIV/0!"}},{"$f":"$S$301*$S377","v":{"$error":"#DIV/0!"}},{"$f":"$T$301*$T377","v":{"$error":"#DIV/0!"}},{"$f":"$U$301*$U377","v":{"$error":"#DIV/0!"}},{"$f":"$V$301*$V377","v":{"$error":"#DIV/0!"}},{"$f":"$W$301*$W377","v":{"$error":"#DIV/0!"}},{"$f":"$X$301*$X377","v":{"$error":"#DIV/0!"}},{"$f":"$Y$301*$Y377","v":{"$error":"#DIV/0!"}},{"$f":"$Z$301*$Z377","v":{"$error":"#DIV/0!"}},{"$f":"$AA$301*$AA377","v":{"$error":"#DIV/0!"}},{"$f":"$AB$301*$AB377","v":{"$error":"#DIV/0!"}},{"$f":"$AC$301*$AC377","v":{"$error":"#DIV/0!"}},{"$f":"$AD$301*$AD377","v":{"$error":"#DIV/0!"}},{"$f":"$AE$301*$AE377","v":{"$error":"#DIV/0!"}},{"$f":"$AF$301*$AF377","v":{"$error":"#DIV/0!"}},{"$f":"$AG$301*$AG377","v":{"$error":"#DIV/0!"}},{"$f":"$AH$301*$AH377","v":{"$error":"#DIV/0!"}},{"$f":"$AI$301*$AI377","v":{"$error":"#DIV/0!"}},{"$f":"$AJ$301*$AJ377","v":{"$error":"#DIV/0!"}},{"$f":"$AK$301*$AK377","v":{"$error":"#DIV/0!"}},{"$f":"$AL$301*$AL377","v":{"$error":"#DIV/0!"}},{"$f":"$AM$301*$AM377","v":{"$error":"#DIV/0!"}},{"$f":"$AN$301*$AN377","v":{"$error":"#DIV/0!"}},{"$f":"$AO$301*$AO377","v":{"$error":"#DIV/0!"}},{"$f":"$AP$301*$AP377","v":{"$error":"#DIV/0!"}},{"$f":"$AQ$301*$AQ377","v":{"$error":"#DIV/0!"}},{"$f":"$AR$301*$AR377","v":{"$error":"#DIV/0!"}},{"$f":"$AS$301*$AS377","v":{"$error":"#DIV/0!"}},{"$f":"SUM($D382:$AS382)","v":{"$error":"#DIV/0!"}},"Σ"]
[null,"後4","暖房時消費電力比",{"$f":"$D$302/$D387","v":{"$error":"#DIV/0!"}},{"$f":"$E$302/$E387","v":{"$error":"#DIV/0!"}},{"$f":"$F$302/$F387","v":{"$error":"#DIV/0!"}},{"$f":"$G$302/$G387","v":{"$error":"#DIV/0!"}},{"$f":"$H$302/$H387","v":{"$error":"#DIV/0!"}},{"$f":"$I$302/$I387","v":{"$error":"#DIV/0!"}},{"$f":"$J$302/$J387","v":{"$error":"#DIV/0!"}},{"$f":"$K$302/$K387","v":{"$error":"#DIV/0!"}},{"$f":"$L$302/$L387","v":{"$error":"#DIV/0!"}},{"$f":"$M$302/$M387","v":{"$error":"#DIV/0!"}},{"$f":"$N$302/$N387","v":{"$error":"#DIV/0!"}},{"$f":"$O$302/$O387","v":{"$error":"#DIV/0!"}},{"$f":"$P$302/$P387","v":{"$error":"#DIV/0!"}},{"$f":"$Q$302/$Q387","v":{"$error":"#DIV/0!"}},{"$f":"$R$302/$R387","v":{"$error":"#DIV/0!"}},{"$f":"$S$302/$S387","v":{"$error":"#DIV/0!"}},{"$f":"$T$302/$T387","v":{"$error":"#DIV/0!"}},{"$f":"$U$302/$U387","v":{"$error":"#DIV/0!"}},{"$f":"$V$302/$V387","v":{"$error":"#DIV/0!"}},{"$f":"$W$302/$W387","v":{"$error":"#DIV/0!"}},{"$f":"$X$302/$X387","v":{"$error":"#DIV/0!"}},{"$f":"$Y$302/$Y387","v":{"$error":"#DIV/0!"}},{"$f":"$Z$302/$Z387","v":{"$error":"#DIV/0!"}},{"$f":"$AA$302/$AA387","v":{"$error":"#DIV/0!"}},{"$f":"$AB$302/$AB387","v":{"$error":"#DIV/0!"}},{"$f":"$AC$302/$AC387","v":{"$error":"#DIV/0!"}},{"$f":"$AD$302/$AD387","v":{"$error":"#DIV/0!"}},{"$f":"$AE$302/$AE387","v":{"$error":"#DIV/0!"}},{"$f":"$AF$302/$AF387","v":{"$error":"#DIV/0!"}},{"$f":"$AG$302/$AG387","v":{"$error":"#DIV/0!"}},{"$f":"$AH$302/$AH387","v":{"$error":"#DIV/0!"}},{"$f":"$AI$302/$AI387","v":{"$error":"#DIV/0!"}},{"$f":"$AJ$302/$AJ387","v":{"$error":"#DIV/0!"}},{"$f":"$AK$302/$AK387","v":{"$error":"#DIV/0!"}},{"$f":"$AL$302/$AL387","v":{"$error":"#DIV/0!"}},{"$f":"$AM$302/$AM387","v":{"$error":"#DIV/0!"}},{"$f":"$AN$302/$AN387","v":{"$error":"#DIV/0!"}},{"$f":"$AO$302/$AO387","v":{"$error":"#DIV/0!"}},{"$f":"$AP$302/$AP387","v":{"$error":"#DIV/0!"}},{"$f":"$AQ$302/$AQ387","v":{"$error":"#DIV/0!"}},{"$f":"$AR$302/$AR387","v":{"$error":"#DIV/0!"}},{"$f":"$AS$302/$AS387","v":{"$error":"#DIV/0!"}},"暖房時消費電力比","εw"]
[null,null,"暖房能力",{"$f":"($T$46-0.64*$T$46)/14*($D$288-7)+$T$46","v":0},{"$f":"($T$46-0.64*$T$46)/14*($E$288-7)+$T$46","v":0},{"$f":"($T$46-0.64*$T$46)/14*($F$288-7)+$T$46","v":0},{"$f":"($T$46-0.64*$T$46)/14*($G$288-7)+$T$46","v":0},{"$f":"($T$46-0.64*$T$46)/14*($H$288-7)+$T$46","v":0},{"$f":"($T$46-0.64*$T$46)/14*($I$288-7)+$T$46","v":0},{"$f":"($T$46-0.64*$T$46)/14*($J$288-7)+$T$46","v":0},{"$f":"($T$46-0.64*$T$46)/14*($K$288-7)+$T$46","v":0},{"$f":"($T$46-0.64*$T$46)/14*($L$288-7)+$T$46","v":0},{"$f":"($T$46-0.64*$T$46)/14*($M$288-7)+$T$46","v":0},{"$f":"($T$46-0.64*$T$46)/14*($N$288-7)+$T$46","v":0},{"$f":"($T$46-0.64*$T$46)/14*($O$288-7)+$T$46","v":0},{"$f":"($T$46-0.64*$T$46)/14*($P$288-7)+$T$46","v":0},{"$f":"($T$46-0.64*$T$46)/14*($Q$288-7)+$T$46","v":0},{"$f":"($T$46-0.64*$T$46)/14*($R$288-7)+$T$46","v":0},{"$f":"($T$46-0.64*$T$46)/14*($S$288-7)+$T$46","v":0},{"$f":"($T$46-0.64*$T$46)/14*($T$288-7)+$T$46","v":0},{"$f":"($T$46-0.64*$T$46)/14*($U$288-7)+$T$46","v":0},{"$f":"($T$46-0.64*$T$46)/14*($V$288-7)+$T$46","v":0},{"$f":"($T$46-0.64*$T$46)/14*($W$288-7)+$T$46","v":0},{"$f":"($T$46-0.64*$T$46)/14*($X$288-7)+$T$46","v":0},{"$f":"($T$46-0.64*$T$46)/14*($Y$288-7)+$T$46","v":0},{"$f":"($T$46-0.64*$T$46)/14*($Z$288-7)+$T$46","v":0},{"$f":"($T$46-0.64*$T$46)/14*($AA$288-7)+$T$46","v":0},{"$f":"($T$46-0.64*$T$46)/14*($AB$288-7)+$T$46","v":0},{"$f":"($T$46-0.64*$T$46)/14*($AC$288-7)+$T$46","v":0},{"$f":"($T$46-0.64*$T$46)/14*($AD$288-7)+$T$46","v":0},{"$f":"($T$46-0.64*$T$46)/14*($AE$288-7)+$T$46","v":0},{"$f":"($T$46-0.64*$T$46)/14*($AF$288-7)+$T$46","v":0},{"$f":"($T$46-0.64*$T$46)/14*($AG$288-7)+$T$46","v":0},{"$f":"($T$46-0.64*$T$46)/14*($AH$288-7)+$T$46","v":0},{"$f":"($T$46-0.64*$T$46)/14*($AI$288-7)+$T$46","v":0},{"$f":"($T$46-0.64*$T$46)/14*($AJ$288-7)+$T$46","v":0},{"$f":"($T$46-0.64*$T$46)/14*($AK$288-7)+$T$46","v":0},{"$f":"($T$46-0.64*$T$46)/14*($AL$288-7)+$T$46","v":0},{"$f":"($T$46-0.64*$T$46)/14*($AM$288-7)+$T$46","v":0},{"$f":"($T$46-0.64*$T$46)/14*($AN$288-7)+$T$46","v":0},{"$f":"($T$46-0.64*$T$46)/14*($AO$288-7)+$T$46","v":0},{"$f":"($T$46-0.64*$T$46)/14*($AP$288-7)+$T$46","v":0},{"$f":"($T$46-0.64*$T$46)/14*($AQ$288-7)+$T$46","v":0},{"$f":"($T$46-0.64*$T$46)/14*($AR$288-7)+$T$46","v":0},{"$f":"($T$46-0.64*$T$46)/14*($AS$288-7)+$T$46","v":0},"暖房能力","Φw"]
[null,null,"暖房消費電力",{"$f":"($T$47-0.82*$T$47)/14*($D$288-7)+$T$47","v":0},{"$f":"($T$47-0.82*$T$47)/14*($E$288-7)+$T$47","v":0},{"$f":"($T$47-0.82*$T$47)/14*($F$288-7)+$T$47","v":0},{"$f":"($T$47-0.82*$T$47)/14*($G$288-7)+$T$47","v":0},{"$f":"($T$47-0.82*$T$47)/14*($H$288-7)+$T$47","v":0},{"$f":"($T$47-0.82*$T$47)/14*($I$288-7)+$T$47","v":0},{"$f":"($T$47-0.82*$T$47)/14*($J$288-7)+$T$47","v":0},{"$f":"($T$47-0.82*$T$47)/14*($K$288-7)+$T$47","v":0},{"$f":"($T$47-0.82*$T$47)/14*($L$288-7)+$T$47","v":0},{"$f":"($T$47-0.82*$T$47)/14*($M$288-7)+$T$47","v":0},{"$f":"($T$47-0.82*$T$47)/14*($N$288-7)+$T$47","v":0},{"$f":"($T$47-0.82*$T$47)/14*($O$288-7)+$T$47","v":0},{"$f":"($T$47-0.82*$T$47)/14*($P$288-7)+$T$47","v":0},{"$f":"($T$47-0.82*$T$47)/14*($Q$288-7)+$T$47","v":0},{"$f":"($T$47-0.82*$T$47)/14*($R$288-7)+$T$47","v":0},{"$f":"($T$47-0.82*$T$47)/14*($S$288-7)+$T$47","v":0},{"$f":"($T$47-0.82*$T$47)/14*($T$288-7)+$T$47","v":0},{"$f":"($T$47-0.82*$T$47)/14*($U$288-7)+$T$47","v":0},{"$f":"($T$47-0.82*$T$47)/14*($V$288-7)+$T$47","v":0},{"$f":"($T$47-0.82*$T$47)/14*($W$288-7)+$T$47","v":0},{"$f":"($T$47-0.82*$T$47)/14*($X$288-7)+$T$47","v":0},{"$f":"($T$47-0.82*$T$47)/14*($Y$288-7)+$T$47","v":0},{"$f":"($T$47-0.82*$T$47)/14*($Z$288-7)+$T$47","v":0},{"$f":"($T$47-0.82*$T$47)/14*($AA$288-7)+$T$47","v":0},{"$f":"($T$47-0.82*$T$47)/14*($AB$288-7)+$T$47","v":0},{"$f":"($T$47-0.82*$T$47)/14*($AC$288-7)+$T$47","v":0},{"$f":"($T$47-0.82*$T$47)/14*($AD$288-7)+$T$47","v":0},{"$f":"($T$47-0.82*$T$47)/14*($AE$288-7)+$T$47","v":0},{"$f":"($T$47-0.82*$T$47)/14*($AF$288-7)+$T$47","v":0},{"$f":"($T$47-0.82*$T$47)/14*($AG$288-7)+$T$47","v":0},{"$f":"($T$47-0.82*$T$47)/14*($AH$288-7)+$T$47","v":0},{"$f":"($T$47-0.82*$T$47)/14*($AI$288-7)+$T$47","v":0},{"$f":"($T$47-0.82*$T$47)/14*($AJ$288-7)+$T$47","v":0},{"$f":"($T$47-0.82*$T$47)/14*($AK$288-7)+$T$47","v":0},{"$f":"($T$47-0.82*$T$47)/14*($AL$288-7)+$T$47","v":0},{"$f":"($T$47-0.82*$T$47)/14*($AM$288-7)+$T$47","v":0},{"$f":"($T$47-0.82*$T$47)/14*($AN$288-7)+$T$47","v":0},{"$f":"($T$47-0.82*$T$47)/14*($AO$288-7)+$T$47","v":0},{"$f":"($T$47-0.82*$T$47)/14*($AP$288-7)+$T$47","v":0},{"$f":"($T$47-0.82*$T$47)/14*($AQ$288-7)+$T$47","v":0},{"$f":"($T$47-0.82*$T$47)/14*($AR$288-7)+$T$47","v":0},{"$f":"($T$47-0.82*$T$47)/14*($AS$288-7)+$T$47","v":0},"消費電力","Pw"]
[null,null,"暖房COP",{"$f":"($D384/1.12)/($D385/1.06)","v":{"$error":"#DIV/0!"}},{"$f":"($E384/1.12)/($E385/1.06)","v":{"$error":"#DIV/0!"}},{"$f":"($F384/1.12)/($F385/1.06)","v":{"$error":"#DIV/0!"}},{"$f":"($G384/1.12)/($G385/1.06)","v":{"$error":"#DIV/0!"}},{"$f":"($H384/1.12)/($H385/1.06)","v":{"$error":"#DIV/0!"}},{"$f":"($I384/1.12)/($I385/1.06)","v":{"$error":"#DIV/0!"}},{"$f":"($J384/1.12)/($J385/1.06)","v":{"$error":"#DIV/0!"}},{"$f":"($K384/1.12)/($K385/1.06)","v":{"$error":"#DIV/0!"}},{"$f":"($L384/1.12)/($L385/1.06)","v":{"$error":"#DIV/0!"}},{"$f":"($M384/1.12)/($M385/1.06)","v":{"$error":"#DIV/0!"}},{"$f":"($N384/1.12)/($N385/1.06)","v":{"$error":"#DIV/0!"}},{"$f":"($O384/1.12)/($O385/1.06)","v":{"$error":"#DIV/0!"}},{"$f":"$P384/$P385","v":{"$error":"#DIV/0!"}},{"$f":"$Q384/$Q385","v":{"$error":"#DIV/0!"}},{"$f":"$R384/$R385","v":{"$error":"#DIV/0!"}},{"$f":"$S384/$S385","v":{"$error":"#DIV/0!"}},{"$f":"$T384/$T385","v":{"$error":"#DIV/0!"}},{"$f":"$U384/$U385","v":{"$error":"#DIV/0!"}},{"$f":"$V384/$V385","v":{"$error":"#DIV/0!"}},{"$f":"$W384/$W385","v":{"$error":"#DIV/0!"}},{"$f":"$X384/$X385","v":{"$error":"#DIV/0!"}},{"$f":"$Y384/$Y385","v":{"$error":"#DIV/0!"}},{"$f":"$Z384/$Z385","v":{"$error":"#DIV/0!"}},{"$f":"$AA384/$AA385","v":{"$error":"#DIV/0!"}},{"$f":"$AB384/$AB385","v":{"$error":"#DIV/0!"}},{"$f":"$AC384/$AC385","v":{"$error":"#DIV/0!"}},{"$f":"$AD384/$AD385","v":{"$error":"#DIV/0!"}},{"$f":"$AE384/$AE385","v":{"$error":"#DIV/0!"}},{"$f":"$AF384/$AF385","v":{"$error":"#DIV/0!"}},{"$f":"$AG384/$AG385","v":{"$error":"#DIV/0!"}},{"$f":"$AH384/$AH385","v":{"$error":"#DIV/0!"}},{"$f":"$AI384/$AI385","v":{"$error":"#DIV/0!"}},{"$f":"$AJ384/$AJ385","v":{"$error":"#DIV/0!"}},{"$f":"$AK384/$AK385","v":{"$error":"#DIV/0!"}},{"$f":"$AL384/$AL385","v":{"$error":"#DIV/0!"}},{"$f":"$AM384/$AM385","v":{"$error":"#DIV/0!"}},{"$f":"$AN384/$AN385","v":{"$error":"#DIV/0!"}},{"$f":"$AO384/$AO385","v":{"$error":"#DIV/0!"}},{"$f":"$AP384/$AP385","v":{"$error":"#DIV/0!"}},{"$f":"$AQ384/$AQ385","v":{"$error":"#DIV/0!"}},{"$f":"$AR384/$AR385","v":{"$error":"#DIV/0!"}},{"$f":"$AS384/$AS385","v":{"$error":"#DIV/0!"}},"暖房COP","σw"]
[null,null,"暖房COP比",{"$f":"$D386/$Q386","v":{"$error":"#DIV/0!"}},{"$f":"$E386/$Q386","v":{"$error":"#DIV/0!"}},{"$f":"$F386/$Q386","v":{"$error":"#DIV/0!"}},{"$f":"$G386/$Q386","v":{"$error":"#DIV/0!"}},{"$f":"$H386/$Q386","v":{"$error":"#DIV/0!"}},{"$f":"$I386/$Q386","v":{"$error":"#DIV/0!"}},{"$f":"$J386/$Q386","v":{"$error":"#DIV/0!"}},{"$f":"$K386/$Q386","v":{"$error":"#DIV/0!"}},{"$f":"$L386/$Q386","v":{"$error":"#DIV/0!"}},{"$f":"$M386/$Q386","v":{"$error":"#DIV/0!"}},{"$f":"$N386/$Q386","v":{"$error":"#DIV/0!"}},{"$f":"$O386/$Q386","v":{"$error":"#DIV/0!"}},{"$f":"$P386/$Q386","v":{"$error":"#DIV/0!"}},{"$f":"$Q386/$Q386","v":{"$error":"#DIV/0!"}},{"$f":"$R386/$Q386","v":{"$error":"#DIV/0!"}},{"$f":"$S386/$Q386","v":{"$error":"#DIV/0!"}},{"$f":"$T386/$Q386","v":{"$error":"#DIV/0!"}},{"$f":"$U386/$Q386","v":{"$error":"#DIV/0!"}},{"$f":"$V386/$Q386","v":{"$error":"#DIV/0!"}},{"$f":"$W386/$Q386","v":{"$error":"#DIV/0!"}},{"$f":"$X386/$Q386","v":{"$error":"#DIV/0!"}},{"$f":"$Y386/$Q386","v":{"$error":"#DIV/0!"}},{"$f":"$Z386/$Q386","v":{"$error":"#DIV/0!"}},{"$f":"$AA386/$Q386","v":{"$error":"#DIV/0!"}},{"$f":"$AB386/$Q386","v":{"$error":"#DIV/0!"}},{"$f":"$AC386/$Q386","v":{"$error":"#DIV/0!"}},{"$f":"$AD386/$Q386","v":{"$error":"#DIV/0!"}},{"$f":"$AE386/$Q386","v":{"$error":"#DIV/0!"}},{"$f":"$AF386/$Q386","v":{"$error":"#DIV/0!"}},{"$f":"$AG386/$Q386","v":{"$error":"#DIV/0!"}},{"$f":"$AH386/$Q386","v":{"$error":"#DIV/0!"}},{"$f":"$AI386/$Q386","v":{"$error":"#DIV/0!"}},{"$f":"$AJ386/$Q386","v":{"$error":"#DIV/0!"}},{"$f":"$AK386/$Q386","v":{"$error":"#DIV/0!"}},{"$f":"$AL386/$Q386","v":{"$error":"#DIV/0!"}},{"$f":"$AM386/$Q386","v":{"$error":"#DIV/0!"}},{"$f":"$AN386/$Q386","v":{"$error":"#DIV/0!"}},{"$f":"$AO386/$Q386","v":{"$error":"#DIV/0!"}},{"$f":"$AP386/$Q386","v":{"$error":"#DIV/0!"}},{"$f":"$AQ386/$Q386","v":{"$error":"#DIV/0!"}},{"$f":"$AR386/$Q386","v":{"$error":"#DIV/0!"}},{"$f":"$AS386/$Q386","v":{"$error":"#DIV/0!"}},"暖房COP比","βw"]
[null,null,"Σ",{"$f":"$D$301*$D383","v":{"$error":"#DIV/0!"}},{"$f":"$E$301*$E383","v":{"$error":"#DIV/0!"}},{"$f":"$F$301*$F383","v":{"$error":"#DIV/0!"}},{"$f":"$G$301*$G383","v":{"$error":"#DIV/0!"}},{"$f":"$H$301*$H383","v":{"$error":"#DIV/0!"}},{"$f":"$I$301*$I383","v":{"$error":"#DIV/0!"}},{"$f":"$J$301*$J383","v":{"$error":"#DIV/0!"}},{"$f":"$K$301*$K383","v":{"$error":"#DIV/0!"}},{"$f":"$L$301*$L383","v":{"$error":"#DIV/0!"}},{"$f":"$M$301*$M383","v":{"$error":"#DIV/0!"}},{"$f":"$N$301*$N383","v":{"$error":"#DIV/0!"}},{"$f":"$O$301*$O383","v":{"$error":"#DIV/0!"}},{"$f":"$P$301*$P383","v":{"$error":"#DIV/0!"}},{"$f":"$Q$301*$Q383","v":{"$error":"#DIV/0!"}},{"$f":"$R$301*$R383","v":{"$error":"#DIV/0!"}},{"$f":"$S$301*$S383","v":{"$error":"#DIV/0!"}},{"$f":"$T$301*$T383","v":{"$error":"#DIV/0!"}},{"$f":"$U$301*$U383","v":{"$error":"#DIV/0!"}},{"$f":"$V$301*$V383","v":{"$error":"#DIV/0!"}},{"$f":"$W$301*$W383","v":{"$error":"#DIV/0!"}},{"$f":"$X$301*$X383","v":{"$error":"#DIV/0!"}},{"$f":"$Y$301*$Y383","v":{"$error":"#DIV/0!"}},{"$f":"$Z$301*$Z383","v":{"$error":"#DIV/0!"}},{"$f":"$AA$301*$AA383","v":{"$error":"#DIV/0!"}},{"$f":"$AB$301*$AB383","v":{"$error":"#DIV/0!"}},{"$f":"$AC$301*$AC383","v":{"$error":"#DIV/0!"}},{"$f":"$AD$301*$AD383","v":{"$error":"#DIV/0!"}},{"$f":"$AE$301*$AE383","v":{"$error":"#DIV/0!"}},{"$f":"$AF$301*$AF383","v":{"$error":"#DIV/0!"}},{"$f":"$AG$301*$AG383","v":{"$error":"#DIV/0!"}},{"$f":"$AH$301*$AH383","v":{"$error":"#DIV/0!"}},{"$f":"$AI$301*$AI383","v":{"$error":"#DIV/0!"}},{"$f":"$AJ$301*$AJ383","v":{"$error":"#DIV/0!"}},{"$f":"$AK$301*$AK383","v":{"$error":"#DIV/0!"}},{"$f":"$AL$301*$AL383","v":{"$error":"#DIV/0!"}},{"$f":"$AM$301*$AM383","v":{"$error":"#DIV/0!"}},{"$f":"$AN$301*$AN383","v":{"$error":"#DIV/0!"}},{"$f":"$AO$301*$AO383","v":{"$error":"#DIV/0!"}},{"$f":"$AP$301*$AP383","v":{"$error":"#DIV/0!"}},{"$f":"$AQ$301*$AQ383","v":{"$error":"#DIV/0!"}},{"$f":"$AR$301*$AR383","v":{"$error":"#DIV/0!"}},{"$f":"$AS$301*$AS383","v":{"$error":"#DIV/0!"}},{"$f":"SUM($D388:$AS388)","v":{"$error":"#DIV/0!"}},"Σ"]
[null,"後5","暖房時消費電力比",{"$f":"$D$302/$D393","v":{"$error":"#DIV/0!"}},{"$f":"$E$302/$E393","v":{"$error":"#DIV/0!"}},{"$f":"$F$302/$F393","v":{"$error":"#DIV/0!"}},{"$f":"$G$302/$G393","v":{"$error":"#DIV/0!"}},{"$f":"$H$302/$H393","v":{"$error":"#DIV/0!"}},{"$f":"$I$302/$I393","v":{"$error":"#DIV/0!"}},{"$f":"$J$302/$J393","v":{"$error":"#DIV/0!"}},{"$f":"$K$302/$K393","v":{"$error":"#DIV/0!"}},{"$f":"$L$302/$L393","v":{"$error":"#DIV/0!"}},{"$f":"$M$302/$M393","v":{"$error":"#DIV/0!"}},{"$f":"$N$302/$N393","v":{"$error":"#DIV/0!"}},{"$f":"$O$302/$O393","v":{"$error":"#DIV/0!"}},{"$f":"$P$302/$P393","v":{"$error":"#DIV/0!"}},{"$f":"$Q$302/$Q393","v":{"$error":"#DIV/0!"}},{"$f":"$R$302/$R393","v":{"$error":"#DIV/0!"}},{"$f":"$S$302/$S393","v":{"$error":"#DIV/0!"}},{"$f":"$T$302/$T393","v":{"$error":"#DIV/0!"}},{"$f":"$U$302/$U393","v":{"$error":"#DIV/0!"}},{"$f":"$V$302/$V393","v":{"$error":"#DIV/0!"}},{"$f":"$W$302/$W393","v":{"$error":"#DIV/0!"}},{"$f":"$X$302/$X393","v":{"$error":"#DIV/0!"}},{"$f":"$Y$302/$Y393","v":{"$error":"#DIV/0!"}},{"$f":"$Z$302/$Z393","v":{"$error":"#DIV/0!"}},{"$f":"$AA$302/$AA393","v":{"$error":"#DIV/0!"}},{"$f":"$AB$302/$AB393","v":{"$error":"#DIV/0!"}},{"$f":"$AC$302/$AC393","v":{"$error":"#DIV/0!"}},{"$f":"$AD$302/$AD393","v":{"$error":"#DIV/0!"}},{"$f":"$AE$302/$AE393","v":{"$error":"#DIV/0!"}},{"$f":"$AF$302/$AF393","v":{"$error":"#DIV/0!"}},{"$f":"$AG$302/$AG393","v":{"$error":"#DIV/0!"}},{"$f":"$AH$302/$AH393","v":{"$error":"#DIV/0!"}},{"$f":"$AI$302/$AI393","v":{"$error":"#DIV/0!"}},{"$f":"$AJ$302/$AJ393","v":{"$error":"#DIV/0!"}},{"$f":"$AK$302/$AK393","v":{"$error":"#DIV/0!"}},{"$f":"$AL$302/$AL393","v":{"$error":"#DIV/0!"}},{"$f":"$AM$302/$AM393","v":{"$error":"#DIV/0!"}},{"$f":"$AN$302/$AN393","v":{"$error":"#DIV/0!"}},{"$f":"$AO$302/$AO393","v":{"$error":"#DIV/0!"}},{"$f":"$AP$302/$AP393","v":{"$error":"#DIV/0!"}},{"$f":"$AQ$302/$AQ393","v":{"$error":"#DIV/0!"}},{"$f":"$AR$302/$AR393","v":{"$error":"#DIV/0!"}},{"$f":"$AS$302/$AS393","v":{"$error":"#DIV/0!"}},"暖房時消費電力比","εw"]
[null,null,"暖房能力",{"$f":"($U$46-0.64*$U$46)/14*($D$288-7)+$U$46","v":0},{"$f":"($U$46-0.64*$U$46)/14*($E$288-7)+$U$46","v":0},{"$f":"($U$46-0.64*$U$46)/14*($F$288-7)+$U$46","v":0},{"$f":"($U$46-0.64*$U$46)/14*($G$288-7)+$U$46","v":0},{"$f":"($U$46-0.64*$U$46)/14*($H$288-7)+$U$46","v":0},{"$f":"($U$46-0.64*$U$46)/14*($I$288-7)+$U$46","v":0},{"$f":"($U$46-0.64*$U$46)/14*($J$288-7)+$U$46","v":0},{"$f":"($U$46-0.64*$U$46)/14*($K$288-7)+$U$46","v":0},{"$f":"($U$46-0.64*$U$46)/14*($L$288-7)+$U$46","v":0},{"$f":"($U$46-0.64*$U$46)/14*($M$288-7)+$U$46","v":0},{"$f":"($U$46-0.64*$U$46)/14*($N$288-7)+$U$46","v":0},{"$f":"($U$46-0.64*$U$46)/14*($O$288-7)+$U$46","v":0},{"$f":"($U$46-0.64*$U$46)/14*($P$288-7)+$U$46","v":0},{"$f":"($U$46-0.64*$U$46)/14*($Q$288-7)+$U$46","v":0},{"$f":"($U$46-0.64*$U$46)/14*($R$288-7)+$U$46","v":0},{"$f":"($U$46-0.64*$U$46)/14*($S$288-7)+$U$46","v":0},{"$f":"($U$46-0.64*$U$46)/14*($T$288-7)+$U$46","v":0},{"$f":"($U$46-0.64*$U$46)/14*($U$288-7)+$U$46","v":0},{"$f":"($U$46-0.64*$U$46)/14*($V$288-7)+$U$46","v":0},{"$f":"($U$46-0.64*$U$46)/14*($W$288-7)+$U$46","v":0},{"$f":"($U$46-0.64*$U$46)/14*($X$288-7)+$U$46","v":0},{"$f":"($U$46-0.64*$U$46)/14*($Y$288-7)+$U$46","v":0},{"$f":"($U$46-0.64*$U$46)/14*($Z$288-7)+$U$46","v":0},{"$f":"($U$46-0.64*$U$46)/14*($AA$288-7)+$U$46","v":0},{"$f":"($U$46-0.64*$U$46)/14*($AB$288-7)+$U$46","v":0},{"$f":"($U$46-0.64*$U$46)/14*($AC$288-7)+$U$46","v":0},{"$f":"($U$46-0.64*$U$46)/14*($AD$288-7)+$U$46","v":0},{"$f":"($U$46-0.64*$U$46)/14*($AE$288-7)+$U$46","v":0},{"$f":"($U$46-0.64*$U$46)/14*($AF$288-7)+$U$46","v":0},{"$f":"($U$46-0.64*$U$46)/14*($AG$288-7)+$U$46","v":0},{"$f":"($U$46-0.64*$U$46)/14*($AH$288-7)+$U$46","v":0},{"$f":"($U$46-0.64*$U$46)/14*($AI$288-7)+$U$46","v":0},{"$f":"($U$46-0.64*$U$46)/14*($AJ$288-7)+$U$46","v":0},{"$f":"($U$46-0.64*$U$46)/14*($AK$288-7)+$U$46","v":0},{"$f":"($U$46-0.64*$U$46)/14*($AL$288-7)+$U$46","v":0},{"$f":"($U$46-0.64*$U$46)/14*($AM$288-7)+$U$46","v":0},{"$f":"($U$46-0.64*$U$46)/14*($AN$288-7)+$U$46","v":0},{"$f":"($U$46-0.64*$U$46)/14*($AO$288-7)+$U$46","v":0},{"$f":"($U$46-0.64*$U$46)/14*($AP$288-7)+$U$46","v":0},{"$f":"($U$46-0.64*$U$46)/14*($AQ$288-7)+$U$46","v":0},{"$f":"($U$46-0.64*$U$46)/14*($AR$288-7)+$U$46","v":0},{"$f":"($U$46-0.64*$U$46)/14*($AS$288-7)+$U$46","v":0},"暖房能力","Φw"]
[null,null,"暖房消費電力",{"$f":"($U$47-0.82*$U$47)/14*($D$288-7)+$U$47","v":0},{"$f":"($U$47-0.82*$U$47)/14*($E$288-7)+$U$47","v":0},{"$f":"($U$47-0.82*$U$47)/14*($F$288-7)+$U$47","v":0},{"$f":"($U$47-0.82*$U$47)/14*($G$288-7)+$U$47","v":0},{"$f":"($U$47-0.82*$U$47)/14*($H$288-7)+$U$47","v":0},{"$f":"($U$47-0.82*$U$47)/14*($I$288-7)+$U$47","v":0},{"$f":"($U$47-0.82*$U$47)/14*($J$288-7)+$U$47","v":0},{"$f":"($U$47-0.82*$U$47)/14*($K$288-7)+$U$47","v":0},{"$f":"($U$47-0.82*$U$47)/14*($L$288-7)+$U$47","v":0},{"$f":"($U$47-0.82*$U$47)/14*($M$288-7)+$U$47","v":0},{"$f":"($U$47-0.82*$U$47)/14*($N$288-7)+$U$47","v":0},{"$f":"($U$47-0.82*$U$47)/14*($O$288-7)+$U$47","v":0},{"$f":"($U$47-0.82*$U$47)/14*($P$288-7)+$U$47","v":0},{"$f":"($U$47-0.82*$U$47)/14*($Q$288-7)+$U$47","v":0},{"$f":"($U$47-0.82*$U$47)/14*($R$288-7)+$U$47","v":0},{"$f":"($U$47-0.82*$U$47)/14*($S$288-7)+$U$47","v":0},{"$f":"($U$47-0.82*$U$47)/14*($T$288-7)+$U$47","v":0},{"$f":"($U$47-0.82*$U$47)/14*($U$288-7)+$U$47","v":0},{"$f":"($U$47-0.82*$U$47)/14*($V$288-7)+$U$47","v":0},{"$f":"($U$47-0.82*$U$47)/14*($W$288-7)+$U$47","v":0},{"$f":"($U$47-0.82*$U$47)/14*($X$288-7)+$U$47","v":0},{"$f":"($U$47-0.82*$U$47)/14*($Y$288-7)+$U$47","v":0},{"$f":"($U$47-0.82*$U$47)/14*($Z$288-7)+$U$47","v":0},{"$f":"($U$47-0.82*$U$47)/14*($AA$288-7)+$U$47","v":0},{"$f":"($U$47-0.82*$U$47)/14*($AB$288-7)+$U$47","v":0},{"$f":"($U$47-0.82*$U$47)/14*($AC$288-7)+$U$47","v":0},{"$f":"($U$47-0.82*$U$47)/14*($AD$288-7)+$U$47","v":0},{"$f":"($U$47-0.82*$U$47)/14*($AE$288-7)+$U$47","v":0},{"$f":"($U$47-0.82*$U$47)/14*($AF$288-7)+$U$47","v":0},{"$f":"($U$47-0.82*$U$47)/14*($AG$288-7)+$U$47","v":0},{"$f":"($U$47-0.82*$U$47)/14*($AH$288-7)+$U$47","v":0},{"$f":"($U$47-0.82*$U$47)/14*($AI$288-7)+$U$47","v":0},{"$f":"($U$47-0.82*$U$47)/14*($AJ$288-7)+$U$47","v":0},{"$f":"($U$47-0.82*$U$47)/14*($AK$288-7)+$U$47","v":0},{"$f":"($U$47-0.82*$U$47)/14*($AL$288-7)+$U$47","v":0},{"$f":"($U$47-0.82*$U$47)/14*($AM$288-7)+$U$47","v":0},{"$f":"($U$47-0.82*$U$47)/14*($AN$288-7)+$U$47","v":0},{"$f":"($U$47-0.82*$U$47)/14*($AO$288-7)+$U$47","v":0},{"$f":"($U$47-0.82*$U$47)/14*($AP$288-7)+$U$47","v":0},{"$f":"($U$47-0.82*$U$47)/14*($AQ$288-7)+$U$47","v":0},{"$f":"($U$47-0.82*$U$47)/14*($AR$288-7)+$U$47","v":0},{"$f":"($U$47-0.82*$U$47)/14*($AS$288-7)+$U$47","v":0},"消費電力","Pw"]
[null,null,"暖房COP",{"$f":"($D390/1.12)/($D391/1.06)","v":{"$error":"#DIV/0!"}},{"$f":"($E390/1.12)/($E391/1.06)","v":{"$error":"#DIV/0!"}},{"$f":"($F390/1.12)/($F391/1.06)","v":{"$error":"#DIV/0!"}},{"$f":"($G390/1.12)/($G391/1.06)","v":{"$error":"#DIV/0!"}},{"$f":"($H390/1.12)/($H391/1.06)","v":{"$error":"#DIV/0!"}},{"$f":"($I390/1.12)/($I391/1.06)","v":{"$error":"#DIV/0!"}},{"$f":"($J390/1.12)/($J391/1.06)","v":{"$error":"#DIV/0!"}},{"$f":"($K390/1.12)/($K391/1.06)","v":{"$error":"#DIV/0!"}},{"$f":"($L390/1.12)/($L391/1.06)","v":{"$error":"#DIV/0!"}},{"$f":"($M390/1.12)/($M391/1.06)","v":{"$error":"#DIV/0!"}},{"$f":"($N390/1.12)/($N391/1.06)","v":{"$error":"#DIV/0!"}},{"$f":"($O390/1.12)/($O391/1.06)","v":{"$error":"#DIV/0!"}},{"$f":"$P390/$P391","v":{"$error":"#DIV/0!"}},{"$f":"$Q390/$Q391","v":{"$error":"#DIV/0!"}},{"$f":"$R390/$R391","v":{"$error":"#DIV/0!"}},{"$f":"$S390/$S391","v":{"$error":"#DIV/0!"}},{"$f":"$T390/$T391","v":{"$error":"#DIV/0!"}},{"$f":"$U390/$U391","v":{"$error":"#DIV/0!"}},{"$f":"$V390/$V391","v":{"$error":"#DIV/0!"}},{"$f":"$W390/$W391","v":{"$error":"#DIV/0!"}},{"$f":"$X390/$X391","v":{"$error":"#DIV/0!"}},{"$f":"$Y390/$Y391","v":{"$error":"#DIV/0!"}},{"$f":"$Z390/$Z391","v":{"$error":"#DIV/0!"}},{"$f":"$AA390/$AA391","v":{"$error":"#DIV/0!"}},{"$f":"$AB390/$AB391","v":{"$error":"#DIV/0!"}},{"$f":"$AC390/$AC391","v":{"$error":"#DIV/0!"}},{"$f":"$AD390/$AD391","v":{"$error":"#DIV/0!"}},{"$f":"$AE390/$AE391","v":{"$error":"#DIV/0!"}},{"$f":"$AF390/$AF391","v":{"$error":"#DIV/0!"}},{"$f":"$AG390/$AG391","v":{"$error":"#DIV/0!"}},{"$f":"$AH390/$AH391","v":{"$error":"#DIV/0!"}},{"$f":"$AI390/$AI391","v":{"$error":"#DIV/0!"}},{"$f":"$AJ390/$AJ391","v":{"$error":"#DIV/0!"}},{"$f":"$AK390/$AK391","v":{"$error":"#DIV/0!"}},{"$f":"$AL390/$AL391","v":{"$error":"#DIV/0!"}},{"$f":"$AM390/$AM391","v":{"$error":"#DIV/0!"}},{"$f":"$AN390/$AN391","v":{"$error":"#DIV/0!"}},{"$f":"$AO390/$AO391","v":{"$error":"#DIV/0!"}},{"$f":"$AP390/$AP391","v":{"$error":"#DIV/0!"}},{"$f":"$AQ390/$AQ391","v":{"$error":"#DIV/0!"}},{"$f":"$AR390/$AR391","v":{"$error":"#DIV/0!"}},{"$f":"$AS390/$AS391","v":{"$error":"#DIV/0!"}},"暖房COP","σw"]
[null,null,"暖房COP比",{"$f":"$D392/$Q392","v":{"$error":"#DIV/0!"}},{"$f":"$E392/$Q392","v":{"$error":"#DIV/0!"}},{"$f":"$F392/$Q392","v":{"$error":"#DIV/0!"}},{"$f":"$G392/$Q392","v":{"$error":"#DIV/0!"}},{"$f":"$H392/$Q392","v":{"$error":"#DIV/0!"}},{"$f":"$I392/$Q392","v":{"$error":"#DIV/0!"}},{"$f":"$J392/$Q392","v":{"$error":"#DIV/0!"}},{"$f":"$K392/$Q392","v":{"$error":"#DIV/0!"}},{"$f":"$L392/$Q392","v":{"$error":"#DIV/0!"}},{"$f":"$M392/$Q392","v":{"$error":"#DIV/0!"}},{"$f":"$N392/$Q392","v":{"$error":"#DIV/0!"}},{"$f":"$O392/$Q392","v":{"$error":"#DIV/0!"}},{"$f":"$P392/$Q392","v":{"$error":"#DIV/0!"}},{"$f":"$Q392/$Q392","v":{"$error":"#DIV/0!"}},{"$f":"$R392/$Q392","v":{"$error":"#DIV/0!"}},{"$f":"$S392/$Q392","v":{"$error":"#DIV/0!"}},{"$f":"$T392/$Q392","v":{"$error":"#DIV/0!"}},{"$f":"$U392/$Q392","v":{"$error":"#DIV/0!"}},{"$f":"$V392/$Q392","v":{"$error":"#DIV/0!"}},{"$f":"$W392/$Q392","v":{"$error":"#DIV/0!"}},{"$f":"$X392/$Q392","v":{"$error":"#DIV/0!"}},{"$f":"$Y392/$Q392","v":{"$error":"#DIV/0!"}},{"$f":"$Z392/$Q392","v":{"$error":"#DIV/0!"}},{"$f":"$AA392/$Q392","v":{"$error":"#DIV/0!"}},{"$f":"$AB392/$Q392","v":{"$error":"#DIV/0!"}},{"$f":"$AC392/$Q392","v":{"$error":"#DIV/0!"}},{"$f":"$AD392/$Q392","v":{"$error":"#DIV/0!"}},{"$f":"$AE392/$Q392","v":{"$error":"#DIV/0!"}},{"$f":"$AF392/$Q392","v":{"$error":"#DIV/0!"}},{"$f":"$AG392/$Q392","v":{"$error":"#DIV/0!"}},{"$f":"$AH392/$Q392","v":{"$error":"#DIV/0!"}},{"$f":"$AI392/$Q392","v":{"$error":"#DIV/0!"}},{"$f":"$AJ392/$Q392","v":{"$error":"#DIV/0!"}},{"$f":"$AK392/$Q392","v":{"$error":"#DIV/0!"}},{"$f":"$AL392/$Q392","v":{"$error":"#DIV/0!"}},{"$f":"$AM392/$Q392","v":{"$error":"#DIV/0!"}},{"$f":"$AN392/$Q392","v":{"$error":"#DIV/0!"}},{"$f":"$AO392/$Q392","v":{"$error":"#DIV/0!"}},{"$f":"$AP392/$Q392","v":{"$error":"#DIV/0!"}},{"$f":"$AQ392/$Q392","v":{"$error":"#DIV/0!"}},{"$f":"$AR392/$Q392","v":{"$error":"#DIV/0!"}},{"$f":"$AS392/$Q392","v":{"$error":"#DIV/0!"}},"暖房COP比","βw"]
[null,null,"Σ",{"$f":"$D$301*$D389","v":{"$error":"#DIV/0!"}},{"$f":"$E$301*$E389","v":{"$error":"#DIV/0!"}},{"$f":"$F$301*$F389","v":{"$error":"#DIV/0!"}},{"$f":"$G$301*$G389","v":{"$error":"#DIV/0!"}},{"$f":"$H$301*$H389","v":{"$error":"#DIV/0!"}},{"$f":"$I$301*$I389","v":{"$error":"#DIV/0!"}},{"$f":"$J$301*$J389","v":{"$error":"#DIV/0!"}},{"$f":"$K$301*$K389","v":{"$error":"#DIV/0!"}},{"$f":"$L$301*$L389","v":{"$error":"#DIV/0!"}},{"$f":"$M$301*$M389","v":{"$error":"#DIV/0!"}},{"$f":"$N$301*$N389","v":{"$error":"#DIV/0!"}},{"$f":"$O$301*$O389","v":{"$error":"#DIV/0!"}},{"$f":"$P$301*$P389","v":{"$error":"#DIV/0!"}},{"$f":"$Q$301*$Q389","v":{"$error":"#DIV/0!"}},{"$f":"$R$301*$R389","v":{"$error":"#DIV/0!"}},{"$f":"$S$301*$S389","v":{"$error":"#DIV/0!"}},{"$f":"$T$301*$T389","v":{"$error":"#DIV/0!"}},{"$f":"$U$301*$U389","v":{"$error":"#DIV/0!"}},{"$f":"$V$301*$V389","v":{"$error":"#DIV/0!"}},{"$f":"$W$301*$W389","v":{"$error":"#DIV/0!"}},{"$f":"$X$301*$X389","v":{"$error":"#DIV/0!"}},{"$f":"$Y$301*$Y389","v":{"$error":"#DIV/0!"}},{"$f":"$Z$301*$Z389","v":{"$error":"#DIV/0!"}},{"$f":"$AA$301*$AA389","v":{"$error":"#DIV/0!"}},{"$f":"$AB$301*$AB389","v":{"$error":"#DIV/0!"}},{"$f":"$AC$301*$AC389","v":{"$error":"#DIV/0!"}},{"$f":"$AD$301*$AD389","v":{"$error":"#DIV/0!"}},{"$f":"$AE$301*$AE389","v":{"$error":"#DIV/0!"}},{"$f":"$AF$301*$AF389","v":{"$error":"#DIV/0!"}},{"$f":"$AG$301*$AG389","v":{"$error":"#DIV/0!"}},{"$f":"$AH$301*$AH389","v":{"$error":"#DIV/0!"}},{"$f":"$AI$301*$AI389","v":{"$error":"#DIV/0!"}},{"$f":"$AJ$301*$AJ389","v":{"$error":"#DIV/0!"}},{"$f":"$AK$301*$AK389","v":{"$error":"#DIV/0!"}},{"$f":"$AL$301*$AL389","v":{"$error":"#DIV/0!"}},{"$f":"$AM$301*$AM389","v":{"$error":"#DIV/0!"}},{"$f":"$AN$301*$AN389","v":{"$error":"#DIV/0!"}},{"$f":"$AO$301*$AO389","v":{"$error":"#DIV/0!"}},{"$f":"$AP$301*$AP389","v":{"$error":"#DIV/0!"}},{"$f":"$AQ$301*$AQ389","v":{"$error":"#DIV/0!"}},{"$f":"$AR$301*$AR389","v":{"$error":"#DIV/0!"}},{"$f":"$AS$301*$AS389","v":{"$error":"#DIV/0!"}},{"$f":"SUM($D394:$AS394)","v":{"$error":"#DIV/0!"}},"Σ"]
[null,"後6","暖房時消費電力比",{"$f":"$D$302/$D399","v":{"$error":"#DIV/0!"}},{"$f":"$E$302/$E399","v":{"$error":"#DIV/0!"}},{"$f":"$F$302/$F399","v":{"$error":"#DIV/0!"}},{"$f":"$G$302/$G399","v":{"$error":"#DIV/0!"}},{"$f":"$H$302/$H399","v":{"$error":"#DIV/0!"}},{"$f":"$I$302/$I399","v":{"$error":"#DIV/0!"}},{"$f":"$J$302/$J399","v":{"$error":"#DIV/0!"}},{"$f":"$K$302/$K399","v":{"$error":"#DIV/0!"}},{"$f":"$L$302/$L399","v":{"$error":"#DIV/0!"}},{"$f":"$M$302/$M399","v":{"$error":"#DIV/0!"}},{"$f":"$N$302/$N399","v":{"$error":"#DIV/0!"}},{"$f":"$O$302/$O399","v":{"$error":"#DIV/0!"}},{"$f":"$P$302/$P399","v":{"$error":"#DIV/0!"}},{"$f":"$Q$302/$Q399","v":{"$error":"#DIV/0!"}},{"$f":"$R$302/$R399","v":{"$error":"#DIV/0!"}},{"$f":"$S$302/$S399","v":{"$error":"#DIV/0!"}},{"$f":"$T$302/$T399","v":{"$error":"#DIV/0!"}},{"$f":"$U$302/$U399","v":{"$error":"#DIV/0!"}},{"$f":"$V$302/$V399","v":{"$error":"#DIV/0!"}},{"$f":"$W$302/$W399","v":{"$error":"#DIV/0!"}},{"$f":"$X$302/$X399","v":{"$error":"#DIV/0!"}},{"$f":"$Y$302/$Y399","v":{"$error":"#DIV/0!"}},{"$f":"$Z$302/$Z399","v":{"$error":"#DIV/0!"}},{"$f":"$AA$302/$AA399","v":{"$error":"#DIV/0!"}},{"$f":"$AB$302/$AB399","v":{"$error":"#DIV/0!"}},{"$f":"$AC$302/$AC399","v":{"$error":"#DIV/0!"}},{"$f":"$AD$302/$AD399","v":{"$error":"#DIV/0!"}},{"$f":"$AE$302/$AE399","v":{"$error":"#DIV/0!"}},{"$f":"$AF$302/$AF399","v":{"$error":"#DIV/0!"}},{"$f":"$AG$302/$AG399","v":{"$error":"#DIV/0!"}},{"$f":"$AH$302/$AH399","v":{"$error":"#DIV/0!"}},{"$f":"$AI$302/$AI399","v":{"$error":"#DIV/0!"}},{"$f":"$AJ$302/$AJ399","v":{"$error":"#DIV/0!"}},{"$f":"$AK$302/$AK399","v":{"$error":"#DIV/0!"}},{"$f":"$AL$302/$AL399","v":{"$error":"#DIV/0!"}},{"$f":"$AM$302/$AM399","v":{"$error":"#DIV/0!"}},{"$f":"$AN$302/$AN399","v":{"$error":"#DIV/0!"}},{"$f":"$AO$302/$AO399","v":{"$error":"#DIV/0!"}},{"$f":"$AP$302/$AP399","v":{"$error":"#DIV/0!"}},{"$f":"$AQ$302/$AQ399","v":{"$error":"#DIV/0!"}},{"$f":"$AR$302/$AR399","v":{"$error":"#DIV/0!"}},{"$f":"$AS$302/$AS399","v":{"$error":"#DIV/0!"}},"暖房時消費電力比","εw"]
[null,null,"暖房能力",{"$f":"($V$46-0.64*$V$46)/14*($D$288-7)+$V$46","v":0},{"$f":"($V$46-0.64*$V$46)/14*($E$288-7)+$V$46","v":0},{"$f":"($V$46-0.64*$V$46)/14*($F$288-7)+$V$46","v":0},{"$f":"($V$46-0.64*$V$46)/14*($G$288-7)+$V$46","v":0},{"$f":"($V$46-0.64*$V$46)/14*($H$288-7)+$V$46","v":0},{"$f":"($V$46-0.64*$V$46)/14*($I$288-7)+$V$46","v":0},{"$f":"($V$46-0.64*$V$46)/14*($J$288-7)+$V$46","v":0},{"$f":"($V$46-0.64*$V$46)/14*($K$288-7)+$V$46","v":0},{"$f":"($V$46-0.64*$V$46)/14*($L$288-7)+$V$46","v":0},{"$f":"($V$46-0.64*$V$46)/14*($M$288-7)+$V$46","v":0},{"$f":"($V$46-0.64*$V$46)/14*($N$288-7)+$V$46","v":0},{"$f":"($V$46-0.64*$V$46)/14*($O$288-7)+$V$46","v":0},{"$f":"($V$46-0.64*$V$46)/14*($P$288-7)+$V$46","v":0},{"$f":"($V$46-0.64*$V$46)/14*($Q$288-7)+$V$46","v":0},{"$f":"($V$46-0.64*$V$46)/14*($R$288-7)+$V$46","v":0},{"$f":"($V$46-0.64*$V$46)/14*($S$288-7)+$V$46","v":0},{"$f":"($V$46-0.64*$V$46)/14*($T$288-7)+$V$46","v":0},{"$f":"($V$46-0.64*$V$46)/14*($U$288-7)+$V$46","v":0},{"$f":"($V$46-0.64*$V$46)/14*($V$288-7)+$V$46","v":0},{"$f":"($V$46-0.64*$V$46)/14*($W$288-7)+$V$46","v":0},{"$f":"($V$46-0.64*$V$46)/14*($X$288-7)+$V$46","v":0},{"$f":"($V$46-0.64*$V$46)/14*($Y$288-7)+$V$46","v":0},{"$f":"($V$46-0.64*$V$46)/14*($Z$288-7)+$V$46","v":0},{"$f":"($V$46-0.64*$V$46)/14*($AA$288-7)+$V$46","v":0},{"$f":"($V$46-0.64*$V$46)/14*($AB$288-7)+$V$46","v":0},{"$f":"($V$46-0.64*$V$46)/14*($AC$288-7)+$V$46","v":0},{"$f":"($V$46-0.64*$V$46)/14*($AD$288-7)+$V$46","v":0},{"$f":"($V$46-0.64*$V$46)/14*($AE$288-7)+$V$46","v":0},{"$f":"($V$46-0.64*$V$46)/14*($AF$288-7)+$V$46","v":0},{"$f":"($V$46-0.64*$V$46)/14*($AG$288-7)+$V$46","v":0},{"$f":"($V$46-0.64*$V$46)/14*($AH$288-7)+$V$46","v":0},{"$f":"($V$46-0.64*$V$46)/14*($AI$288-7)+$V$46","v":0},{"$f":"($V$46-0.64*$V$46)/14*($AJ$288-7)+$V$46","v":0},{"$f":"($V$46-0.64*$V$46)/14*($AK$288-7)+$V$46","v":0},{"$f":"($V$46-0.64*$V$46)/14*($AL$288-7)+$V$46","v":0},{"$f":"($V$46-0.64*$V$46)/14*($AM$288-7)+$V$46","v":0},{"$f":"($V$46-0.64*$V$46)/14*($AN$288-7)+$V$46","v":0},{"$f":"($V$46-0.64*$V$46)/14*($AO$288-7)+$V$46","v":0},{"$f":"($V$46-0.64*$V$46)/14*($AP$288-7)+$V$46","v":0},{"$f":"($V$46-0.64*$V$46)/14*($AQ$288-7)+$V$46","v":0},{"$f":"($V$46-0.64*$V$46)/14*($AR$288-7)+$V$46","v":0},{"$f":"($V$46-0.64*$V$46)/14*($AS$288-7)+$V$46","v":0},"暖房能力","Φw"]
[null,null,"暖房消費電力",{"$f":"($V$47-0.82*$V$47)/14*($D$288-7)+$V$47","v":0},{"$f":"($V$47-0.82*$V$47)/14*($E$288-7)+$V$47","v":0},{"$f":"($V$47-0.82*$V$47)/14*($F$288-7)+$V$47","v":0},{"$f":"($V$47-0.82*$V$47)/14*($G$288-7)+$V$47","v":0},{"$f":"($V$47-0.82*$V$47)/14*($H$288-7)+$V$47","v":0},{"$f":"($V$47-0.82*$V$47)/14*($I$288-7)+$V$47","v":0},{"$f":"($V$47-0.82*$V$47)/14*($J$288-7)+$V$47","v":0},{"$f":"($V$47-0.82*$V$47)/14*($K$288-7)+$V$47","v":0},{"$f":"($V$47-0.82*$V$47)/14*($L$288-7)+$V$47","v":0},{"$f":"($V$47-0.82*$V$47)/14*($M$288-7)+$V$47","v":0},{"$f":"($V$47-0.82*$V$47)/14*($N$288-7)+$V$47","v":0},{"$f":"($V$47-0.82*$V$47)/14*($O$288-7)+$V$47","v":0},{"$f":"($V$47-0.82*$V$47)/14*($P$288-7)+$V$47","v":0},{"$f":"($V$47-0.82*$V$47)/14*($Q$288-7)+$V$47","v":0},{"$f":"($V$47-0.82*$V$47)/14*($R$288-7)+$V$47","v":0},{"$f":"($V$47-0.82*$V$47)/14*($S$288-7)+$V$47","v":0},{"$f":"($V$47-0.82*$V$47)/14*($T$288-7)+$V$47","v":0},{"$f":"($V$47-0.82*$V$47)/14*($U$288-7)+$V$47","v":0},{"$f":"($V$47-0.82*$V$47)/14*($V$288-7)+$V$47","v":0},{"$f":"($V$47-0.82*$V$47)/14*($W$288-7)+$V$47","v":0},{"$f":"($V$47-0.82*$V$47)/14*($X$288-7)+$V$47","v":0},{"$f":"($V$47-0.82*$V$47)/14*($Y$288-7)+$V$47","v":0},{"$f":"($V$47-0.82*$V$47)/14*($Z$288-7)+$V$47","v":0},{"$f":"($V$47-0.82*$V$47)/14*($AA$288-7)+$V$47","v":0},{"$f":"($V$47-0.82*$V$47)/14*($AB$288-7)+$V$47","v":0},{"$f":"($V$47-0.82*$V$47)/14*($AC$288-7)+$V$47","v":0},{"$f":"($V$47-0.82*$V$47)/14*($AD$288-7)+$V$47","v":0},{"$f":"($V$47-0.82*$V$47)/14*($AE$288-7)+$V$47","v":0},{"$f":"($V$47-0.82*$V$47)/14*($AF$288-7)+$V$47","v":0},{"$f":"($V$47-0.82*$V$47)/14*($AG$288-7)+$V$47","v":0},{"$f":"($V$47-0.82*$V$47)/14*($AH$288-7)+$V$47","v":0},{"$f":"($V$47-0.82*$V$47)/14*($AI$288-7)+$V$47","v":0},{"$f":"($V$47-0.82*$V$47)/14*($AJ$288-7)+$V$47","v":0},{"$f":"($V$47-0.82*$V$47)/14*($AK$288-7)+$V$47","v":0},{"$f":"($V$47-0.82*$V$47)/14*($AL$288-7)+$V$47","v":0},{"$f":"($V$47-0.82*$V$47)/14*($AM$288-7)+$V$47","v":0},{"$f":"($V$47-0.82*$V$47)/14*($AN$288-7)+$V$47","v":0},{"$f":"($V$47-0.82*$V$47)/14*($AO$288-7)+$V$47","v":0},{"$f":"($V$47-0.82*$V$47)/14*($AP$288-7)+$V$47","v":0},{"$f":"($V$47-0.82*$V$47)/14*($AQ$288-7)+$V$47","v":0},{"$f":"($V$47-0.82*$V$47)/14*($AR$288-7)+$V$47","v":0},{"$f":"($V$47-0.82*$V$47)/14*($AS$288-7)+$V$47","v":0},"消費電力","Pw"]
[null,null,"暖房COP",{"$f":"($D396/1.12)/($D397/1.06)","v":{"$error":"#DIV/0!"}},{"$f":"($E396/1.12)/($E397/1.06)","v":{"$error":"#DIV/0!"}},{"$f":"($F396/1.12)/($F397/1.06)","v":{"$error":"#DIV/0!"}},{"$f":"($G396/1.12)/($G397/1.06)","v":{"$error":"#DIV/0!"}},{"$f":"($H396/1.12)/($H397/1.06)","v":{"$error":"#DIV/0!"}},{"$f":"($I396/1.12)/($I397/1.06)","v":{"$error":"#DIV/0!"}},{"$f":"($J396/1.12)/($J397/1.06)","v":{"$error":"#DIV/0!"}},{"$f":"($K396/1.12)/($K397/1.06)","v":{"$error":"#DIV/0!"}},{"$f":"($L396/1.12)/($L397/1.06)","v":{"$error":"#DIV/0!"}},{"$f":"($M396/1.12)/($M397/1.06)","v":{"$error":"#DIV/0!"}},{"$f":"($N396/1.12)/($N397/1.06)","v":{"$error":"#DIV/0!"}},{"$f":"($O396/1.12)/($O397/1.06)","v":{"$error":"#DIV/0!"}},{"$f":"$P396/$P397","v":{"$error":"#DIV/0!"}},{"$f":"$Q396/$Q397","v":{"$error":"#DIV/0!"}},{"$f":"$R396/$R397","v":{"$error":"#DIV/0!"}},{"$f":"$S396/$S397","v":{"$error":"#DIV/0!"}},{"$f":"$T396/$T397","v":{"$error":"#DIV/0!"}},{"$f":"$U396/$U397","v":{"$error":"#DIV/0!"}},{"$f":"$V396/$V397","v":{"$error":"#DIV/0!"}},{"$f":"$W396/$W397","v":{"$error":"#DIV/0!"}},{"$f":"$X396/$X397","v":{"$error":"#DIV/0!"}},{"$f":"$Y396/$Y397","v":{"$error":"#DIV/0!"}},{"$f":"$Z396/$Z397","v":{"$error":"#DIV/0!"}},{"$f":"$AA396/$AA397","v":{"$error":"#DIV/0!"}},{"$f":"$AB396/$AB397","v":{"$error":"#DIV/0!"}},{"$f":"$AC396/$AC397","v":{"$error":"#DIV/0!"}},{"$f":"$AD396/$AD397","v":{"$error":"#DIV/0!"}},{"$f":"$AE396/$AE397","v":{"$error":"#DIV/0!"}},{"$f":"$AF396/$AF397","v":{"$error":"#DIV/0!"}},{"$f":"$AG396/$AG397","v":{"$error":"#DIV/0!"}},{"$f":"$AH396/$AH397","v":{"$error":"#DIV/0!"}},{"$f":"$AI396/$AI397","v":{"$error":"#DIV/0!"}},{"$f":"$AJ396/$AJ397","v":{"$error":"#DIV/0!"}},{"$f":"$AK396/$AK397","v":{"$error":"#DIV/0!"}},{"$f":"$AL396/$AL397","v":{"$error":"#DIV/0!"}},{"$f":"$AM396/$AM397","v":{"$error":"#DIV/0!"}},{"$f":"$AN396/$AN397","v":{"$error":"#DIV/0!"}},{"$f":"$AO396/$AO397","v":{"$error":"#DIV/0!"}},{"$f":"$AP396/$AP397","v":{"$error":"#DIV/0!"}},{"$f":"$AQ396/$AQ397","v":{"$error":"#DIV/0!"}},{"$f":"$AR396/$AR397","v":{"$error":"#DIV/0!"}},{"$f":"$AS396/$AS397","v":{"$error":"#DIV/0!"}},"暖房COP","σw"]
[null,null,"暖房COP比",{"$f":"$D398/$Q398","v":{"$error":"#DIV/0!"}},{"$f":"$E398/$Q398","v":{"$error":"#DIV/0!"}},{"$f":"$F398/$Q398","v":{"$error":"#DIV/0!"}},{"$f":"$G398/$Q398","v":{"$error":"#DIV/0!"}},{"$f":"$H398/$Q398","v":{"$error":"#DIV/0!"}},{"$f":"$I398/$Q398","v":{"$error":"#DIV/0!"}},{"$f":"$J398/$Q398","v":{"$error":"#DIV/0!"}},{"$f":"$K398/$Q398","v":{"$error":"#DIV/0!"}},{"$f":"$L398/$Q398","v":{"$error":"#DIV/0!"}},{"$f":"$M398/$Q398","v":{"$error":"#DIV/0!"}},{"$f":"$N398/$Q398","v":{"$error":"#DIV/0!"}},{"$f":"$O398/$Q398","v":{"$error":"#DIV/0!"}},{"$f":"$P398/$Q398","v":{"$error":"#DIV/0!"}},{"$f":"$Q398/$Q398","v":{"$error":"#DIV/0!"}},{"$f":"$R398/$Q398","v":{"$error":"#DIV/0!"}},{"$f":"$S398/$Q398","v":{"$error":"#DIV/0!"}},{"$f":"$T398/$Q398","v":{"$error":"#DIV/0!"}},{"$f":"$U398/$Q398","v":{"$error":"#DIV/0!"}},{"$f":"$V398/$Q398","v":{"$error":"#DIV/0!"}},{"$f":"$W398/$Q398","v":{"$error":"#DIV/0!"}},{"$f":"$X398/$Q398","v":{"$error":"#DIV/0!"}},{"$f":"$Y398/$Q398","v":{"$error":"#DIV/0!"}},{"$f":"$Z398/$Q398","v":{"$error":"#DIV/0!"}},{"$f":"$AA398/$Q398","v":{"$error":"#DIV/0!"}},{"$f":"$AB398/$Q398","v":{"$error":"#DIV/0!"}},{"$f":"$AC398/$Q398","v":{"$error":"#DIV/0!"}},{"$f":"$AD398/$Q398","v":{"$error":"#DIV/0!"}},{"$f":"$AE398/$Q398","v":{"$error":"#DIV/0!"}},{"$f":"$AF398/$Q398","v":{"$error":"#DIV/0!"}},{"$f":"$AG398/$Q398","v":{"$error":"#DIV/0!"}},{"$f":"$AH398/$Q398","v":{"$error":"#DIV/0!"}},{"$f":"$AI398/$Q398","v":{"$error":"#DIV/0!"}},{"$f":"$AJ398/$Q398","v":{"$error":"#DIV/0!"}},{"$f":"$AK398/$Q398","v":{"$error":"#DIV/0!"}},{"$f":"$AL398/$Q398","v":{"$error":"#DIV/0!"}},{"$f":"$AM398/$Q398","v":{"$error":"#DIV/0!"}},{"$f":"$AN398/$Q398","v":{"$error":"#DIV/0!"}},{"$f":"$AO398/$Q398","v":{"$error":"#DIV/0!"}},{"$f":"$AP398/$Q398","v":{"$error":"#DIV/0!"}},{"$f":"$AQ398/$Q398","v":{"$error":"#DIV/0!"}},{"$f":"$AR398/$Q398","v":{"$error":"#DIV/0!"}},{"$f":"$AS398/$Q398","v":{"$error":"#DIV/0!"}},"暖房COP比","βw"]
[null,null,"Σ",{"$f":"$D$301*$D395","v":{"$error":"#DIV/0!"}},{"$f":"$E$301*$E395","v":{"$error":"#DIV/0!"}},{"$f":"$F$301*$F395","v":{"$error":"#DIV/0!"}},{"$f":"$G$301*$G395","v":{"$error":"#DIV/0!"}},{"$f":"$H$301*$H395","v":{"$error":"#DIV/0!"}},{"$f":"$I$301*$I395","v":{"$error":"#DIV/0!"}},{"$f":"$J$301*$J395","v":{"$error":"#DIV/0!"}},{"$f":"$K$301*$K395","v":{"$error":"#DIV/0!"}},{"$f":"$L$301*$L395","v":{"$error":"#DIV/0!"}},{"$f":"$M$301*$M395","v":{"$error":"#DIV/0!"}},{"$f":"$N$301*$N395","v":{"$error":"#DIV/0!"}},{"$f":"$O$301*$O395","v":{"$error":"#DIV/0!"}},{"$f":"$P$301*$P395","v":{"$error":"#DIV/0!"}},{"$f":"$Q$301*$Q395","v":{"$error":"#DIV/0!"}},{"$f":"$R$301*$R395","v":{"$error":"#DIV/0!"}},{"$f":"$S$301*$S395","v":{"$error":"#DIV/0!"}},{"$f":"$T$301*$T395","v":{"$error":"#DIV/0!"}},{"$f":"$U$301*$U395","v":{"$error":"#DIV/0!"}},{"$f":"$V$301*$V395","v":{"$error":"#DIV/0!"}},{"$f":"$W$301*$W395","v":{"$error":"#DIV/0!"}},{"$f":"$X$301*$X395","v":{"$error":"#DIV/0!"}},{"$f":"$Y$301*$Y395","v":{"$error":"#DIV/0!"}},{"$f":"$Z$301*$Z395","v":{"$error":"#DIV/0!"}},{"$f":"$AA$301*$AA395","v":{"$error":"#DIV/0!"}},{"$f":"$AB$301*$AB395","v":{"$error":"#DIV/0!"}},{"$f":"$AC$301*$AC395","v":{"$error":"#DIV/0!"}},{"$f":"$AD$301*$AD395","v":{"$error":"#DIV/0!"}},{"$f":"$AE$301*$AE395","v":{"$error":"#DIV/0!"}},{"$f":"$AF$301*$AF395","v":{"$error":"#DIV/0!"}},{"$f":"$AG$301*$AG395","v":{"$error":"#DIV/0!"}},{"$f":"$AH$301*$AH395","v":{"$error":"#DIV/0!"}},{"$f":"$AI$301*$AI395","v":{"$error":"#DIV/0!"}},{"$f":"$AJ$301*$AJ395","v":{"$error":"#DIV/0!"}},{"$f":"$AK$301*$AK395","v":{"$error":"#DIV/0!"}},{"$f":"$AL$301*$AL395","v":{"$error":"#DIV/0!"}},{"$f":"$AM$301*$AM395","v":{"$error":"#DIV/0!"}},{"$f":"$AN$301*$AN395","v":{"$error":"#DIV/0!"}},{"$f":"$AO$301*$AO395","v":{"$error":"#DIV/0!"}},{"$f":"$AP$301*$AP395","v":{"$error":"#DIV/0!"}},{"$f":"$AQ$301*$AQ395","v":{"$error":"#DIV/0!"}},{"$f":"$AR$301*$AR395","v":{"$error":"#DIV/0!"}},{"$f":"$AS$301*$AS395","v":{"$error":"#DIV/0!"}},{"$f":"SUM($D400:$AS400)","v":{"$error":"#DIV/0!"}},"Σ"]
[null,"後7","暖房時消費電力比",{"$f":"$D$302/$D405","v":{"$error":"#DIV/0!"}},{"$f":"$E$302/$E405","v":{"$error":"#DIV/0!"}},{"$f":"$F$302/$F405","v":{"$error":"#DIV/0!"}},{"$f":"$G$302/$G405","v":{"$error":"#DIV/0!"}},{"$f":"$H$302/$H405","v":{"$error":"#DIV/0!"}},{"$f":"$I$302/$I405","v":{"$error":"#DIV/0!"}},{"$f":"$J$302/$J405","v":{"$error":"#DIV/0!"}},{"$f":"$K$302/$K405","v":{"$error":"#DIV/0!"}},{"$f":"$L$302/$L405","v":{"$error":"#DIV/0!"}},{"$f":"$M$302/$M405","v":{"$error":"#DIV/0!"}},{"$f":"$N$302/$N405","v":{"$error":"#DIV/0!"}},{"$f":"$O$302/$O405","v":{"$error":"#DIV/0!"}},{"$f":"$P$302/$P405","v":{"$error":"#DIV/0!"}},{"$f":"$Q$302/$Q405","v":{"$error":"#DIV/0!"}},{"$f":"$R$302/$R405","v":{"$error":"#DIV/0!"}},{"$f":"$S$302/$S405","v":{"$error":"#DIV/0!"}},{"$f":"$T$302/$T405","v":{"$error":"#DIV/0!"}},{"$f":"$U$302/$U405","v":{"$error":"#DIV/0!"}},{"$f":"$V$302/$V405","v":{"$error":"#DIV/0!"}},{"$f":"$W$302/$W405","v":{"$error":"#DIV/0!"}},{"$f":"$X$302/$X405","v":{"$error":"#DIV/0!"}},{"$f":"$Y$302/$Y405","v":{"$error":"#DIV/0!"}},{"$f":"$Z$302/$Z405","v":{"$error":"#DIV/0!"}},{"$f":"$AA$302/$AA405","v":{"$error":"#DIV/0!"}},{"$f":"$AB$302/$AB405","v":{"$error":"#DIV/0!"}},{"$f":"$AC$302/$AC405","v":{"$error":"#DIV/0!"}},{"$f":"$AD$302/$AD405","v":{"$error":"#DIV/0!"}},{"$f":"$AE$302/$AE405","v":{"$error":"#DIV/0!"}},{"$f":"$AF$302/$AF405","v":{"$error":"#DIV/0!"}},{"$f":"$AG$302/$AG405","v":{"$error":"#DIV/0!"}},{"$f":"$AH$302/$AH405","v":{"$error":"#DIV/0!"}},{"$f":"$AI$302/$AI405","v":{"$error":"#DIV/0!"}},{"$f":"$AJ$302/$AJ405","v":{"$error":"#DIV/0!"}},{"$f":"$AK$302/$AK405","v":{"$error":"#DIV/0!"}},{"$f":"$AL$302/$AL405","v":{"$error":"#DIV/0!"}},{"$f":"$AM$302/$AM405","v":{"$error":"#DIV/0!"}},{"$f":"$AN$302/$AN405","v":{"$error":"#DIV/0!"}},{"$f":"$AO$302/$AO405","v":{"$error":"#DIV/0!"}},{"$f":"$AP$302/$AP405","v":{"$error":"#DIV/0!"}},{"$f":"$AQ$302/$AQ405","v":{"$error":"#DIV/0!"}},{"$f":"$AR$302/$AR405","v":{"$error":"#DIV/0!"}},{"$f":"$AS$302/$AS405","v":{"$error":"#DIV/0!"}},"暖房時消費電力比","εw"]
[null,null,"暖房能力",{"$f":"($W$46-0.64*$W$46)/14*($D$288-7)+$W$46","v":0},{"$f":"($W$46-0.64*$W$46)/14*($E$288-7)+$W$46","v":0},{"$f":"($W$46-0.64*$W$46)/14*($F$288-7)+$W$46","v":0},{"$f":"($W$46-0.64*$W$46)/14*($G$288-7)+$W$46","v":0},{"$f":"($W$46-0.64*$W$46)/14*($H$288-7)+$W$46","v":0},{"$f":"($W$46-0.64*$W$46)/14*($I$288-7)+$W$46","v":0},{"$f":"($W$46-0.64*$W$46)/14*($J$288-7)+$W$46","v":0},{"$f":"($W$46-0.64*$W$46)/14*($K$288-7)+$W$46","v":0},{"$f":"($W$46-0.64*$W$46)/14*($L$288-7)+$W$46","v":0},{"$f":"($W$46-0.64*$W$46)/14*($M$288-7)+$W$46","v":0},{"$f":"($W$46-0.64*$W$46)/14*($N$288-7)+$W$46","v":0},{"$f":"($W$46-0.64*$W$46)/14*($O$288-7)+$W$46","v":0},{"$f":"($W$46-0.64*$W$46)/14*($P$288-7)+$W$46","v":0},{"$f":"($W$46-0.64*$W$46)/14*($Q$288-7)+$W$46","v":0},{"$f":"($W$46-0.64*$W$46)/14*($R$288-7)+$W$46","v":0},{"$f":"($W$46-0.64*$W$46)/14*($S$288-7)+$W$46","v":0},{"$f":"($W$46-0.64*$W$46)/14*($T$288-7)+$W$46","v":0},{"$f":"($W$46-0.64*$W$46)/14*($U$288-7)+$W$46","v":0},{"$f":"($W$46-0.64*$W$46)/14*($V$288-7)+$W$46","v":0},{"$f":"($W$46-0.64*$W$46)/14*($W$288-7)+$W$46","v":0},{"$f":"($W$46-0.64*$W$46)/14*($X$288-7)+$W$46","v":0},{"$f":"($W$46-0.64*$W$46)/14*($Y$288-7)+$W$46","v":0},{"$f":"($W$46-0.64*$W$46)/14*($Z$288-7)+$W$46","v":0},{"$f":"($W$46-0.64*$W$46)/14*($AA$288-7)+$W$46","v":0},{"$f":"($W$46-0.64*$W$46)/14*($AB$288-7)+$W$46","v":0},{"$f":"($W$46-0.64*$W$46)/14*($AC$288-7)+$W$46","v":0},{"$f":"($W$46-0.64*$W$46)/14*($AD$288-7)+$W$46","v":0},{"$f":"($W$46-0.64*$W$46)/14*($AE$288-7)+$W$46","v":0},{"$f":"($W$46-0.64*$W$46)/14*($AF$288-7)+$W$46","v":0},{"$f":"($W$46-0.64*$W$46)/14*($AG$288-7)+$W$46","v":0},{"$f":"($W$46-0.64*$W$46)/14*($AH$288-7)+$W$46","v":0},{"$f":"($W$46-0.64*$W$46)/14*($AI$288-7)+$W$46","v":0},{"$f":"($W$46-0.64*$W$46)/14*($AJ$288-7)+$W$46","v":0},{"$f":"($W$46-0.64*$W$46)/14*($AK$288-7)+$W$46","v":0},{"$f":"($W$46-0.64*$W$46)/14*($AL$288-7)+$W$46","v":0},{"$f":"($W$46-0.64*$W$46)/14*($AM$288-7)+$W$46","v":0},{"$f":"($W$46-0.64*$W$46)/14*($AN$288-7)+$W$46","v":0},{"$f":"($W$46-0.64*$W$46)/14*($AO$288-7)+$W$46","v":0},{"$f":"($W$46-0.64*$W$46)/14*($AP$288-7)+$W$46","v":0},{"$f":"($W$46-0.64*$W$46)/14*($AQ$288-7)+$W$46","v":0},{"$f":"($W$46-0.64*$W$46)/14*($AR$288-7)+$W$46","v":0},{"$f":"($W$46-0.64*$W$46)/14*($AS$288-7)+$W$46","v":0},"暖房能力","Φw"]
[null,null,"暖房消費電力",{"$f":"($W$47-0.82*$W$47)/14*($D$288-7)+$W$47","v":0},{"$f":"($W$47-0.82*$W$47)/14*($E$288-7)+$W$47","v":0},{"$f":"($W$47-0.82*$W$47)/14*($F$288-7)+$W$47","v":0},{"$f":"($W$47-0.82*$W$47)/14*($G$288-7)+$W$47","v":0},{"$f":"($W$47-0.82*$W$47)/14*($H$288-7)+$W$47","v":0},{"$f":"($W$47-0.82*$W$47)/14*($I$288-7)+$W$47","v":0},{"$f":"($W$47-0.82*$W$47)/14*($J$288-7)+$W$47","v":0},{"$f":"($W$47-0.82*$W$47)/14*($K$288-7)+$W$47","v":0},{"$f":"($W$47-0.82*$W$47)/14*($L$288-7)+$W$47","v":0},{"$f":"($W$47-0.82*$W$47)/14*($M$288-7)+$W$47","v":0},{"$f":"($W$47-0.82*$W$47)/14*($N$288-7)+$W$47","v":0},{"$f":"($W$47-0.82*$W$47)/14*($O$288-7)+$W$47","v":0},{"$f":"($W$47-0.82*$W$47)/14*($P$288-7)+$W$47","v":0},{"$f":"($W$47-0.82*$W$47)/14*($Q$288-7)+$W$47","v":0},{"$f":"($W$47-0.82*$W$47)/14*($R$288-7)+$W$47","v":0},{"$f":"($W$47-0.82*$W$47)/14*($S$288-7)+$W$47","v":0},{"$f":"($W$47-0.82*$W$47)/14*($T$288-7)+$W$47","v":0},{"$f":"($W$47-0.82*$W$47)/14*($U$288-7)+$W$47","v":0},{"$f":"($W$47-0.82*$W$47)/14*($V$288-7)+$W$47","v":0},{"$f":"($W$47-0.82*$W$47)/14*($W$288-7)+$W$47","v":0},{"$f":"($W$47-0.82*$W$47)/14*($X$288-7)+$W$47","v":0},{"$f":"($W$47-0.82*$W$47)/14*($Y$288-7)+$W$47","v":0},{"$f":"($W$47-0.82*$W$47)/14*($Z$288-7)+$W$47","v":0},{"$f":"($W$47-0.82*$W$47)/14*($AA$288-7)+$W$47","v":0},{"$f":"($W$47-0.82*$W$47)/14*($AB$288-7)+$W$47","v":0},{"$f":"($W$47-0.82*$W$47)/14*($AC$288-7)+$W$47","v":0},{"$f":"($W$47-0.82*$W$47)/14*($AD$288-7)+$W$47","v":0},{"$f":"($W$47-0.82*$W$47)/14*($AE$288-7)+$W$47","v":0},{"$f":"($W$47-0.82*$W$47)/14*($AF$288-7)+$W$47","v":0},{"$f":"($W$47-0.82*$W$47)/14*($AG$288-7)+$W$47","v":0},{"$f":"($W$47-0.82*$W$47)/14*($AH$288-7)+$W$47","v":0},{"$f":"($W$47-0.82*$W$47)/14*($AI$288-7)+$W$47","v":0},{"$f":"($W$47-0.82*$W$47)/14*($AJ$288-7)+$W$47","v":0},{"$f":"($W$47-0.82*$W$47)/14*($AK$288-7)+$W$47","v":0},{"$f":"($W$47-0.82*$W$47)/14*($AL$288-7)+$W$47","v":0},{"$f":"($W$47-0.82*$W$47)/14*($AM$288-7)+$W$47","v":0},{"$f":"($W$47-0.82*$W$47)/14*($AN$288-7)+$W$47","v":0},{"$f":"($W$47-0.82*$W$47)/14*($AO$288-7)+$W$47","v":0},{"$f":"($W$47-0.82*$W$47)/14*($AP$288-7)+$W$47","v":0},{"$f":"($W$47-0.82*$W$47)/14*($AQ$288-7)+$W$47","v":0},{"$f":"($W$47-0.82*$W$47)/14*($AR$288-7)+$W$47","v":0},{"$f":"($W$47-0.82*$W$47)/14*($AS$288-7)+$W$47","v":0},"消費電力","Pw"]
[null,null,"暖房COP",{"$f":"($D402/1.12)/($D403/1.06)","v":{"$error":"#DIV/0!"}},{"$f":"($E402/1.12)/($E403/1.06)","v":{"$error":"#DIV/0!"}},{"$f":"($F402/1.12)/($F403/1.06)","v":{"$error":"#DIV/0!"}},{"$f":"($G402/1.12)/($G403/1.06)","v":{"$error":"#DIV/0!"}},{"$f":"($H402/1.12)/($H403/1.06)","v":{"$error":"#DIV/0!"}},{"$f":"($I402/1.12)/($I403/1.06)","v":{"$error":"#DIV/0!"}},{"$f":"($J402/1.12)/($J403/1.06)","v":{"$error":"#DIV/0!"}},{"$f":"($K402/1.12)/($K403/1.06)","v":{"$error":"#DIV/0!"}},{"$f":"($L402/1.12)/($L403/1.06)","v":{"$error":"#DIV/0!"}},{"$f":"($M402/1.12)/($M403/1.06)","v":{"$error":"#DIV/0!"}},{"$f":"($N402/1.12)/($N403/1.06)","v":{"$error":"#DIV/0!"}},{"$f":"($O402/1.12)/($O403/1.06)","v":{"$error":"#DIV/0!"}},{"$f":"$P402/$P403","v":{"$error":"#DIV/0!"}},{"$f":"$Q402/$Q403","v":{"$error":"#DIV/0!"}},{"$f":"$R402/$R403","v":{"$error":"#DIV/0!"}},{"$f":"$S402/$S403","v":{"$error":"#DIV/0!"}},{"$f":"$T402/$T403","v":{"$error":"#DIV/0!"}},{"$f":"$U402/$U403","v":{"$error":"#DIV/0!"}},{"$f":"$V402/$V403","v":{"$error":"#DIV/0!"}},{"$f":"$W402/$W403","v":{"$error":"#DIV/0!"}},{"$f":"$X402/$X403","v":{"$error":"#DIV/0!"}},{"$f":"$Y402/$Y403","v":{"$error":"#DIV/0!"}},{"$f":"$Z402/$Z403","v":{"$error":"#DIV/0!"}},{"$f":"$AA402/$AA403","v":{"$error":"#DIV/0!"}},{"$f":"$AB402/$AB403","v":{"$error":"#DIV/0!"}},{"$f":"$AC402/$AC403","v":{"$error":"#DIV/0!"}},{"$f":"$AD402/$AD403","v":{"$error":"#DIV/0!"}},{"$f":"$AE402/$AE403","v":{"$error":"#DIV/0!"}},{"$f":"$AF402/$AF403","v":{"$error":"#DIV/0!"}},{"$f":"$AG402/$AG403","v":{"$error":"#DIV/0!"}},{"$f":"$AH402/$AH403","v":{"$error":"#DIV/0!"}},{"$f":"$AI402/$AI403","v":{"$error":"#DIV/0!"}},{"$f":"$AJ402/$AJ403","v":{"$error":"#DIV/0!"}},{"$f":"$AK402/$AK403","v":{"$error":"#DIV/0!"}},{"$f":"$AL402/$AL403","v":{"$error":"#DIV/0!"}},{"$f":"$AM402/$AM403","v":{"$error":"#DIV/0!"}},{"$f":"$AN402/$AN403","v":{"$error":"#DIV/0!"}},{"$f":"$AO402/$AO403","v":{"$error":"#DIV/0!"}},{"$f":"$AP402/$AP403","v":{"$error":"#DIV/0!"}},{"$f":"$AQ402/$AQ403","v":{"$error":"#DIV/0!"}},{"$f":"$AR402/$AR403","v":{"$error":"#DIV/0!"}},{"$f":"$AS402/$AS403","v":{"$error":"#DIV/0!"}},"暖房COP","σw"]
[null,null,"暖房COP比",{"$f":"$D404/$Q404","v":{"$error":"#DIV/0!"}},{"$f":"$E404/$Q404","v":{"$error":"#DIV/0!"}},{"$f":"$F404/$Q404","v":{"$error":"#DIV/0!"}},{"$f":"$G404/$Q404","v":{"$error":"#DIV/0!"}},{"$f":"$H404/$Q404","v":{"$error":"#DIV/0!"}},{"$f":"$I404/$Q404","v":{"$error":"#DIV/0!"}},{"$f":"$J404/$Q404","v":{"$error":"#DIV/0!"}},{"$f":"$K404/$Q404","v":{"$error":"#DIV/0!"}},{"$f":"$L404/$Q404","v":{"$error":"#DIV/0!"}},{"$f":"$M404/$Q404","v":{"$error":"#DIV/0!"}},{"$f":"$N404/$Q404","v":{"$error":"#DIV/0!"}},{"$f":"$O404/$Q404","v":{"$error":"#DIV/0!"}},{"$f":"$P404/$Q404","v":{"$error":"#DIV/0!"}},{"$f":"$Q404/$Q404","v":{"$error":"#DIV/0!"}},{"$f":"$R404/$Q404","v":{"$error":"#DIV/0!"}},{"$f":"$S404/$Q404","v":{"$error":"#DIV/0!"}},{"$f":"$T404/$Q404","v":{"$error":"#DIV/0!"}},{"$f":"$U404/$Q404","v":{"$error":"#DIV/0!"}},{"$f":"$V404/$Q404","v":{"$error":"#DIV/0!"}},{"$f":"$W404/$Q404","v":{"$error":"#DIV/0!"}},{"$f":"$X404/$Q404","v":{"$error":"#DIV/0!"}},{"$f":"$Y404/$Q404","v":{"$error":"#DIV/0!"}},{"$f":"$Z404/$Q404","v":{"$error":"#DIV/0!"}},{"$f":"$AA404/$Q404","v":{"$error":"#DIV/0!"}},{"$f":"$AB404/$Q404","v":{"$error":"#DIV/0!"}},{"$f":"$AC404/$Q404","v":{"$error":"#DIV/0!"}},{"$f":"$AD404/$Q404","v":{"$error":"#DIV/0!"}},{"$f":"$AE404/$Q404","v":{"$error":"#DIV/0!"}},{"$f":"$AF404/$Q404","v":{"$error":"#DIV/0!"}},{"$f":"$AG404/$Q404","v":{"$error":"#DIV/0!"}},{"$f":"$AH404/$Q404","v":{"$error":"#DIV/0!"}},{"$f":"$AI404/$Q404","v":{"$error":"#DIV/0!"}},{"$f":"$AJ404/$Q404","v":{"$error":"#DIV/0!"}},{"$f":"$AK404/$Q404","v":{"$error":"#DIV/0!"}},{"$f":"$AL404/$Q404","v":{"$error":"#DIV/0!"}},{"$f":"$AM404/$Q404","v":{"$error":"#DIV/0!"}},{"$f":"$AN404/$Q404","v":{"$error":"#DIV/0!"}},{"$f":"$AO404/$Q404","v":{"$error":"#DIV/0!"}},{"$f":"$AP404/$Q404","v":{"$error":"#DIV/0!"}},{"$f":"$AQ404/$Q404","v":{"$error":"#DIV/0!"}},{"$f":"$AR404/$Q404","v":{"$error":"#DIV/0!"}},{"$f":"$AS404/$Q404","v":{"$error":"#DIV/0!"}},"暖房COP比","βw"]
[null,null,"Σ",{"$f":"$D$301*$D401","v":{"$error":"#DIV/0!"}},{"$f":"$E$301*$E401","v":{"$error":"#DIV/0!"}},{"$f":"$F$301*$F401","v":{"$error":"#DIV/0!"}},{"$f":"$G$301*$G401","v":{"$error":"#DIV/0!"}},{"$f":"$H$301*$H401","v":{"$error":"#DIV/0!"}},{"$f":"$I$301*$I401","v":{"$error":"#DIV/0!"}},{"$f":"$J$301*$J401","v":{"$error":"#DIV/0!"}},{"$f":"$K$301*$K401","v":{"$error":"#DIV/0!"}},{"$f":"$L$301*$L401","v":{"$error":"#DIV/0!"}},{"$f":"$M$301*$M401","v":{"$error":"#DIV/0!"}},{"$f":"$N$301*$N401","v":{"$error":"#DIV/0!"}},{"$f":"$O$301*$O401","v":{"$error":"#DIV/0!"}},{"$f":"$P$301*$P401","v":{"$error":"#DIV/0!"}},{"$f":"$Q$301*$Q401","v":{"$error":"#DIV/0!"}},{"$f":"$R$301*$R401","v":{"$error":"#DIV/0!"}},{"$f":"$S$301*$S401","v":{"$error":"#DIV/0!"}},{"$f":"$T$301*$T401","v":{"$error":"#DIV/0!"}},{"$f":"$U$301*$U401","v":{"$error":"#DIV/0!"}},{"$f":"$V$301*$V401","v":{"$error":"#DIV/0!"}},{"$f":"$W$301*$W401","v":{"$error":"#DIV/0!"}},{"$f":"$X$301*$X401","v":{"$error":"#DIV/0!"}},{"$f":"$Y$301*$Y401","v":{"$error":"#DIV/0!"}},{"$f":"$Z$301*$Z401","v":{"$error":"#DIV/0!"}},{"$f":"$AA$301*$AA401","v":{"$error":"#DIV/0!"}},{"$f":"$AB$301*$AB401","v":{"$error":"#DIV/0!"}},{"$f":"$AC$301*$AC401","v":{"$error":"#DIV/0!"}},{"$f":"$AD$301*$AD401","v":{"$error":"#DIV/0!"}},{"$f":"$AE$301*$AE401","v":{"$error":"#DIV/0!"}},{"$f":"$AF$301*$AF401","v":{"$error":"#DIV/0!"}},{"$f":"$AG$301*$AG401","v":{"$error":"#DIV/0!"}},{"$f":"$AH$301*$AH401","v":{"$error":"#DIV/0!"}},{"$f":"$AI$301*$AI401","v":{"$error":"#DIV/0!"}},{"$f":"$AJ$301*$AJ401","v":{"$error":"#DIV/0!"}},{"$f":"$AK$301*$AK401","v":{"$error":"#DIV/0!"}},{"$f":"$AL$301*$AL401","v":{"$error":"#DIV/0!"}},{"$f":"$AM$301*$AM401","v":{"$error":"#DIV/0!"}},{"$f":"$AN$301*$AN401","v":{"$error":"#DIV/0!"}},{"$f":"$AO$301*$AO401","v":{"$error":"#DIV/0!"}},{"$f":"$AP$301*$AP401","v":{"$error":"#DIV/0!"}},{"$f":"$AQ$301*$AQ401","v":{"$error":"#DIV/0!"}},{"$f":"$AR$301*$AR401","v":{"$error":"#DIV/0!"}},{"$f":"$AS$301*$AS401","v":{"$error":"#DIV/0!"}},{"$f":"SUM($D406:$AS406)","v":{"$error":"#DIV/0!"}},"Σ"]
[null,"後8","暖房時消費電力比",{"$f":"$D$302/$D411","v":{"$error":"#DIV/0!"}},{"$f":"$E$302/$E411","v":{"$error":"#DIV/0!"}},{"$f":"$F$302/$F411","v":{"$error":"#DIV/0!"}},{"$f":"$G$302/$G411","v":{"$error":"#DIV/0!"}},{"$f":"$H$302/$H411","v":{"$error":"#DIV/0!"}},{"$f":"$I$302/$I411","v":{"$error":"#DIV/0!"}},{"$f":"$J$302/$J411","v":{"$error":"#DIV/0!"}},{"$f":"$K$302/$K411","v":{"$error":"#DIV/0!"}},{"$f":"$L$302/$L411","v":{"$error":"#DIV/0!"}},{"$f":"$M$302/$M411","v":{"$error":"#DIV/0!"}},{"$f":"$N$302/$N411","v":{"$error":"#DIV/0!"}},{"$f":"$O$302/$O411","v":{"$error":"#DIV/0!"}},{"$f":"$P$302/$P411","v":{"$error":"#DIV/0!"}},{"$f":"$Q$302/$Q411","v":{"$error":"#DIV/0!"}},{"$f":"$R$302/$R411","v":{"$error":"#DIV/0!"}},{"$f":"$S$302/$S411","v":{"$error":"#DIV/0!"}},{"$f":"$T$302/$T411","v":{"$error":"#DIV/0!"}},{"$f":"$U$302/$U411","v":{"$error":"#DIV/0!"}},{"$f":"$V$302/$V411","v":{"$error":"#DIV/0!"}},{"$f":"$W$302/$W411","v":{"$error":"#DIV/0!"}},{"$f":"$X$302/$X411","v":{"$error":"#DIV/0!"}},{"$f":"$Y$302/$Y411","v":{"$error":"#DIV/0!"}},{"$f":"$Z$302/$Z411","v":{"$error":"#DIV/0!"}},{"$f":"$AA$302/$AA411","v":{"$error":"#DIV/0!"}},{"$f":"$AB$302/$AB411","v":{"$error":"#DIV/0!"}},{"$f":"$AC$302/$AC411","v":{"$error":"#DIV/0!"}},{"$f":"$AD$302/$AD411","v":{"$error":"#DIV/0!"}},{"$f":"$AE$302/$AE411","v":{"$error":"#DIV/0!"}},{"$f":"$AF$302/$AF411","v":{"$error":"#DIV/0!"}},{"$f":"$AG$302/$AG411","v":{"$error":"#DIV/0!"}},{"$f":"$AH$302/$AH411","v":{"$error":"#DIV/0!"}},{"$f":"$AI$302/$AI411","v":{"$error":"#DIV/0!"}},{"$f":"$AJ$302/$AJ411","v":{"$error":"#DIV/0!"}},{"$f":"$AK$302/$AK411","v":{"$error":"#DIV/0!"}},{"$f":"$AL$302/$AL411","v":{"$error":"#DIV/0!"}},{"$f":"$AM$302/$AM411","v":{"$error":"#DIV/0!"}},{"$f":"$AN$302/$AN411","v":{"$error":"#DIV/0!"}},{"$f":"$AO$302/$AO411","v":{"$error":"#DIV/0!"}},{"$f":"$AP$302/$AP411","v":{"$error":"#DIV/0!"}},{"$f":"$AQ$302/$AQ411","v":{"$error":"#DIV/0!"}},{"$f":"$AR$302/$AR411","v":{"$error":"#DIV/0!"}},{"$f":"$AS$302/$AS411","v":{"$error":"#DIV/0!"}},"暖房時消費電力比","εw"]
[null,null,"暖房能力",{"$f":"($X$46-0.64*$X$46)/14*($D$288-7)+$X$46","v":0},{"$f":"($X$46-0.64*$X$46)/14*($E$288-7)+$X$46","v":0},{"$f":"($X$46-0.64*$X$46)/14*($F$288-7)+$X$46","v":0},{"$f":"($X$46-0.64*$X$46)/14*($G$288-7)+$X$46","v":0},{"$f":"($X$46-0.64*$X$46)/14*($H$288-7)+$X$46","v":0},{"$f":"($X$46-0.64*$X$46)/14*($I$288-7)+$X$46","v":0},{"$f":"($X$46-0.64*$X$46)/14*($J$288-7)+$X$46","v":0},{"$f":"($X$46-0.64*$X$46)/14*($K$288-7)+$X$46","v":0},{"$f":"($X$46-0.64*$X$46)/14*($L$288-7)+$X$46","v":0},{"$f":"($X$46-0.64*$X$46)/14*($M$288-7)+$X$46","v":0},{"$f":"($X$46-0.64*$X$46)/14*($N$288-7)+$X$46","v":0},{"$f":"($X$46-0.64*$X$46)/14*($O$288-7)+$X$46","v":0},{"$f":"($X$46-0.64*$X$46)/14*($P$288-7)+$X$46","v":0},{"$f":"($X$46-0.64*$X$46)/14*($Q$288-7)+$X$46","v":0},{"$f":"($X$46-0.64*$X$46)/14*($R$288-7)+$X$46","v":0},{"$f":"($X$46-0.64*$X$46)/14*($S$288-7)+$X$46","v":0},{"$f":"($X$46-0.64*$X$46)/14*($T$288-7)+$X$46","v":0},{"$f":"($X$46-0.64*$X$46)/14*($U$288-7)+$X$46","v":0},{"$f":"($X$46-0.64*$X$46)/14*($V$288-7)+$X$46","v":0},{"$f":"($X$46-0.64*$X$46)/14*($W$288-7)+$X$46","v":0},{"$f":"($X$46-0.64*$X$46)/14*($X$288-7)+$X$46","v":0},{"$f":"($X$46-0.64*$X$46)/14*($Y$288-7)+$X$46","v":0},{"$f":"($X$46-0.64*$X$46)/14*($Z$288-7)+$X$46","v":0},{"$f":"($X$46-0.64*$X$46)/14*($AA$288-7)+$X$46","v":0},{"$f":"($X$46-0.64*$X$46)/14*($AB$288-7)+$X$46","v":0},{"$f":"($X$46-0.64*$X$46)/14*($AC$288-7)+$X$46","v":0},{"$f":"($X$46-0.64*$X$46)/14*($AD$288-7)+$X$46","v":0},{"$f":"($X$46-0.64*$X$46)/14*($AE$288-7)+$X$46","v":0},{"$f":"($X$46-0.64*$X$46)/14*($AF$288-7)+$X$46","v":0},{"$f":"($X$46-0.64*$X$46)/14*($AG$288-7)+$X$46","v":0},{"$f":"($X$46-0.64*$X$46)/14*($AH$288-7)+$X$46","v":0},{"$f":"($X$46-0.64*$X$46)/14*($AI$288-7)+$X$46","v":0},{"$f":"($X$46-0.64*$X$46)/14*($AJ$288-7)+$X$46","v":0},{"$f":"($X$46-0.64*$X$46)/14*($AK$288-7)+$X$46","v":0},{"$f":"($X$46-0.64*$X$46)/14*($AL$288-7)+$X$46","v":0},{"$f":"($X$46-0.64*$X$46)/14*($AM$288-7)+$X$46","v":0},{"$f":"($X$46-0.64*$X$46)/14*($AN$288-7)+$X$46","v":0},{"$f":"($X$46-0.64*$X$46)/14*($AO$288-7)+$X$46","v":0},{"$f":"($X$46-0.64*$X$46)/14*($AP$288-7)+$X$46","v":0},{"$f":"($X$46-0.64*$X$46)/14*($AQ$288-7)+$X$46","v":0},{"$f":"($X$46-0.64*$X$46)/14*($AR$288-7)+$X$46","v":0},{"$f":"($X$46-0.64*$X$46)/14*($AS$288-7)+$X$46","v":0},"暖房能力","Φw"]
[null,null,"暖房消費電力",{"$f":"($X$47-0.82*$X$47)/14*($D$288-7)+$X$47","v":0},{"$f":"($X$47-0.82*$X$47)/14*($E$288-7)+$X$47","v":0},{"$f":"($X$47-0.82*$X$47)/14*($F$288-7)+$X$47","v":0},{"$f":"($X$47-0.82*$X$47)/14*($G$288-7)+$X$47","v":0},{"$f":"($X$47-0.82*$X$47)/14*($H$288-7)+$X$47","v":0},{"$f":"($X$47-0.82*$X$47)/14*($I$288-7)+$X$47","v":0},{"$f":"($X$47-0.82*$X$47)/14*($J$288-7)+$X$47","v":0},{"$f":"($X$47-0.82*$X$47)/14*($K$288-7)+$X$47","v":0},{"$f":"($X$47-0.82*$X$47)/14*($L$288-7)+$X$47","v":0},{"$f":"($X$47-0.82*$X$47)/14*($M$288-7)+$X$47","v":0},{"$f":"($X$47-0.82*$X$47)/14*($N$288-7)+$X$47","v":0},{"$f":"($X$47-0.82*$X$47)/14*($O$288-7)+$X$47","v":0},{"$f":"($X$47-0.82*$X$47)/14*($P$288-7)+$X$47","v":0},{"$f":"($X$47-0.82*$X$47)/14*($Q$288-7)+$X$47","v":0},{"$f":"($X$47-0.82*$X$47)/14*($R$288-7)+$X$47","v":0},{"$f":"($X$47-0.82*$X$47)/14*($S$288-7)+$X$47","v":0},{"$f":"($X$47-0.82*$X$47)/14*($T$288-7)+$X$47","v":0},{"$f":"($X$47-0.82*$X$47)/14*($U$288-7)+$X$47","v":0},{"$f":"($X$47-0.82*$X$47)/14*($V$288-7)+$X$47","v":0},{"$f":"($X$47-0.82*$X$47)/14*($W$288-7)+$X$47","v":0},{"$f":"($X$47-0.82*$X$47)/14*($X$288-7)+$X$47","v":0},{"$f":"($X$47-0.82*$X$47)/14*($Y$288-7)+$X$47","v":0},{"$f":"($X$47-0.82*$X$47)/14*($Z$288-7)+$X$47","v":0},{"$f":"($X$47-0.82*$X$47)/14*($AA$288-7)+$X$47","v":0},{"$f":"($X$47-0.82*$X$47)/14*($AB$288-7)+$X$47","v":0},{"$f":"($X$47-0.82*$X$47)/14*($AC$288-7)+$X$47","v":0},{"$f":"($X$47-0.82*$X$47)/14*($AD$288-7)+$X$47","v":0},{"$f":"($X$47-0.82*$X$47)/14*($AE$288-7)+$X$47","v":0},{"$f":"($X$47-0.82*$X$47)/14*($AF$288-7)+$X$47","v":0},{"$f":"($X$47-0.82*$X$47)/14*($AG$288-7)+$X$47","v":0},{"$f":"($X$47-0.82*$X$47)/14*($AH$288-7)+$X$47","v":0},{"$f":"($X$47-0.82*$X$47)/14*($AI$288-7)+$X$47","v":0},{"$f":"($X$47-0.82*$X$47)/14*($AJ$288-7)+$X$47","v":0},{"$f":"($X$47-0.82*$X$47)/14*($AK$288-7)+$X$47","v":0},{"$f":"($X$47-0.82*$X$47)/14*($AL$288-7)+$X$47","v":0},{"$f":"($X$47-0.82*$X$47)/14*($AM$288-7)+$X$47","v":0},{"$f":"($X$47-0.82*$X$47)/14*($AN$288-7)+$X$47","v":0},{"$f":"($X$47-0.82*$X$47)/14*($AO$288-7)+$X$47","v":0},{"$f":"($X$47-0.82*$X$47)/14*($AP$288-7)+$X$47","v":0},{"$f":"($X$47-0.82*$X$47)/14*($AQ$288-7)+$X$47","v":0},{"$f":"($X$47-0.82*$X$47)/14*($AR$288-7)+$X$47","v":0},{"$f":"($X$47-0.82*$X$47)/14*($AS$288-7)+$X$47","v":0},"消費電力","Pw"]
[null,null,"暖房COP",{"$f":"($D408/1.12)/($D409/1.06)","v":{"$error":"#DIV/0!"}},{"$f":"($E408/1.12)/($E409/1.06)","v":{"$error":"#DIV/0!"}},{"$f":"($F408/1.12)/($F409/1.06)","v":{"$error":"#DIV/0!"}},{"$f":"($G408/1.12)/($G409/1.06)","v":{"$error":"#DIV/0!"}},{"$f":"($H408/1.12)/($H409/1.06)","v":{"$error":"#DIV/0!"}},{"$f":"($I408/1.12)/($I409/1.06)","v":{"$error":"#DIV/0!"}},{"$f":"($J408/1.12)/($J409/1.06)","v":{"$error":"#DIV/0!"}},{"$f":"($K408/1.12)/($K409/1.06)","v":{"$error":"#DIV/0!"}},{"$f":"($L408/1.12)/($L409/1.06)","v":{"$error":"#DIV/0!"}},{"$f":"($M408/1.12)/($M409/1.06)","v":{"$error":"#DIV/0!"}},{"$f":"($N408/1.12)/($N409/1.06)","v":{"$error":"#DIV/0!"}},{"$f":"($O408/1.12)/($O409/1.06)","v":{"$error":"#DIV/0!"}},{"$f":"$P408/$P409","v":{"$error":"#DIV/0!"}},{"$f":"$Q408/$Q409","v":{"$error":"#DIV/0!"}},{"$f":"$R408/$R409","v":{"$error":"#DIV/0!"}},{"$f":"$S408/$S409","v":{"$error":"#DIV/0!"}},{"$f":"$T408/$T409","v":{"$error":"#DIV/0!"}},{"$f":"$U408/$U409","v":{"$error":"#DIV/0!"}},{"$f":"$V408/$V409","v":{"$error":"#DIV/0!"}},{"$f":"$W408/$W409","v":{"$error":"#DIV/0!"}},{"$f":"$X408/$X409","v":{"$error":"#DIV/0!"}},{"$f":"$Y408/$Y409","v":{"$error":"#DIV/0!"}},{"$f":"$Z408/$Z409","v":{"$error":"#DIV/0!"}},{"$f":"$AA408/$AA409","v":{"$error":"#DIV/0!"}},{"$f":"$AB408/$AB409","v":{"$error":"#DIV/0!"}},{"$f":"$AC408/$AC409","v":{"$error":"#DIV/0!"}},{"$f":"$AD408/$AD409","v":{"$error":"#DIV/0!"}},{"$f":"$AE408/$AE409","v":{"$error":"#DIV/0!"}},{"$f":"$AF408/$AF409","v":{"$error":"#DIV/0!"}},{"$f":"$AG408/$AG409","v":{"$error":"#DIV/0!"}},{"$f":"$AH408/$AH409","v":{"$error":"#DIV/0!"}},{"$f":"$AI408/$AI409","v":{"$error":"#DIV/0!"}},{"$f":"$AJ408/$AJ409","v":{"$error":"#DIV/0!"}},{"$f":"$AK408/$AK409","v":{"$error":"#DIV/0!"}},{"$f":"$AL408/$AL409","v":{"$error":"#DIV/0!"}},{"$f":"$AM408/$AM409","v":{"$error":"#DIV/0!"}},{"$f":"$AN408/$AN409","v":{"$error":"#DIV/0!"}},{"$f":"$AO408/$AO409","v":{"$error":"#DIV/0!"}},{"$f":"$AP408/$AP409","v":{"$error":"#DIV/0!"}},{"$f":"$AQ408/$AQ409","v":{"$error":"#DIV/0!"}},{"$f":"$AR408/$AR409","v":{"$error":"#DIV/0!"}},{"$f":"$AS408/$AS409","v":{"$error":"#DIV/0!"}},"暖房COP","σw"]
[null,null,"暖房COP比",{"$f":"$D410/$Q410","v":{"$error":"#DIV/0!"}},{"$f":"$E410/$Q410","v":{"$error":"#DIV/0!"}},{"$f":"$F410/$Q410","v":{"$error":"#DIV/0!"}},{"$f":"$G410/$Q410","v":{"$error":"#DIV/0!"}},{"$f":"$H410/$Q410","v":{"$error":"#DIV/0!"}},{"$f":"$I410/$Q410","v":{"$error":"#DIV/0!"}},{"$f":"$J410/$Q410","v":{"$error":"#DIV/0!"}},{"$f":"$K410/$Q410","v":{"$error":"#DIV/0!"}},{"$f":"$L410/$Q410","v":{"$error":"#DIV/0!"}},{"$f":"$M410/$Q410","v":{"$error":"#DIV/0!"}},{"$f":"$N410/$Q410","v":{"$error":"#DIV/0!"}},{"$f":"$O410/$Q410","v":{"$error":"#DIV/0!"}},{"$f":"$P410/$Q410","v":{"$error":"#DIV/0!"}},{"$f":"$Q410/$Q410","v":{"$error":"#DIV/0!"}},{"$f":"$R410/$Q410","v":{"$error":"#DIV/0!"}},{"$f":"$S410/$Q410","v":{"$error":"#DIV/0!"}},{"$f":"$T410/$Q410","v":{"$error":"#DIV/0!"}},{"$f":"$U410/$Q410","v":{"$error":"#DIV/0!"}},{"$f":"$V410/$Q410","v":{"$error":"#DIV/0!"}},{"$f":"$W410/$Q410","v":{"$error":"#DIV/0!"}},{"$f":"$X410/$Q410","v":{"$error":"#DIV/0!"}},{"$f":"$Y410/$Q410","v":{"$error":"#DIV/0!"}},{"$f":"$Z410/$Q410","v":{"$error":"#DIV/0!"}},{"$f":"$AA410/$Q410","v":{"$error":"#DIV/0!"}},{"$f":"$AB410/$Q410","v":{"$error":"#DIV/0!"}},{"$f":"$AC410/$Q410","v":{"$error":"#DIV/0!"}},{"$f":"$AD410/$Q410","v":{"$error":"#DIV/0!"}},{"$f":"$AE410/$Q410","v":{"$error":"#DIV/0!"}},{"$f":"$AF410/$Q410","v":{"$error":"#DIV/0!"}},{"$f":"$AG410/$Q410","v":{"$error":"#DIV/0!"}},{"$f":"$AH410/$Q410","v":{"$error":"#DIV/0!"}},{"$f":"$AI410/$Q410","v":{"$error":"#DIV/0!"}},{"$f":"$AJ410/$Q410","v":{"$error":"#DIV/0!"}},{"$f":"$AK410/$Q410","v":{"$error":"#DIV/0!"}},{"$f":"$AL410/$Q410","v":{"$error":"#DIV/0!"}},{"$f":"$AM410/$Q410","v":{"$error":"#DIV/0!"}},{"$f":"$AN410/$Q410","v":{"$error":"#DIV/0!"}},{"$f":"$AO410/$Q410","v":{"$error":"#DIV/0!"}},{"$f":"$AP410/$Q410","v":{"$error":"#DIV/0!"}},{"$f":"$AQ410/$Q410","v":{"$error":"#DIV/0!"}},{"$f":"$AR410/$Q410","v":{"$error":"#DIV/0!"}},{"$f":"$AS410/$Q410","v":{"$error":"#DIV/0!"}},"暖房COP比","βw"]
[null,null,"Σ",{"$f":"$D$301*$D407","v":{"$error":"#DIV/0!"}},{"$f":"$E$301*$E407","v":{"$error":"#DIV/0!"}},{"$f":"$F$301*$F407","v":{"$error":"#DIV/0!"}},{"$f":"$G$301*$G407","v":{"$error":"#DIV/0!"}},{"$f":"$H$301*$H407","v":{"$error":"#DIV/0!"}},{"$f":"$I$301*$I407","v":{"$error":"#DIV/0!"}},{"$f":"$J$301*$J407","v":{"$error":"#DIV/0!"}},{"$f":"$K$301*$K407","v":{"$error":"#DIV/0!"}},{"$f":"$L$301*$L407","v":{"$error":"#DIV/0!"}},{"$f":"$M$301*$M407","v":{"$error":"#DIV/0!"}},{"$f":"$N$301*$N407","v":{"$error":"#DIV/0!"}},{"$f":"$O$301*$O407","v":{"$error":"#DIV/0!"}},{"$f":"$P$301*$P407","v":{"$error":"#DIV/0!"}},{"$f":"$Q$301*$Q407","v":{"$error":"#DIV/0!"}},{"$f":"$R$301*$R407","v":{"$error":"#DIV/0!"}},{"$f":"$S$301*$S407","v":{"$error":"#DIV/0!"}},{"$f":"$T$301*$T407","v":{"$error":"#DIV/0!"}},{"$f":"$U$301*$U407","v":{"$error":"#DIV/0!"}},{"$f":"$V$301*$V407","v":{"$error":"#DIV/0!"}},{"$f":"$W$301*$W407","v":{"$error":"#DIV/0!"}},{"$f":"$X$301*$X407","v":{"$error":"#DIV/0!"}},{"$f":"$Y$301*$Y407","v":{"$error":"#DIV/0!"}},{"$f":"$Z$301*$Z407","v":{"$error":"#DIV/0!"}},{"$f":"$AA$301*$AA407","v":{"$error":"#DIV/0!"}},{"$f":"$AB$301*$AB407","v":{"$error":"#DIV/0!"}},{"$f":"$AC$301*$AC407","v":{"$error":"#DIV/0!"}},{"$f":"$AD$301*$AD407","v":{"$error":"#DIV/0!"}},{"$f":"$AE$301*$AE407","v":{"$error":"#DIV/0!"}},{"$f":"$AF$301*$AF407","v":{"$error":"#DIV/0!"}},{"$f":"$AG$301*$AG407","v":{"$error":"#DIV/0!"}},{"$f":"$AH$301*$AH407","v":{"$error":"#DIV/0!"}},{"$f":"$AI$301*$AI407","v":{"$error":"#DIV/0!"}},{"$f":"$AJ$301*$AJ407","v":{"$error":"#DIV/0!"}},{"$f":"$AK$301*$AK407","v":{"$error":"#DIV/0!"}},{"$f":"$AL$301*$AL407","v":{"$error":"#DIV/0!"}},{"$f":"$AM$301*$AM407","v":{"$error":"#DIV/0!"}},{"$f":"$AN$301*$AN407","v":{"$error":"#DIV/0!"}},{"$f":"$AO$301*$AO407","v":{"$error":"#DIV/0!"}},{"$f":"$AP$301*$AP407","v":{"$error":"#DIV/0!"}},{"$f":"$AQ$301*$AQ407","v":{"$error":"#DIV/0!"}},{"$f":"$AR$301*$AR407","v":{"$error":"#DIV/0!"}},{"$f":"$AS$301*$AS407","v":{"$error":"#DIV/0!"}},{"$f":"SUM($D412:$AS412)","v":{"$error":"#DIV/0!"}},"Σ"]
[null,"後9","暖房時消費電力比",{"$f":"$D$302/$D417","v":{"$error":"#DIV/0!"}},{"$f":"$E$302/$E417","v":{"$error":"#DIV/0!"}},{"$f":"$F$302/$F417","v":{"$error":"#DIV/0!"}},{"$f":"$G$302/$G417","v":{"$error":"#DIV/0!"}},{"$f":"$H$302/$H417","v":{"$error":"#DIV/0!"}},{"$f":"$I$302/$I417","v":{"$error":"#DIV/0!"}},{"$f":"$J$302/$J417","v":{"$error":"#DIV/0!"}},{"$f":"$K$302/$K417","v":{"$error":"#DIV/0!"}},{"$f":"$L$302/$L417","v":{"$error":"#DIV/0!"}},{"$f":"$M$302/$M417","v":{"$error":"#DIV/0!"}},{"$f":"$N$302/$N417","v":{"$error":"#DIV/0!"}},{"$f":"$O$302/$O417","v":{"$error":"#DIV/0!"}},{"$f":"$P$302/$P417","v":{"$error":"#DIV/0!"}},{"$f":"$Q$302/$Q417","v":{"$error":"#DIV/0!"}},{"$f":"$R$302/$R417","v":{"$error":"#DIV/0!"}},{"$f":"$S$302/$S417","v":{"$error":"#DIV/0!"}},{"$f":"$T$302/$T417","v":{"$error":"#DIV/0!"}},{"$f":"$U$302/$U417","v":{"$error":"#DIV/0!"}},{"$f":"$V$302/$V417","v":{"$error":"#DIV/0!"}},{"$f":"$W$302/$W417","v":{"$error":"#DIV/0!"}},{"$f":"$X$302/$X417","v":{"$error":"#DIV/0!"}},{"$f":"$Y$302/$Y417","v":{"$error":"#DIV/0!"}},{"$f":"$Z$302/$Z417","v":{"$error":"#DIV/0!"}},{"$f":"$AA$302/$AA417","v":{"$error":"#DIV/0!"}},{"$f":"$AB$302/$AB417","v":{"$error":"#DIV/0!"}},{"$f":"$AC$302/$AC417","v":{"$error":"#DIV/0!"}},{"$f":"$AD$302/$AD417","v":{"$error":"#DIV/0!"}},{"$f":"$AE$302/$AE417","v":{"$error":"#DIV/0!"}},{"$f":"$AF$302/$AF417","v":{"$error":"#DIV/0!"}},{"$f":"$AG$302/$AG417","v":{"$error":"#DIV/0!"}},{"$f":"$AH$302/$AH417","v":{"$error":"#DIV/0!"}},{"$f":"$AI$302/$AI417","v":{"$error":"#DIV/0!"}},{"$f":"$AJ$302/$AJ417","v":{"$error":"#DIV/0!"}},{"$f":"$AK$302/$AK417","v":{"$error":"#DIV/0!"}},{"$f":"$AL$302/$AL417","v":{"$error":"#DIV/0!"}},{"$f":"$AM$302/$AM417","v":{"$error":"#DIV/0!"}},{"$f":"$AN$302/$AN417","v":{"$error":"#DIV/0!"}},{"$f":"$AO$302/$AO417","v":{"$error":"#DIV/0!"}},{"$f":"$AP$302/$AP417","v":{"$error":"#DIV/0!"}},{"$f":"$AQ$302/$AQ417","v":{"$error":"#DIV/0!"}},{"$f":"$AR$302/$AR417","v":{"$error":"#DIV/0!"}},{"$f":"$AS$302/$AS417","v":{"$error":"#DIV/0!"}},"暖房時消費電力比","εw"]
[null,null,"暖房能力",{"$f":"($Y$46-0.64*$Y$46)/14*($D$288-7)+$Y$46","v":0},{"$f":"($Y$46-0.64*$Y$46)/14*($E$288-7)+$Y$46","v":0},{"$f":"($Y$46-0.64*$Y$46)/14*($F$288-7)+$Y$46","v":0},{"$f":"($Y$46-0.64*$Y$46)/14*($G$288-7)+$Y$46","v":0},{"$f":"($Y$46-0.64*$Y$46)/14*($H$288-7)+$Y$46","v":0},{"$f":"($Y$46-0.64*$Y$46)/14*($I$288-7)+$Y$46","v":0},{"$f":"($Y$46-0.64*$Y$46)/14*($J$288-7)+$Y$46","v":0},{"$f":"($Y$46-0.64*$Y$46)/14*($K$288-7)+$Y$46","v":0},{"$f":"($Y$46-0.64*$Y$46)/14*($L$288-7)+$Y$46","v":0},{"$f":"($Y$46-0.64*$Y$46)/14*($M$288-7)+$Y$46","v":0},{"$f":"($Y$46-0.64*$Y$46)/14*($N$288-7)+$Y$46","v":0},{"$f":"($Y$46-0.64*$Y$46)/14*($O$288-7)+$Y$46","v":0},{"$f":"($Y$46-0.64*$Y$46)/14*($P$288-7)+$Y$46","v":0},{"$f":"($Y$46-0.64*$Y$46)/14*($Q$288-7)+$Y$46","v":0},{"$f":"($Y$46-0.64*$Y$46)/14*($R$288-7)+$Y$46","v":0},{"$f":"($Y$46-0.64*$Y$46)/14*($S$288-7)+$Y$46","v":0},{"$f":"($Y$46-0.64*$Y$46)/14*($T$288-7)+$Y$46","v":0},{"$f":"($Y$46-0.64*$Y$46)/14*($U$288-7)+$Y$46","v":0},{"$f":"($Y$46-0.64*$Y$46)/14*($V$288-7)+$Y$46","v":0},{"$f":"($Y$46-0.64*$Y$46)/14*($W$288-7)+$Y$46","v":0},{"$f":"($Y$46-0.64*$Y$46)/14*($X$288-7)+$Y$46","v":0},{"$f":"($Y$46-0.64*$Y$46)/14*($Y$288-7)+$Y$46","v":0},{"$f":"($Y$46-0.64*$Y$46)/14*($Z$288-7)+$Y$46","v":0},{"$f":"($Y$46-0.64*$Y$46)/14*($AA$288-7)+$Y$46","v":0},{"$f":"($Y$46-0.64*$Y$46)/14*($AB$288-7)+$Y$46","v":0},{"$f":"($Y$46-0.64*$Y$46)/14*($AC$288-7)+$Y$46","v":0},{"$f":"($Y$46-0.64*$Y$46)/14*($AD$288-7)+$Y$46","v":0},{"$f":"($Y$46-0.64*$Y$46)/14*($AE$288-7)+$Y$46","v":0},{"$f":"($Y$46-0.64*$Y$46)/14*($AF$288-7)+$Y$46","v":0},{"$f":"($Y$46-0.64*$Y$46)/14*($AG$288-7)+$Y$46","v":0},{"$f":"($Y$46-0.64*$Y$46)/14*($AH$288-7)+$Y$46","v":0},{"$f":"($Y$46-0.64*$Y$46)/14*($AI$288-7)+$Y$46","v":0},{"$f":"($Y$46-0.64*$Y$46)/14*($AJ$288-7)+$Y$46","v":0},{"$f":"($Y$46-0.64*$Y$46)/14*($AK$288-7)+$Y$46","v":0},{"$f":"($Y$46-0.64*$Y$46)/14*($AL$288-7)+$Y$46","v":0},{"$f":"($Y$46-0.64*$Y$46)/14*($AM$288-7)+$Y$46","v":0},{"$f":"($Y$46-0.64*$Y$46)/14*($AN$288-7)+$Y$46","v":0},{"$f":"($Y$46-0.64*$Y$46)/14*($AO$288-7)+$Y$46","v":0},{"$f":"($Y$46-0.64*$Y$46)/14*($AP$288-7)+$Y$46","v":0},{"$f":"($Y$46-0.64*$Y$46)/14*($AQ$288-7)+$Y$46","v":0},{"$f":"($Y$46-0.64*$Y$46)/14*($AR$288-7)+$Y$46","v":0},{"$f":"($Y$46-0.64*$Y$46)/14*($AS$288-7)+$Y$46","v":0},"暖房能力","Φw"]
[null,null,"暖房消費電力",{"$f":"($Y$47-0.82*$Y$47)/14*($D$288-7)+$Y$47","v":0},{"$f":"($Y$47-0.82*$Y$47)/14*($E$288-7)+$Y$47","v":0},{"$f":"($Y$47-0.82*$Y$47)/14*($F$288-7)+$Y$47","v":0},{"$f":"($Y$47-0.82*$Y$47)/14*($G$288-7)+$Y$47","v":0},{"$f":"($Y$47-0.82*$Y$47)/14*($H$288-7)+$Y$47","v":0},{"$f":"($Y$47-0.82*$Y$47)/14*($I$288-7)+$Y$47","v":0},{"$f":"($Y$47-0.82*$Y$47)/14*($J$288-7)+$Y$47","v":0},{"$f":"($Y$47-0.82*$Y$47)/14*($K$288-7)+$Y$47","v":0},{"$f":"($Y$47-0.82*$Y$47)/14*($L$288-7)+$Y$47","v":0},{"$f":"($Y$47-0.82*$Y$47)/14*($M$288-7)+$Y$47","v":0},{"$f":"($Y$47-0.82*$Y$47)/14*($N$288-7)+$Y$47","v":0},{"$f":"($Y$47-0.82*$Y$47)/14*($O$288-7)+$Y$47","v":0},{"$f":"($Y$47-0.82*$Y$47)/14*($P$288-7)+$Y$47","v":0},{"$f":"($Y$47-0.82*$Y$47)/14*($Q$288-7)+$Y$47","v":0},{"$f":"($Y$47-0.82*$Y$47)/14*($R$288-7)+$Y$47","v":0},{"$f":"($Y$47-0.82*$Y$47)/14*($S$288-7)+$Y$47","v":0},{"$f":"($Y$47-0.82*$Y$47)/14*($T$288-7)+$Y$47","v":0},{"$f":"($Y$47-0.82*$Y$47)/14*($U$288-7)+$Y$47","v":0},{"$f":"($Y$47-0.82*$Y$47)/14*($V$288-7)+$Y$47","v":0},{"$f":"($Y$47-0.82*$Y$47)/14*($W$288-7)+$Y$47","v":0},{"$f":"($Y$47-0.82*$Y$47)/14*($X$288-7)+$Y$47","v":0},{"$f":"($Y$47-0.82*$Y$47)/14*($Y$288-7)+$Y$47","v":0},{"$f":"($Y$47-0.82*$Y$47)/14*($Z$288-7)+$Y$47","v":0},{"$f":"($Y$47-0.82*$Y$47)/14*($AA$288-7)+$Y$47","v":0},{"$f":"($Y$47-0.82*$Y$47)/14*($AB$288-7)+$Y$47","v":0},{"$f":"($Y$47-0.82*$Y$47)/14*($AC$288-7)+$Y$47","v":0},{"$f":"($Y$47-0.82*$Y$47)/14*($AD$288-7)+$Y$47","v":0},{"$f":"($Y$47-0.82*$Y$47)/14*($AE$288-7)+$Y$47","v":0},{"$f":"($Y$47-0.82*$Y$47)/14*($AF$288-7)+$Y$47","v":0},{"$f":"($Y$47-0.82*$Y$47)/14*($AG$288-7)+$Y$47","v":0},{"$f":"($Y$47-0.82*$Y$47)/14*($AH$288-7)+$Y$47","v":0},{"$f":"($Y$47-0.82*$Y$47)/14*($AI$288-7)+$Y$47","v":0},{"$f":"($Y$47-0.82*$Y$47)/14*($AJ$288-7)+$Y$47","v":0},{"$f":"($Y$47-0.82*$Y$47)/14*($AK$288-7)+$Y$47","v":0},{"$f":"($Y$47-0.82*$Y$47)/14*($AL$288-7)+$Y$47","v":0},{"$f":"($Y$47-0.82*$Y$47)/14*($AM$288-7)+$Y$47","v":0},{"$f":"($Y$47-0.82*$Y$47)/14*($AN$288-7)+$Y$47","v":0},{"$f":"($Y$47-0.82*$Y$47)/14*($AO$288-7)+$Y$47","v":0},{"$f":"($Y$47-0.82*$Y$47)/14*($AP$288-7)+$Y$47","v":0},{"$f":"($Y$47-0.82*$Y$47)/14*($AQ$288-7)+$Y$47","v":0},{"$f":"($Y$47-0.82*$Y$47)/14*($AR$288-7)+$Y$47","v":0},{"$f":"($Y$47-0.82*$Y$47)/14*($AS$288-7)+$Y$47","v":0},"消費電力","Pw"]
[null,null,"暖房COP",{"$f":"($D414/1.12)/($D415/1.06)","v":{"$error":"#DIV/0!"}},{"$f":"($E414/1.12)/($E415/1.06)","v":{"$error":"#DIV/0!"}},{"$f":"($F414/1.12)/($F415/1.06)","v":{"$error":"#DIV/0!"}},{"$f":"($G414/1.12)/($G415/1.06)","v":{"$error":"#DIV/0!"}},{"$f":"($H414/1.12)/($H415/1.06)","v":{"$error":"#DIV/0!"}},{"$f":"($I414/1.12)/($I415/1.06)","v":{"$error":"#DIV/0!"}},{"$f":"($J414/1.12)/($J415/1.06)","v":{"$error":"#DIV/0!"}},{"$f":"($K414/1.12)/($K415/1.06)","v":{"$error":"#DIV/0!"}},{"$f":"($L414/1.12)/($L415/1.06)","v":{"$error":"#DIV/0!"}},{"$f":"($M414/1.12)/($M415/1.06)","v":{"$error":"#DIV/0!"}},{"$f":"($N414/1.12)/($N415/1.06)","v":{"$error":"#DIV/0!"}},{"$f":"($O414/1.12)/($O415/1.06)","v":{"$error":"#DIV/0!"}},{"$f":"$P414/$P415","v":{"$error":"#DIV/0!"}},{"$f":"$Q414/$Q415","v":{"$error":"#DIV/0!"}},{"$f":"$R414/$R415","v":{"$error":"#DIV/0!"}},{"$f":"$S414/$S415","v":{"$error":"#DIV/0!"}},{"$f":"$T414/$T415","v":{"$error":"#DIV/0!"}},{"$f":"$U414/$U415","v":{"$error":"#DIV/0!"}},{"$f":"$V414/$V415","v":{"$error":"#DIV/0!"}},{"$f":"$W414/$W415","v":{"$error":"#DIV/0!"}},{"$f":"$X414/$X415","v":{"$error":"#DIV/0!"}},{"$f":"$Y414/$Y415","v":{"$error":"#DIV/0!"}},{"$f":"$Z414/$Z415","v":{"$error":"#DIV/0!"}},{"$f":"$AA414/$AA415","v":{"$error":"#DIV/0!"}},{"$f":"$AB414/$AB415","v":{"$error":"#DIV/0!"}},{"$f":"$AC414/$AC415","v":{"$error":"#DIV/0!"}},{"$f":"$AD414/$AD415","v":{"$error":"#DIV/0!"}},{"$f":"$AE414/$AE415","v":{"$error":"#DIV/0!"}},{"$f":"$AF414/$AF415","v":{"$error":"#DIV/0!"}},{"$f":"$AG414/$AG415","v":{"$error":"#DIV/0!"}},{"$f":"$AH414/$AH415","v":{"$error":"#DIV/0!"}},{"$f":"$AI414/$AI415","v":{"$error":"#DIV/0!"}},{"$f":"$AJ414/$AJ415","v":{"$error":"#DIV/0!"}},{"$f":"$AK414/$AK415","v":{"$error":"#DIV/0!"}},{"$f":"$AL414/$AL415","v":{"$error":"#DIV/0!"}},{"$f":"$AM414/$AM415","v":{"$error":"#DIV/0!"}},{"$f":"$AN414/$AN415","v":{"$error":"#DIV/0!"}},{"$f":"$AO414/$AO415","v":{"$error":"#DIV/0!"}},{"$f":"$AP414/$AP415","v":{"$error":"#DIV/0!"}},{"$f":"$AQ414/$AQ415","v":{"$error":"#DIV/0!"}},{"$f":"$AR414/$AR415","v":{"$error":"#DIV/0!"}},{"$f":"$AS414/$AS415","v":{"$error":"#DIV/0!"}},"暖房COP","σw"]
[null,null,"暖房COP比",{"$f":"$D416/$Q416","v":{"$error":"#DIV/0!"}},{"$f":"$E416/$Q416","v":{"$error":"#DIV/0!"}},{"$f":"$F416/$Q416","v":{"$error":"#DIV/0!"}},{"$f":"$G416/$Q416","v":{"$error":"#DIV/0!"}},{"$f":"$H416/$Q416","v":{"$error":"#DIV/0!"}},{"$f":"$I416/$Q416","v":{"$error":"#DIV/0!"}},{"$f":"$J416/$Q416","v":{"$error":"#DIV/0!"}},{"$f":"$K416/$Q416","v":{"$error":"#DIV/0!"}},{"$f":"$L416/$Q416","v":{"$error":"#DIV/0!"}},{"$f":"$M416/$Q416","v":{"$error":"#DIV/0!"}},{"$f":"$N416/$Q416","v":{"$error":"#DIV/0!"}},{"$f":"$O416/$Q416","v":{"$error":"#DIV/0!"}},{"$f":"$P416/$Q416","v":{"$error":"#DIV/0!"}},{"$f":"$Q416/$Q416","v":{"$error":"#DIV/0!"}},{"$f":"$R416/$Q416","v":{"$error":"#DIV/0!"}},{"$f":"$S416/$Q416","v":{"$error":"#DIV/0!"}},{"$f":"$T416/$Q416","v":{"$error":"#DIV/0!"}},{"$f":"$U416/$Q416","v":{"$error":"#DIV/0!"}},{"$f":"$V416/$Q416","v":{"$error":"#DIV/0!"}},{"$f":"$W416/$Q416","v":{"$error":"#DIV/0!"}},{"$f":"$X416/$Q416","v":{"$error":"#DIV/0!"}},{"$f":"$Y416/$Q416","v":{"$error":"#DIV/0!"}},{"$f":"$Z416/$Q416","v":{"$error":"#DIV/0!"}},{"$f":"$AA416/$Q416","v":{"$error":"#DIV/0!"}},{"$f":"$AB416/$Q416","v":{"$error":"#DIV/0!"}},{"$f":"$AC416/$Q416","v":{"$error":"#DIV/0!"}},{"$f":"$AD416/$Q416","v":{"$error":"#DIV/0!"}},{"$f":"$AE416/$Q416","v":{"$error":"#DIV/0!"}},{"$f":"$AF416/$Q416","v":{"$error":"#DIV/0!"}},{"$f":"$AG416/$Q416","v":{"$error":"#DIV/0!"}},{"$f":"$AH416/$Q416","v":{"$error":"#DIV/0!"}},{"$f":"$AI416/$Q416","v":{"$error":"#DIV/0!"}},{"$f":"$AJ416/$Q416","v":{"$error":"#DIV/0!"}},{"$f":"$AK416/$Q416","v":{"$error":"#DIV/0!"}},{"$f":"$AL416/$Q416","v":{"$error":"#DIV/0!"}},{"$f":"$AM416/$Q416","v":{"$error":"#DIV/0!"}},{"$f":"$AN416/$Q416","v":{"$error":"#DIV/0!"}},{"$f":"$AO416/$Q416","v":{"$error":"#DIV/0!"}},{"$f":"$AP416/$Q416","v":{"$error":"#DIV/0!"}},{"$f":"$AQ416/$Q416","v":{"$error":"#DIV/0!"}},{"$f":"$AR416/$Q416","v":{"$error":"#DIV/0!"}},{"$f":"$AS416/$Q416","v":{"$error":"#DIV/0!"}},"暖房COP比","βw"]
[null,null,"Σ",{"$f":"$D$301*$D413","v":{"$error":"#DIV/0!"}},{"$f":"$E$301*$E413","v":{"$error":"#DIV/0!"}},{"$f":"$F$301*$F413","v":{"$error":"#DIV/0!"}},{"$f":"$G$301*$G413","v":{"$error":"#DIV/0!"}},{"$f":"$H$301*$H413","v":{"$error":"#DIV/0!"}},{"$f":"$I$301*$I413","v":{"$error":"#DIV/0!"}},{"$f":"$J$301*$J413","v":{"$error":"#DIV/0!"}},{"$f":"$K$301*$K413","v":{"$error":"#DIV/0!"}},{"$f":"$L$301*$L413","v":{"$error":"#DIV/0!"}},{"$f":"$M$301*$M413","v":{"$error":"#DIV/0!"}},{"$f":"$N$301*$N413","v":{"$error":"#DIV/0!"}},{"$f":"$O$301*$O413","v":{"$error":"#DIV/0!"}},{"$f":"$P$301*$P413","v":{"$error":"#DIV/0!"}},{"$f":"$Q$301*$Q413","v":{"$error":"#DIV/0!"}},{"$f":"$R$301*$R413","v":{"$error":"#DIV/0!"}},{"$f":"$S$301*$S413","v":{"$error":"#DIV/0!"}},{"$f":"$T$301*$T413","v":{"$error":"#DIV/0!"}},{"$f":"$U$301*$U413","v":{"$error":"#DIV/0!"}},{"$f":"$V$301*$V413","v":{"$error":"#DIV/0!"}},{"$f":"$W$301*$W413","v":{"$error":"#DIV/0!"}},{"$f":"$X$301*$X413","v":{"$error":"#DIV/0!"}},{"$f":"$Y$301*$Y413","v":{"$error":"#DIV/0!"}},{"$f":"$Z$301*$Z413","v":{"$error":"#DIV/0!"}},{"$f":"$AA$301*$AA413","v":{"$error":"#DIV/0!"}},{"$f":"$AB$301*$AB413","v":{"$error":"#DIV/0!"}},{"$f":"$AC$301*$AC413","v":{"$error":"#DIV/0!"}},{"$f":"$AD$301*$AD413","v":{"$error":"#DIV/0!"}},{"$f":"$AE$301*$AE413","v":{"$error":"#DIV/0!"}},{"$f":"$AF$301*$AF413","v":{"$error":"#DIV/0!"}},{"$f":"$AG$301*$AG413","v":{"$error":"#DIV/0!"}},{"$f":"$AH$301*$AH413","v":{"$error":"#DIV/0!"}},{"$f":"$AI$301*$AI413","v":{"$error":"#DIV/0!"}},{"$f":"$AJ$301*$AJ413","v":{"$error":"#DIV/0!"}},{"$f":"$AK$301*$AK413","v":{"$error":"#DIV/0!"}},{"$f":"$AL$301*$AL413","v":{"$error":"#DIV/0!"}},{"$f":"$AM$301*$AM413","v":{"$error":"#DIV/0!"}},{"$f":"$AN$301*$AN413","v":{"$error":"#DIV/0!"}},{"$f":"$AO$301*$AO413","v":{"$error":"#DIV/0!"}},{"$f":"$AP$301*$AP413","v":{"$error":"#DIV/0!"}},{"$f":"$AQ$301*$AQ413","v":{"$error":"#DIV/0!"}},{"$f":"$AR$301*$AR413","v":{"$error":"#DIV/0!"}},{"$f":"$AS$301*$AS413","v":{"$error":"#DIV/0!"}},{"$f":"SUM($D418:$AS418)","v":{"$error":"#DIV/0!"}},"Σ"]
[null,"後10","暖房時消費電力比",{"$f":"$D$302/$D423","v":{"$error":"#DIV/0!"}},{"$f":"$E$302/$E423","v":{"$error":"#DIV/0!"}},{"$f":"$F$302/$F423","v":{"$error":"#DIV/0!"}},{"$f":"$G$302/$G423","v":{"$error":"#DIV/0!"}},{"$f":"$H$302/$H423","v":{"$error":"#DIV/0!"}},{"$f":"$I$302/$I423","v":{"$error":"#DIV/0!"}},{"$f":"$J$302/$J423","v":{"$error":"#DIV/0!"}},{"$f":"$K$302/$K423","v":{"$error":"#DIV/0!"}},{"$f":"$L$302/$L423","v":{"$error":"#DIV/0!"}},{"$f":"$M$302/$M423","v":{"$error":"#DIV/0!"}},{"$f":"$N$302/$N423","v":{"$error":"#DIV/0!"}},{"$f":"$O$302/$O423","v":{"$error":"#DIV/0!"}},{"$f":"$P$302/$P423","v":{"$error":"#DIV/0!"}},{"$f":"$Q$302/$Q423","v":{"$error":"#DIV/0!"}},{"$f":"$R$302/$R423","v":{"$error":"#DIV/0!"}},{"$f":"$S$302/$S423","v":{"$error":"#DIV/0!"}},{"$f":"$T$302/$T423","v":{"$error":"#DIV/0!"}},{"$f":"$U$302/$U423","v":{"$error":"#DIV/0!"}},{"$f":"$V$302/$V423","v":{"$error":"#DIV/0!"}},{"$f":"$W$302/$W423","v":{"$error":"#DIV/0!"}},{"$f":"$X$302/$X423","v":{"$error":"#DIV/0!"}},{"$f":"$Y$302/$Y423","v":{"$error":"#DIV/0!"}},{"$f":"$Z$302/$Z423","v":{"$error":"#DIV/0!"}},{"$f":"$AA$302/$AA423","v":{"$error":"#DIV/0!"}},{"$f":"$AB$302/$AB423","v":{"$error":"#DIV/0!"}},{"$f":"$AC$302/$AC423","v":{"$error":"#DIV/0!"}},{"$f":"$AD$302/$AD423","v":{"$error":"#DIV/0!"}},{"$f":"$AE$302/$AE423","v":{"$error":"#DIV/0!"}},{"$f":"$AF$302/$AF423","v":{"$error":"#DIV/0!"}},{"$f":"$AG$302/$AG423","v":{"$error":"#DIV/0!"}},{"$f":"$AH$302/$AH423","v":{"$error":"#DIV/0!"}},{"$f":"$AI$302/$AI423","v":{"$error":"#DIV/0!"}},{"$f":"$AJ$302/$AJ423","v":{"$error":"#DIV/0!"}},{"$f":"$AK$302/$AK423","v":{"$error":"#DIV/0!"}},{"$f":"$AL$302/$AL423","v":{"$error":"#DIV/0!"}},{"$f":"$AM$302/$AM423","v":{"$error":"#DIV/0!"}},{"$f":"$AN$302/$AN423","v":{"$error":"#DIV/0!"}},{"$f":"$AO$302/$AO423","v":{"$error":"#DIV/0!"}},{"$f":"$AP$302/$AP423","v":{"$error":"#DIV/0!"}},{"$f":"$AQ$302/$AQ423","v":{"$error":"#DIV/0!"}},{"$f":"$AR$302/$AR423","v":{"$error":"#DIV/0!"}},{"$f":"$AS$302/$AS423","v":{"$error":"#DIV/0!"}},"暖房時消費電力比","εw"]
[null,null,"暖房能力",{"$f":"($Z$46-0.64*$Z$46)/14*($D$288-7)+$Z$46","v":0},{"$f":"($Z$46-0.64*$Z$46)/14*($E$288-7)+$Z$46","v":0},{"$f":"($Z$46-0.64*$Z$46)/14*($F$288-7)+$Z$46","v":0},{"$f":"($Z$46-0.64*$Z$46)/14*($G$288-7)+$Z$46","v":0},{"$f":"($Z$46-0.64*$Z$46)/14*($H$288-7)+$Z$46","v":0},{"$f":"($Z$46-0.64*$Z$46)/14*($I$288-7)+$Z$46","v":0},{"$f":"($Z$46-0.64*$Z$46)/14*($J$288-7)+$Z$46","v":0},{"$f":"($Z$46-0.64*$Z$46)/14*($K$288-7)+$Z$46","v":0},{"$f":"($Z$46-0.64*$Z$46)/14*($L$288-7)+$Z$46","v":0},{"$f":"($Z$46-0.64*$Z$46)/14*($M$288-7)+$Z$46","v":0},{"$f":"($Z$46-0.64*$Z$46)/14*($N$288-7)+$Z$46","v":0},{"$f":"($Z$46-0.64*$Z$46)/14*($O$288-7)+$Z$46","v":0},{"$f":"($Z$46-0.64*$Z$46)/14*($P$288-7)+$Z$46","v":0},{"$f":"($Z$46-0.64*$Z$46)/14*($Q$288-7)+$Z$46","v":0},{"$f":"($Z$46-0.64*$Z$46)/14*($R$288-7)+$Z$46","v":0},{"$f":"($Z$46-0.64*$Z$46)/14*($S$288-7)+$Z$46","v":0},{"$f":"($Z$46-0.64*$Z$46)/14*($T$288-7)+$Z$46","v":0},{"$f":"($Z$46-0.64*$Z$46)/14*($U$288-7)+$Z$46","v":0},{"$f":"($Z$46-0.64*$Z$46)/14*($V$288-7)+$Z$46","v":0},{"$f":"($Z$46-0.64*$Z$46)/14*($W$288-7)+$Z$46","v":0},{"$f":"($Z$46-0.64*$Z$46)/14*($X$288-7)+$Z$46","v":0},{"$f":"($Z$46-0.64*$Z$46)/14*($Y$288-7)+$Z$46","v":0},{"$f":"($Z$46-0.64*$Z$46)/14*($Z$288-7)+$Z$46","v":0},{"$f":"($Z$46-0.64*$Z$46)/14*($AA$288-7)+$Z$46","v":0},{"$f":"($Z$46-0.64*$Z$46)/14*($AB$288-7)+$Z$46","v":0},{"$f":"($Z$46-0.64*$Z$46)/14*($AC$288-7)+$Z$46","v":0},{"$f":"($Z$46-0.64*$Z$46)/14*($AD$288-7)+$Z$46","v":0},{"$f":"($Z$46-0.64*$Z$46)/14*($AE$288-7)+$Z$46","v":0},{"$f":"($Z$46-0.64*$Z$46)/14*($AF$288-7)+$Z$46","v":0},{"$f":"($Z$46-0.64*$Z$46)/14*($AG$288-7)+$Z$46","v":0},{"$f":"($Z$46-0.64*$Z$46)/14*($AH$288-7)+$Z$46","v":0},{"$f":"($Z$46-0.64*$Z$46)/14*($AI$288-7)+$Z$46","v":0},{"$f":"($Z$46-0.64*$Z$46)/14*($AJ$288-7)+$Z$46","v":0},{"$f":"($Z$46-0.64*$Z$46)/14*($AK$288-7)+$Z$46","v":0},{"$f":"($Z$46-0.64*$Z$46)/14*($AL$288-7)+$Z$46","v":0},{"$f":"($Z$46-0.64*$Z$46)/14*($AM$288-7)+$Z$46","v":0},{"$f":"($Z$46-0.64*$Z$46)/14*($AN$288-7)+$Z$46","v":0},{"$f":"($Z$46-0.64*$Z$46)/14*($AO$288-7)+$Z$46","v":0},{"$f":"($Z$46-0.64*$Z$46)/14*($AP$288-7)+$Z$46","v":0},{"$f":"($Z$46-0.64*$Z$46)/14*($AQ$288-7)+$Z$46","v":0},{"$f":"($Z$46-0.64*$Z$46)/14*($AR$288-7)+$Z$46","v":0},{"$f":"($Z$46-0.64*$Z$46)/14*($AS$288-7)+$Z$46","v":0},"暖房能力","Φw"]
[null,null,"暖房消費電力",{"$f":"($Z$47-0.82*$Z$47)/14*($D$288-7)+$Z$47","v":0},{"$f":"($Z$47-0.82*$Z$47)/14*($E$288-7)+$Z$47","v":0},{"$f":"($Z$47-0.82*$Z$47)/14*($F$288-7)+$Z$47","v":0},{"$f":"($Z$47-0.82*$Z$47)/14*($G$288-7)+$Z$47","v":0},{"$f":"($Z$47-0.82*$Z$47)/14*($H$288-7)+$Z$47","v":0},{"$f":"($Z$47-0.82*$Z$47)/14*($I$288-7)+$Z$47","v":0},{"$f":"($Z$47-0.82*$Z$47)/14*($J$288-7)+$Z$47","v":0},{"$f":"($Z$47-0.82*$Z$47)/14*($K$288-7)+$Z$47","v":0},{"$f":"($Z$47-0.82*$Z$47)/14*($L$288-7)+$Z$47","v":0},{"$f":"($Z$47-0.82*$Z$47)/14*($M$288-7)+$Z$47","v":0},{"$f":"($Z$47-0.82*$Z$47)/14*($N$288-7)+$Z$47","v":0},{"$f":"($Z$47-0.82*$Z$47)/14*($O$288-7)+$Z$47","v":0},{"$f":"($Z$47-0.82*$Z$47)/14*($P$288-7)+$Z$47","v":0},{"$f":"($Z$47-0.82*$Z$47)/14*($Q$288-7)+$Z$47","v":0},{"$f":"($Z$47-0.82*$Z$47)/14*($R$288-7)+$Z$47","v":0},{"$f":"($Z$47-0.82*$Z$47)/14*($S$288-7)+$Z$47","v":0},{"$f":"($Z$47-0.82*$Z$47)/14*($T$288-7)+$Z$47","v":0},{"$f":"($Z$47-0.82*$Z$47)/14*($U$288-7)+$Z$47","v":0},{"$f":"($Z$47-0.82*$Z$47)/14*($V$288-7)+$Z$47","v":0},{"$f":"($Z$47-0.82*$Z$47)/14*($W$288-7)+$Z$47","v":0},{"$f":"($Z$47-0.82*$Z$47)/14*($X$288-7)+$Z$47","v":0},{"$f":"($Z$47-0.82*$Z$47)/14*($Y$288-7)+$Z$47","v":0},{"$f":"($Z$47-0.82*$Z$47)/14*($Z$288-7)+$Z$47","v":0},{"$f":"($Z$47-0.82*$Z$47)/14*($AA$288-7)+$Z$47","v":0},{"$f":"($Z$47-0.82*$Z$47)/14*($AB$288-7)+$Z$47","v":0},{"$f":"($Z$47-0.82*$Z$47)/14*($AC$288-7)+$Z$47","v":0},{"$f":"($Z$47-0.82*$Z$47)/14*($AD$288-7)+$Z$47","v":0},{"$f":"($Z$47-0.82*$Z$47)/14*($AE$288-7)+$Z$47","v":0},{"$f":"($Z$47-0.82*$Z$47)/14*($AF$288-7)+$Z$47","v":0},{"$f":"($Z$47-0.82*$Z$47)/14*($AG$288-7)+$Z$47","v":0},{"$f":"($Z$47-0.82*$Z$47)/14*($AH$288-7)+$Z$47","v":0},{"$f":"($Z$47-0.82*$Z$47)/14*($AI$288-7)+$Z$47","v":0},{"$f":"($Z$47-0.82*$Z$47)/14*($AJ$288-7)+$Z$47","v":0},{"$f":"($Z$47-0.82*$Z$47)/14*($AK$288-7)+$Z$47","v":0},{"$f":"($Z$47-0.82*$Z$47)/14*($AL$288-7)+$Z$47","v":0},{"$f":"($Z$47-0.82*$Z$47)/14*($AM$288-7)+$Z$47","v":0},{"$f":"($Z$47-0.82*$Z$47)/14*($AN$288-7)+$Z$47","v":0},{"$f":"($Z$47-0.82*$Z$47)/14*($AO$288-7)+$Z$47","v":0},{"$f":"($Z$47-0.82*$Z$47)/14*($AP$288-7)+$Z$47","v":0},{"$f":"($Z$47-0.82*$Z$47)/14*($AQ$288-7)+$Z$47","v":0},{"$f":"($Z$47-0.82*$Z$47)/14*($AR$288-7)+$Z$47","v":0},{"$f":"($Z$47-0.82*$Z$47)/14*($AS$288-7)+$Z$47","v":0},"消費電力","Pw"]
[null,null,"暖房COP",{"$f":"($D420/1.12)/($D421/1.06)","v":{"$error":"#DIV/0!"}},{"$f":"($E420/1.12)/($E421/1.06)","v":{"$error":"#DIV/0!"}},{"$f":"($F420/1.12)/($F421/1.06)","v":{"$error":"#DIV/0!"}},{"$f":"($G420/1.12)/($G421/1.06)","v":{"$error":"#DIV/0!"}},{"$f":"($H420/1.12)/($H421/1.06)","v":{"$error":"#DIV/0!"}},{"$f":"($I420/1.12)/($I421/1.06)","v":{"$error":"#DIV/0!"}},{"$f":"($J420/1.12)/($J421/1.06)","v":{"$error":"#DIV/0!"}},{"$f":"($K420/1.12)/($K421/1.06)","v":{"$error":"#DIV/0!"}},{"$f":"($L420/1.12)/($L421/1.06)","v":{"$error":"#DIV/0!"}},{"$f":"($M420/1.12)/($M421/1.06)","v":{"$error":"#DIV/0!"}},{"$f":"($N420/1.12)/($N421/1.06)","v":{"$error":"#DIV/0!"}},{"$f":"($O420/1.12)/($O421/1.06)","v":{"$error":"#DIV/0!"}},{"$f":"$P420/$P421","v":{"$error":"#DIV/0!"}},{"$f":"$Q420/$Q421","v":{"$error":"#DIV/0!"}},{"$f":"$R420/$R421","v":{"$error":"#DIV/0!"}},{"$f":"$S420/$S421","v":{"$error":"#DIV/0!"}},{"$f":"$T420/$T421","v":{"$error":"#DIV/0!"}},{"$f":"$U420/$U421","v":{"$error":"#DIV/0!"}},{"$f":"$V420/$V421","v":{"$error":"#DIV/0!"}},{"$f":"$W420/$W421","v":{"$error":"#DIV/0!"}},{"$f":"$X420/$X421","v":{"$error":"#DIV/0!"}},{"$f":"$Y420/$Y421","v":{"$error":"#DIV/0!"}},{"$f":"$Z420/$Z421","v":{"$error":"#DIV/0!"}},{"$f":"$AA420/$AA421","v":{"$error":"#DIV/0!"}},{"$f":"$AB420/$AB421","v":{"$error":"#DIV/0!"}},{"$f":"$AC420/$AC421","v":{"$error":"#DIV/0!"}},{"$f":"$AD420/$AD421","v":{"$error":"#DIV/0!"}},{"$f":"$AE420/$AE421","v":{"$error":"#DIV/0!"}},{"$f":"$AF420/$AF421","v":{"$error":"#DIV/0!"}},{"$f":"$AG420/$AG421","v":{"$error":"#DIV/0!"}},{"$f":"$AH420/$AH421","v":{"$error":"#DIV/0!"}},{"$f":"$AI420/$AI421","v":{"$error":"#DIV/0!"}},{"$f":"$AJ420/$AJ421","v":{"$error":"#DIV/0!"}},{"$f":"$AK420/$AK421","v":{"$error":"#DIV/0!"}},{"$f":"$AL420/$AL421","v":{"$error":"#DIV/0!"}},{"$f":"$AM420/$AM421","v":{"$error":"#DIV/0!"}},{"$f":"$AN420/$AN421","v":{"$error":"#DIV/0!"}},{"$f":"$AO420/$AO421","v":{"$error":"#DIV/0!"}},{"$f":"$AP420/$AP421","v":{"$error":"#DIV/0!"}},{"$f":"$AQ420/$AQ421","v":{"$error":"#DIV/0!"}},{"$f":"$AR420/$AR421","v":{"$error":"#DIV/0!"}},{"$f":"$AS420/$AS421","v":{"$error":"#DIV/0!"}},"暖房COP","σw"]
[null,null,"暖房COP比",{"$f":"$D422/$Q422","v":{"$error":"#DIV/0!"}},{"$f":"$E422/$Q422","v":{"$error":"#DIV/0!"}},{"$f":"$F422/$Q422","v":{"$error":"#DIV/0!"}},{"$f":"$G422/$Q422","v":{"$error":"#DIV/0!"}},{"$f":"$H422/$Q422","v":{"$error":"#DIV/0!"}},{"$f":"$I422/$Q422","v":{"$error":"#DIV/0!"}},{"$f":"$J422/$Q422","v":{"$error":"#DIV/0!"}},{"$f":"$K422/$Q422","v":{"$error":"#DIV/0!"}},{"$f":"$L422/$Q422","v":{"$error":"#DIV/0!"}},{"$f":"$M422/$Q422","v":{"$error":"#DIV/0!"}},{"$f":"$N422/$Q422","v":{"$error":"#DIV/0!"}},{"$f":"$O422/$Q422","v":{"$error":"#DIV/0!"}},{"$f":"$P422/$Q422","v":{"$error":"#DIV/0!"}},{"$f":"$Q422/$Q422","v":{"$error":"#DIV/0!"}},{"$f":"$R422/$Q422","v":{"$error":"#DIV/0!"}},{"$f":"$S422/$Q422","v":{"$error":"#DIV/0!"}},{"$f":"$T422/$Q422","v":{"$error":"#DIV/0!"}},{"$f":"$U422/$Q422","v":{"$error":"#DIV/0!"}},{"$f":"$V422/$Q422","v":{"$error":"#DIV/0!"}},{"$f":"$W422/$Q422","v":{"$error":"#DIV/0!"}},{"$f":"$X422/$Q422","v":{"$error":"#DIV/0!"}},{"$f":"$Y422/$Q422","v":{"$error":"#DIV/0!"}},{"$f":"$Z422/$Q422","v":{"$error":"#DIV/0!"}},{"$f":"$AA422/$Q422","v":{"$error":"#DIV/0!"}},{"$f":"$AB422/$Q422","v":{"$error":"#DIV/0!"}},{"$f":"$AC422/$Q422","v":{"$error":"#DIV/0!"}},{"$f":"$AD422/$Q422","v":{"$error":"#DIV/0!"}},{"$f":"$AE422/$Q422","v":{"$error":"#DIV/0!"}},{"$f":"$AF422/$Q422","v":{"$error":"#DIV/0!"}},{"$f":"$AG422/$Q422","v":{"$error":"#DIV/0!"}},{"$f":"$AH422/$Q422","v":{"$error":"#DIV/0!"}},{"$f":"$AI422/$Q422","v":{"$error":"#DIV/0!"}},{"$f":"$AJ422/$Q422","v":{"$error":"#DIV/0!"}},{"$f":"$AK422/$Q422","v":{"$error":"#DIV/0!"}},{"$f":"$AL422/$Q422","v":{"$error":"#DIV/0!"}},{"$f":"$AM422/$Q422","v":{"$error":"#DIV/0!"}},{"$f":"$AN422/$Q422","v":{"$error":"#DIV/0!"}},{"$f":"$AO422/$Q422","v":{"$error":"#DIV/0!"}},{"$f":"$AP422/$Q422","v":{"$error":"#DIV/0!"}},{"$f":"$AQ422/$Q422","v":{"$error":"#DIV/0!"}},{"$f":"$AR422/$Q422","v":{"$error":"#DIV/0!"}},{"$f":"$AS422/$Q422","v":{"$error":"#DIV/0!"}},"暖房COP比","βw"]
[null,null,"Σ",{"$f":"$D$301*$D419","v":{"$error":"#DIV/0!"}},{"$f":"$E$301*$E419","v":{"$error":"#DIV/0!"}},{"$f":"$F$301*$F419","v":{"$error":"#DIV/0!"}},{"$f":"$G$301*$G419","v":{"$error":"#DIV/0!"}},{"$f":"$H$301*$H419","v":{"$error":"#DIV/0!"}},{"$f":"$I$301*$I419","v":{"$error":"#DIV/0!"}},{"$f":"$J$301*$J419","v":{"$error":"#DIV/0!"}},{"$f":"$K$301*$K419","v":{"$error":"#DIV/0!"}},{"$f":"$L$301*$L419","v":{"$error":"#DIV/0!"}},{"$f":"$M$301*$M419","v":{"$error":"#DIV/0!"}},{"$f":"$N$301*$N419","v":{"$error":"#DIV/0!"}},{"$f":"$O$301*$O419","v":{"$error":"#DIV/0!"}},{"$f":"$P$301*$P419","v":{"$error":"#DIV/0!"}},{"$f":"$Q$301*$Q419","v":{"$error":"#DIV/0!"}},{"$f":"$R$301*$R419","v":{"$error":"#DIV/0!"}},{"$f":"$S$301*$S419","v":{"$error":"#DIV/0!"}},{"$f":"$T$301*$T419","v":{"$error":"#DIV/0!"}},{"$f":"$U$301*$U419","v":{"$error":"#DIV/0!"}},{"$f":"$V$301*$V419","v":{"$error":"#DIV/0!"}},{"$f":"$W$301*$W419","v":{"$error":"#DIV/0!"}},{"$f":"$X$301*$X419","v":{"$error":"#DIV/0!"}},{"$f":"$Y$301*$Y419","v":{"$error":"#DIV/0!"}},{"$f":"$Z$301*$Z419","v":{"$error":"#DIV/0!"}},{"$f":"$AA$301*$AA419","v":{"$error":"#DIV/0!"}},{"$f":"$AB$301*$AB419","v":{"$error":"#DIV/0!"}},{"$f":"$AC$301*$AC419","v":{"$error":"#DIV/0!"}},{"$f":"$AD$301*$AD419","v":{"$error":"#DIV/0!"}},{"$f":"$AE$301*$AE419","v":{"$error":"#DIV/0!"}},{"$f":"$AF$301*$AF419","v":{"$error":"#DIV/0!"}},{"$f":"$AG$301*$AG419","v":{"$error":"#DIV/0!"}},{"$f":"$AH$301*$AH419","v":{"$error":"#DIV/0!"}},{"$f":"$AI$301*$AI419","v":{"$error":"#DIV/0!"}},{"$f":"$AJ$301*$AJ419","v":{"$error":"#DIV/0!"}},{"$f":"$AK$301*$AK419","v":{"$error":"#DIV/0!"}},{"$f":"$AL$301*$AL419","v":{"$error":"#DIV/0!"}},{"$f":"$AM$301*$AM419","v":{"$error":"#DIV/0!"}},{"$f":"$AN$301*$AN419","v":{"$error":"#DIV/0!"}},{"$f":"$AO$301*$AO419","v":{"$error":"#DIV/0!"}},{"$f":"$AP$301*$AP419","v":{"$error":"#DIV/0!"}},{"$f":"$AQ$301*$AQ419","v":{"$error":"#DIV/0!"}},{"$f":"$AR$301*$AR419","v":{"$error":"#DIV/0!"}},{"$f":"$AS$301*$AS419","v":{"$error":"#DIV/0!"}},{"$f":"SUM($D424:$AS424)","v":{"$error":"#DIV/0!"}},"Σ"]

{"sheet":"寒冷地(γ個別入力)","index":4,"n_rows":449,"n_cols":67,"rows_kept":449,"cut":false,"hidden":false,"merged":[[418,1,423,1],[351,1,356,1],[357,1,362,1],[364,1,369,1],[370,1,375,1],[376,1,381,1],[382,1,387,1],[388,1,393,1],[394,1,399,1],[400,1,405,1],[406,1,411,1],[412,1,417,1],[345,1,350,1],[266,1,271,1],[272,1,277,1],[278,1,283,1],[286,3,286,44],[303,1,308,1],[309,1,314,1],[315,1,320,1],[321,1,326,1],[327,1,332,1],[333,1,338,1],[339,1,344,1],[260,1,265,1],[193,1,198,1],[199,1,204,1],[205,1,210,1],[211,1,216,1],[217,1,222,1],[224,1,229,1],[230,1,235,1],[236,1,241,1],[242,1,247,1],[248,1,253,1],[254,1,259,1],[187,1,192,1],[78,3,78,4],[78,5,78,6],[78,7,78,8],[98,3,98,26],[114,3,114,26],[130,3,130,26],[146,3,146,44],[163,1,168,1],[169,1,174,1],[175,1,180,1],[181,1,186,1],[24,3,25,3],[24,15,25,15],[27,3,37,3],[41,3,51,3],[57,3,57,4],[57,5,57,6],[57,7,57,8],[9,3,9,26],[1,2,1,3],[2,2,2,3],[3,2,3,3],[5,2,5,3],[6,2,6,3]]}
[]
[null,null,"EHPの設置場所"]
[null,null,{"$f":"IF(必ずこのシートから始めてください!$L$8=\"\",\"\",必ずこのシートから始めてください!$L$8)","v":""},null,null,"手順1：空調を行う月、時間を下記の指定の色で塗る(指定の色以外で塗ると計算できません。)"]
[null,null,{"$f":"VLOOKUP($C$3,γ一覧表!$C$3:$E$50,2,FALSE)","v":{"$error":"#N/A"}},null,null,null,"冷房","青","【左から5列目、一番薄い色(アクセント1,白＋基本色80％)】"]
[null,null,null,null,null,null,"暖房","オレンジ","【左から6番目、一番薄い色(アクセント2,白＋基本色80％)】"]
[null,null,"使用するγ値",null,null,"手順2：各月の運転日数を入力する"]
[null,null,{"$f":"IF(必ずこのシートから始めてください!$L$22=\"\",\"---\",IF(必ずこのシートから始めてください!$L$22<=1,\"---\",必ずこのシートから始めてください!$L$22))","v":"---"},null,null,"手順3：Ctrl + Alt + F9を同時に押す",null,null,null,null,null,null,null,null,null,null,null,"●時刻別平均気温表記載の数値は、選択された都道府県の県庁所在地の月別、時刻別平均気温"]
[null,null,null,null,null,"手順4：黄色のセルに値を入力する(緑は自動計算)",null,null,null,null,null,null,null,null,null,null,null,"●本データは気象庁発表の1992年4月1日から2022年3月31日までの30年の1時間データを整理したもの"]
[null,null,"時刻別平均気温[℃]",null,null,null,null,null,null,null,null,null,null,null,null,null,null,"●2月はうるう日を含みます"]
[null,null,null," 時刻",null,null,null,null,null,null,null,null,null,null,null,null,null,null,null,null,null,null,null,null,null,null,null,{"$f":"SUM($AB$11:$AB$23)","v":0},{"$f":"必ずこのシートから始めてください!M3","v":"Ver.2.1"}]
[null,null,"月",0,1,2,3,4,5,6,7,8,9,10,11,12,13,14,15,16,17,18,19,20,21,22,23,"運転日数","月"]
[null,null,4,{"$f":"IFERROR(INDIRECT($C$4&\"!B5\"),\"\")","v":""},{"$f":"IFERROR(INDIRECT($C$4&\"!C5\"),\"\")","v":""},{"$f":"IFERROR(INDIRECT($C$4&\"!D5\"),\"\")","v":""},{"$f":"IFERROR(INDIRECT($C$4&\"!E5\"),\"\")","v":""},{"$f":"IFERROR(INDIRECT($C$4&\"!F5\"),\"\")","v":""},{"$f":"IFERROR(INDIRECT($C$4&\"!G5\"),\"\")","v":""},{"$f":"IFERROR(INDIRECT($C$4&\"!H5\"),\"\")","v":""},{"$f":"IFERROR(INDIRECT($C$4&\"!I5\"),\"\")","v":""},{"$f":"IFERROR(INDIRECT($C$4&\"!J5\"),\"\")","v":""},{"$f":"IFERROR(INDIRECT($C$4&\"!K5\"),\"\")","v":""},{"$f":"IFERROR(INDIRECT($C$4&\"!L5\"),\"\")","v":""},{"$f":"IFERROR(INDIRECT($C$4&\"!M5\"),\"\")","v":""},{"$f":"IFERROR(INDIRECT($C$4&\"!N5\"),\"\")","v":""},{"$f":"IFERROR(INDIRECT($C$4&\"!O5\"),\"\")","v":""},{"$f":"IFERROR(INDIRECT($C$4&\"!P5\"),\"\")","v":""},{"$f":"IFERROR(INDIRECT($C$4&\"!Q5\"),\"\")","v":""},{"$f":"IFERROR(INDIRECT($C$4&\"!R5\"),\"\")","v":""},{"$f":"IFERROR(INDIRECT($C$4&\"!S5\"),\"\")","v":""},{"$f":"IFERROR(INDIRECT($C$4&\"!T5\"),\"\")","v":""},{"$f":"IFERROR(INDIRECT($C$4&\"!U5\"),\"\")","v":""},{"$f":"IFERROR(INDIRECT($C$4&\"!V5\"),\"\")","v":""},{"$f":"IFERROR(INDIRECT($C$4&\"!W5\"),\"\")","v":""},{"$f":"IFERROR(INDIRECT($C$4&\"!X5\"),\"\")","v":""},{"$f":"IFERROR(INDIRECT($C$4&\"!Y5\"),\"\")","v":""},null,4]
[null,null,5,{"$f":"IFERROR(INDIRECT($C$4&\"!B6\"),\"\")","v":""},{"$f":"IFERROR(INDIRECT($C$4&\"!C6\"),\"\")","v":""},{"$f":"IFERROR(INDIRECT($C$4&\"!D6\"),\"\")","v":""},{"$f":"IFERROR(INDIRECT($C$4&\"!E6\"),\"\")","v":""},{"$f":"IFERROR(INDIRECT($C$4&\"!F6\"),\"\")","v":""},{"$f":"IFERROR(INDIRECT($C$4&\"!G6\"),\"\")","v":""},{"$f":"IFERROR(INDIRECT($C$4&\"!H6\"),\"\")","v":""},{"$f":"IFERROR(INDIRECT($C$4&\"!I6\"),\"\")","v":""},{"$f":"IFERROR(INDIRECT($C$4&\"!J6\"),\"\")","v":""},{"$f":"IFERROR(INDIRECT($C$4&\"!K6\"),\"\")","v":""},{"$f":"IFERROR(INDIRECT($C$4&\"!L6\"),\"\")","v":""},{"$f":"IFERROR(INDIRECT($C$4&\"!M6\"),\"\")","v":""},{"$f":"IFERROR(INDIRECT($C$4&\"!N6\"),\"\")","v":""},{"$f":"IFERROR(INDIRECT($C$4&\"!O6\"),\"\")","v":""},{"$f":"IFERROR(INDIRECT($C$4&\"!P6\"),\"\")","v":""},{"$f":"IFERROR(INDIRECT($C$4&\"!Q6\"),\"\")","v":""},{"$f":"IFERROR(INDIRECT($C$4&\"!R6\"),\"\")","v":""},{"$f":"IFERROR(INDIRECT($C$4&\"!S6\"),\"\")","v":""},{"$f":"IFERROR(INDIRECT($C$4&\"!T6\"),\"\")","v":""},{"$f":"IFERROR(INDIRECT($C$4&\"!U6\"),\"\")","v":""},{"$f":"IFERROR(INDIRECT($C$4&\"!V6\"),\"\")","v":""},{"$f":"IFERROR(INDIRECT($C$4&\"!W6\"),\"\")","v":""},{"$f":"IFERROR(INDIRECT($C$4&\"!X6\"),\"\")","v":""},{"$f":"IFERROR(INDIRECT($C$4&\"!Y6\"),\"\")","v":""},null,5]
[null,null,6,{"$f":"IFERROR(INDIRECT($C$4&\"!B7\"),\"\")","v":""},{"$f":"IFERROR(INDIRECT($C$4&\"!C7\"),\"\")","v":""},{"$f":"IFERROR(INDIRECT($C$4&\"!D7\"),\"\")","v":""},{"$f":"IFERROR(INDIRECT($C$4&\"!E7\"),\"\")","v":""},{"$f":"IFERROR(INDIRECT($C$4&\"!F7\"),\"\")","v":""},{"$f":"IFERROR(INDIRECT($C$4&\"!G7\"),\"\")","v":""},{"$f":"IFERROR(INDIRECT($C$4&\"!H7\"),\"\")","v":""},{"$f":"IFERROR(INDIRECT($C$4&\"!I7\"),\"\")","v":""},{"$f":"IFERROR(INDIRECT($C$4&\"!J7\"),\"\")","v":""},{"$f":"IFERROR(INDIRECT($C$4&\"!K7\"),\"\")","v":""},{"$f":"IFERROR(INDIRECT($C$4&\"!L7\"),\"\")","v":""},{"$f":"IFERROR(INDIRECT($C$4&\"!M7\"),\"\")","v":""},{"$f":"IFERROR(INDIRECT($C$4&\"!N7\"),\"\")","v":""},{"$f":"IFERROR(INDIRECT($C$4&\"!O7\"),\"\")","v":""},{"$f":"IFERROR(INDIRECT($C$4&\"!P7\"),\"\")","v":""},{"$f":"IFERROR(INDIRECT($C$4&\"!Q7\"),\"\")","v":""},{"$f":"IFERROR(INDIRECT($C$4&\"!R7\"),\"\")","v":""},{"$f":"IFERROR(INDIRECT($C$4&\"!S7\"),\"\")","v":""},{"$f":"IFERROR(INDIRECT($C$4&\"!T7\"),\"\")","v":""},{"$f":"IFERROR(INDIRECT($C$4&\"!U7\"),\"\")","v":""},{"$f":"IFERROR(INDIRECT($C$4&\"!V7\"),\"\")","v":""},{"$f":"IFERROR(INDIRECT($C$4&\"!W7\"),\"\")","v":""},{"$f":"IFERROR(INDIRECT($C$4&\"!X7\"),\"\")","v":""},{"$f":"IFERROR(INDIRECT($C$4&\"!Y7\"),\"\")","v":""},null,6]
[null,null,7,{"$f":"IFERROR(INDIRECT($C$4&\"!B8\"),\"\")","v":""},{"$f":"IFERROR(INDIRECT($C$4&\"!C8\"),\"\")","v":""},{"$f":"IFERROR(INDIRECT($C$4&\"!D8\"),\"\")","v":""},{"$f":"IFERROR(INDIRECT($C$4&\"!E8\"),\"\")","v":""},{"$f":"IFERROR(INDIRECT($C$4&\"!F8\"),\"\")","v":""},{"$f":"IFERROR(INDIRECT($C$4&\"!G8\"),\"\")","v":""},{"$f":"IFERROR(INDIRECT($C$4&\"!H8\"),\"\")","v":""},{"$f":"IFERROR(INDIRECT($C$4&\"!I8\"),\"\")","v":""},{"$f":"IFERROR(INDIRECT($C$4&\"!J8\"),\"\")","v":""},{"$f":"IFERROR(INDIRECT($C$4&\"!K8\"),\"\")","v":""},{"$f":"IFERROR(INDIRECT($C$4&\"!L8\"),\"\")","v":""},{"$f":"IFERROR(INDIRECT($C$4&\"!M8\"),\"\")","v":""},{"$f":"IFERROR(INDIRECT($C$4&\"!N8\"),\"\")","v":""},{"$f":"IFERROR(INDIRECT($C$4&\"!O8\"),\"\")","v":""},{"$f":"IFERROR(INDIRECT($C$4&\"!P8\"),\"\")","v":""},{"$f":"IFERROR(INDIRECT($C$4&\"!Q8\"),\"\")","v":""},{"$f":"IFERROR(INDIRECT($C$4&\"!R8\"),\"\")","v":""},{"$f":"IFERROR(INDIRECT($C$4&\"!S8\"),\"\")","v":""},{"$f":"IFERROR(INDIRECT($C$4&\"!T8\"),\"\")","v":""},{"$f":"IFERROR(INDIRECT($C$4&\"!U8\"),\"\")","v":""},{"$f":"IFERROR(INDIRECT($C$4&\"!V8\"),\"\")","v":""},{"$f":"IFERROR(INDIRECT($C$4&\"!W8\"),\"\")","v":""},{"$f":"IFERROR(INDIRECT($C$4&\"!X8\"),\"\")","v":""},{"$f":"IFERROR(INDIRECT($C$4&\"!Y8\"),\"\")","v":""},null,7]
[null,null,8,{"$f":"IFERROR(INDIRECT($C$4&\"!B9\"),\"\")","v":""},{"$f":"IFERROR(INDIRECT($C$4&\"!C9\"),\"\")","v":""},{"$f":"IFERROR(INDIRECT($C$4&\"!D9\"),\"\")","v":""},{"$f":"IFERROR(INDIRECT($C$4&\"!E9\"),\"\")","v":""},{"$f":"IFERROR(INDIRECT($C$4&\"!F9\"),\"\")","v":""},{"$f":"IFERROR(INDIRECT($C$4&\"!G9\"),\"\")","v":""},{"$f":"IFERROR(INDIRECT($C$4&\"!H9\"),\"\")","v":""},{"$f":"IFERROR(INDIRECT($C$4&\"!I9\"),\"\")","v":""},{"$f":"IFERROR(INDIRECT($C$4&\"!J9\"),\"\")","v":""},{"$f":"IFERROR(INDIRECT($C$4&\"!K9\"),\"\")","v":""},{"$f":"IFERROR(INDIRECT($C$4&\"!L9\"),\"\")","v":""},{"$f":"IFERROR(INDIRECT($C$4&\"!M9\"),\"\")","v":""},{"$f":"IFERROR(INDIRECT($C$4&\"!N9\"),\"\")","v":""},{"$f":"IFERROR(INDIRECT($C$4&\"!O9\"),\"\")","v":""},{"$f":"IFERROR(INDIRECT($C$4&\"!P9\"),\"\")","v":""},{"$f":"IFERROR(INDIRECT($C$4&\"!Q9\"),\"\")","v":""},{"$f":"IFERROR(INDIRECT($C$4&\"!R9\"),\"\")","v":""},{"$f":"IFERROR(INDIRECT($C$4&\"!S9\"),\"\")","v":""},{"$f":"IFERROR(INDIRECT($C$4&\"!T9\"),\"\")","v":""},{"$f":"IFERROR(INDIRECT($C$4&\"!U9\"),\"\")","v":""},{"$f":"IFERROR(INDIRECT($C$4&\"!V9\"),\"\")","v":""},{"$f":"IFERROR(INDIRECT($C$4&\"!W9\"),\"\")","v":""},{"$f":"IFERROR(INDIRECT($C$4&\"!X9\"),\"\")","v":""},{"$f":"IFERROR(INDIRECT($C$4&\"!Y9\"),\"\")","v":""},null,8]
[null,null,9,{"$f":"IFERROR(INDIRECT($C$4&\"!B10\"),\"\")","v":""},{"$f":"IFERROR(INDIRECT($C$4&\"!C10\"),\"\")","v":""},{"$f":"IFERROR(INDIRECT($C$4&\"!D10\"),\"\")","v":""},{"$f":"IFERROR(INDIRECT($C$4&\"!E10\"),\"\")","v":""},{"$f":"IFERROR(INDIRECT($C$4&\"!F10\"),\"\")","v":""},{"$f":"IFERROR(INDIRECT($C$4&\"!G10\"),\"\")","v":""},{"$f":"IFERROR(INDIRECT($C$4&\"!H10\"),\"\")","v":""},{"$f":"IFERROR(INDIRECT($C$4&\"!I10\"),\"\")","v":""},{"$f":"IFERROR(INDIRECT($C$4&\"!J10\"),\"\")","v":""},{"$f":"IFERROR(INDIRECT($C$4&\"!K10\"),\"\")","v":""},{"$f":"IFERROR(INDIRECT($C$4&\"!L10\"),\"\")","v":""},{"$f":"IFERROR(INDIRECT($C$4&\"!M10\"),\"\")","v":""},{"$f":"IFERROR(INDIRECT($C$4&\"!N10\"),\"\")","v":""},{"$f":"IFERROR(INDIRECT($C$4&\"!O10\"),\"\")","v":""},{"$f":"IFERROR(INDIRECT($C$4&\"!P10\"),\"\")","v":""},{"$f":"IFERROR(INDIRECT($C$4&\"!Q10\"),\"\")","v":""},{"$f":"IFERROR(INDIRECT($C$4&\"!R10\"),\"\")","v":""},{"$f":"IFERROR(INDIRECT($C$4&\"!S10\"),\"\")","v":""},{"$f":"IFERROR(INDIRECT($C$4&\"!T10\"),\"\")","v":""},{"$f":"IFERROR(INDIRECT($C$4&\"!U10\"),\"\")","v":""},{"$f":"IFERROR(INDIRECT($C$4&\"!V10\"),\"\")","v":""},{"$f":"IFERROR(INDIRECT($C$4&\"!W10\"),\"\")","v":""},{"$f":"IFERROR(INDIRECT($C$4&\"!X10\"),\"\")","v":""},{"$f":"IFERROR(INDIRECT($C$4&\"!Y10\"),\"\")","v":""},null,9]
[null,null,10,{"$f":"IFERROR(INDIRECT($C$4&\"!B11\"),\"\")","v":""},{"$f":"IFERROR(INDIRECT($C$4&\"!C11\"),\"\")","v":""},{"$f":"IFERROR(INDIRECT($C$4&\"!D11\"),\"\")","v":""},{"$f":"IFERROR(INDIRECT($C$4&\"!E11\"),\"\")","v":""},{"$f":"IFERROR(INDIRECT($C$4&\"!F11\"),\"\")","v":""},{"$f":"IFERROR(INDIRECT($C$4&\"!G11\"),\"\")","v":""},{"$f":"IFERROR(INDIRECT($C$4&\"!H11\"),\"\")","v":""},{"$f":"IFERROR(INDIRECT($C$4&\"!I11\"),\"\")","v":""},{"$f":"IFERROR(INDIRECT($C$4&\"!J11\"),\"\")","v":""},{"$f":"IFERROR(INDIRECT($C$4&\"!K11\"),\"\")","v":""},{"$f":"IFERROR(INDIRECT($C$4&\"!L11\"),\"\")","v":""},{"$f":"IFERROR(INDIRECT($C$4&\"!M11\"),\"\")","v":""},{"$f":"IFERROR(INDIRECT($C$4&\"!N11\"),\"\")","v":""},{"$f":"IFERROR(INDIRECT($C$4&\"!O11\"),\"\")","v":""},{"$f":"IFERROR(INDIRECT($C$4&\"!P11\"),\"\")","v":""},{"$f":"IFERROR(INDIRECT($C$4&\"!Q11\"),\"\")","v":""},{"$f":"IFERROR(INDIRECT($C$4&\"!R11\"),\"\")","v":""},{"$f":"IFERROR(INDIRECT($C$4&\"!S11\"),\"\")","v":""},{"$f":"IFERROR(INDIRECT($C$4&\"!T11\"),\"\")","v":""},{"$f":"IFERROR(INDIRECT($C$4&\"!U11\"),\"\")","v":""},{"$f":"IFERROR(INDIRECT($C$4&\"!V11\"),\"\")","v":""},{"$f":"IFERROR(INDIRECT($C$4&\"!W11\"),\"\")","v":""},{"$f":"IFERROR(INDIRECT($C$4&\"!X11\"),\"\")","v":""},{"$f":"IFERROR(INDIRECT($C$4&\"!Y11\"),\"\")","v":""},null,10]
[null,null,11,{"$f":"IFERROR(INDIRECT($C$4&\"!B12\"),\"\")","v":""},{"$f":"IFERROR(INDIRECT($C$4&\"!C12\"),\"\")","v":""},{"$f":"IFERROR(INDIRECT($C$4&\"!D12\"),\"\")","v":""},{"$f":"IFERROR(INDIRECT($C$4&\"!E12\"),\"\")","v":""},{"$f":"IFERROR(INDIRECT($C$4&\"!F12\"),\"\")","v":""},{"$f":"IFERROR(INDIRECT($C$4&\"!G12\"),\"\")","v":""},{"$f":"IFERROR(INDIRECT($C$4&\"!H12\"),\"\")","v":""},{"$f":"IFERROR(INDIRECT($C$4&\"!I12\"),\"\")","v":""},{"$f":"IFERROR(INDIRECT($C$4&\"!J12\"),\"\")","v":""},{"$f":"IFERROR(INDIRECT($C$4&\"!K12\"),\"\")","v":""},{"$f":"IFERROR(INDIRECT($C$4&\"!L12\"),\"\")","v":""},{"$f":"IFERROR(INDIRECT($C$4&\"!M12\"),\"\")","v":""},{"$f":"IFERROR(INDIRECT($C$4&\"!N12\"),\"\")","v":""},{"$f":"IFERROR(INDIRECT($C$4&\"!O12\"),\"\")","v":""},{"$f":"IFERROR(INDIRECT($C$4&\"!P12\"),\"\")","v":""},{"$f":"IFERROR(INDIRECT($C$4&\"!Q12\"),\"\")","v":""},{"$f":"IFERROR(INDIRECT($C$4&\"!R12\"),\"\")","v":""},{"$f":"IFERROR(INDIRECT($C$4&\"!S12\"),\"\")","v":""},{"$f":"IFERROR(INDIRECT($C$4&\"!T12\"),\"\")","v":""},{"$f":"IFERROR(INDIRECT($C$4&\"!U12\"),\"\")","v":""},{"$f":"IFERROR(INDIRECT($C$4&\"!V12\"),\"\")","v":""},{"$f":"IFERROR(INDIRECT($C$4&\"!W12\"),\"\")","v":""},{"$f":"IFERROR(INDIRECT($C$4&\"!X12\"),\"\")","v":""},{"$f":"IFERROR(INDIRECT($C$4&\"!Y12\"),\"\")","v":""},null,11]
[null,null,12,{"$f":"IFERROR(INDIRECT($C$4&\"!B13\"),\"\")","v":""},{"$f":"IFERROR(INDIRECT($C$4&\"!C13\"),\"\")","v":""},{"$f":"IFERROR(INDIRECT($C$4&\"!D13\"),\"\")","v":""},{"$f":"IFERROR(INDIRECT($C$4&\"!E13\"),\"\")","v":""},{"$f":"IFERROR(INDIRECT($C$4&\"!F13\"),\"\")","v":""},{"$f":"IFERROR(INDIRECT($C$4&\"!G13\"),\"\")","v":""},{"$f":"IFERROR(INDIRECT($C$4&\"!H13\"),\"\")","v":""},{"$f":"IFERROR(INDIRECT($C$4&\"!I13\"),\"\")","v":""},{"$f":"IFERROR(INDIRECT($C$4&\"!J13\"),\"\")","v":""},{"$f":"IFERROR(INDIRECT($C$4&\"!K13\"),\"\")","v":""},{"$f":"IFERROR(INDIRECT($C$4&\"!L13\"),\"\")","v":""},{"$f":"IFERROR(INDIRECT($C$4&\"!M13\"),\"\")","v":""},{"$f":"IFERROR(INDIRECT($C$4&\"!N13\"),\"\")","v":""},{"$f":"IFERROR(INDIRECT($C$4&\"!O13\"),\"\")","v":""},{"$f":"IFERROR(INDIRECT($C$4&\"!P13\"),\"\")","v":""},{"$f":"IFERROR(INDIRECT($C$4&\"!Q13\"),\"\")","v":""},{"$f":"IFERROR(INDIRECT($C$4&\"!R13\"),\"\")","v":""},{"$f":"IFERROR(INDIRECT($C$4&\"!S13\"),\"\")","v":""},{"$f":"IFERROR(INDIRECT($C$4&\"!T13\"),\"\")","v":""},{"$f":"IFERROR(INDIRECT($C$4&\"!U13\"),\"\")","v":""},{"$f":"IFERROR(INDIRECT($C$4&\"!V13\"),\"\")","v":""},{"$f":"IFERROR(INDIRECT($C$4&\"!W13\"),\"\")","v":""},{"$f":"IFERROR(INDIRECT($C$4&\"!X13\"),\"\")","v":""},{"$f":"IFERROR(INDIRECT($C$4&\"!Y13\"),\"\")","v":""},null,12]
[null,null,1,{"$f":"IFERROR(INDIRECT($C$4&\"!B14\"),\"\")","v":""},{"$f":"IFERROR(INDIRECT($C$4&\"!C14\"),\"\")","v":""},{"$f":"IFERROR(INDIRECT($C$4&\"!D14\"),\"\")","v":""},{"$f":"IFERROR(INDIRECT($C$4&\"!E14\"),\"\")","v":""},{"$f":"IFERROR(INDIRECT($C$4&\"!F14\"),\"\")","v":""},{"$f":"IFERROR(INDIRECT($C$4&\"!G14\"),\"\")","v":""},{"$f":"IFERROR(INDIRECT($C$4&\"!H14\"),\"\")","v":""},{"$f":"IFERROR(INDIRECT($C$4&\"!I14\"),\"\")","v":""},{"$f":"IFERROR(INDIRECT($C$4&\"!J14\"),\"\")","v":""},{"$f":"IFERROR(INDIRECT($C$4&\"!K14\"),\"\")","v":""},{"$f":"IFERROR(INDIRECT($C$4&\"!L14\"),\"\")","v":""},{"$f":"IFERROR(INDIRECT($C$4&\"!M14\"),\"\")","v":""},{"$f":"IFERROR(INDIRECT($C$4&\"!N14\"),\"\")","v":""},{"$f":"IFERROR(INDIRECT($C$4&\"!O14\"),\"\")","v":""},{"$f":"IFERROR(INDIRECT($C$4&\"!P14\"),\"\")","v":""},{"$f":"IFERROR(INDIRECT($C$4&\"!Q14\"),\"\")","v":""},{"$f":"IFERROR(INDIRECT($C$4&\"!R14\"),\"\")","v":""},{"$f":"IFERROR(INDIRECT($C$4&\"!S14\"),\"\")","v":""},{"$f":"IFERROR(INDIRECT($C$4&\"!T14\"),\"\")","v":""},{"$f":"IFERROR(INDIRECT($C$4&\"!U14\"),\"\")","v":""},{"$f":"IFERROR(INDIRECT($C$4&\"!V14\"),\"\")","v":""},{"$f":"IFERROR(INDIRECT($C$4&\"!W14\"),\"\")","v":""},{"$f":"IFERROR(INDIRECT($C$4&\"!X14\"),\"\")","v":""},{"$f":"IFERROR(INDIRECT($C$4&\"!Y14\"),\"\")","v":""},null,1]
[null,null,2,{"$f":"IFERROR(INDIRECT($C$4&\"!B15\"),\"\")","v":""},{"$f":"IFERROR(INDIRECT($C$4&\"!C15\"),\"\")","v":""},{"$f":"IFERROR(INDIRECT($C$4&\"!D15\"),\"\")","v":""},{"$f":"IFERROR(INDIRECT($C$4&\"!E15\"),\"\")","v":""},{"$f":"IFERROR(INDIRECT($C$4&\"!F15\"),\"\")","v":""},{"$f":"IFERROR(INDIRECT($C$4&\"!G15\"),\"\")","v":""},{"$f":"IFERROR(INDIRECT($C$4&\"!H15\"),\"\")","v":""},{"$f":"IFERROR(INDIRECT($C$4&\"!I15\"),\"\")","v":""},{"$f":"IFERROR(INDIRECT($C$4&\"!J15\"),\"\")","v":""},{"$f":"IFERROR(INDIRECT($C$4&\"!K15\"),\"\")","v":""},{"$f":"IFERROR(INDIRECT($C$4&\"!L15\"),\"\")","v":""},{"$f":"IFERROR(INDIRECT($C$4&\"!M15\"),\"\")","v":""},{"$f":"IFERROR(INDIRECT($C$4&\"!N15\"),\"\")","v":""},{"$f":"IFERROR(INDIRECT($C$4&\"!O15\"),\"\")","v":""},{"$f":"IFERROR(INDIRECT($C$4&\"!P15\"),\"\")","v":""},{"$f":"IFERROR(INDIRECT($C$4&\"!Q15\"),\"\")","v":""},{"$f":"IFERROR(INDIRECT($C$4&\"!R15\"),\"\")","v":""},{"$f":"IFERROR(INDIRECT($C$4&\"!S15\"),\"\")","v":""},{"$f":"IFERROR(INDIRECT($C$4&\"!T15\"),\"\")","v":""},{"$f":"IFERROR(INDIRECT($C$4&\"!U15\"),\"\")","v":""},{"$f":"IFERROR(INDIRECT($C$4&\"!V15\"),\"\")","v":""},{"$f":"IFERROR(INDIRECT($C$4&\"!W15\"),\"\")","v":""},{"$f":"IFERROR(INDIRECT($C$4&\"!X15\"),\"\")","v":""},{"$f":"IFERROR(INDIRECT($C$4&\"!Y15\"),\"\")","v":""},null,2]
[null,null,3,{"$f":"IFERROR(INDIRECT($C$4&\"!B16\"),\"\")","v":""},{"$f":"IFERROR(INDIRECT($C$4&\"!C16\"),\"\")","v":""},{"$f":"IFERROR(INDIRECT($C$4&\"!D16\"),\"\")","v":""},{"$f":"IFERROR(INDIRECT($C$4&\"!E16\"),\"\")","v":""},{"$f":"IFERROR(INDIRECT($C$4&\"!F16\"),\"\")","v":""},{"$f":"IFERROR(INDIRECT($C$4&\"!G16\"),\"\")","v":""},{"$f":"IFERROR(INDIRECT($C$4&\"!H16\"),\"\")","v":""},{"$f":"IFERROR(INDIRECT($C$4&\"!I16\"),\"\")","v":""},{"$f":"IFERROR(INDIRECT($C$4&\"!J16\"),\"\")","v":""},{"$f":"IFERROR(INDIRECT($C$4&\"!K16\"),\"\")","v":""},{"$f":"IFERROR(INDIRECT($C$4&\"!L16\"),\"\")","v":""},{"$f":"IFERROR(INDIRECT($C$4&\"!M16\"),\"\")","v":""},{"$f":"IFERROR(INDIRECT($C$4&\"!N16\"),\"\")","v":""},{"$f":"IFERROR(INDIRECT($C$4&\"!O16\"),\"\")","v":""},{"$f":"IFERROR(INDIRECT($C$4&\"!P16\"),\"\")","v":""},{"$f":"IFERROR(INDIRECT($C$4&\"!Q16\"),\"\")","v":""},{"$f":"IFERROR(INDIRECT($C$4&\"!R16\"),\"\")","v":""},{"$f":"IFERROR(INDIRECT($C$4&\"!S16\"),\"\")","v":""},{"$f":"IFERROR(INDIRECT($C$4&\"!T16\"),\"\")","v":""},{"$f":"IFERROR(INDIRECT($C$4&\"!U16\"),\"\")","v":""},{"$f":"IFERROR(INDIRECT($C$4&\"!V16\"),\"\")","v":""},{"$f":"IFERROR(INDIRECT($C$4&\"!W16\"),\"\")","v":""},{"$f":"IFERROR(INDIRECT($C$4&\"!X16\"),\"\")","v":""},{"$f":"IFERROR(INDIRECT($C$4&\"!Y16\"),\"\")","v":""},null,3]
[]
[null,null,null,"共通1","冷房負荷ゼロ点",null,"冷房が不要になると思われる外気温度を入力",null,null,null,null,"Tco",18,"℃",null,"共通2","暖房設計外気温",null,"設備設計時に最大暖房負荷計算を行った外気温度(JIS B8616のth100に相当)",null,null,null,null,null,null,null,"Td",-5,"℃"]
[null,null,null,null,"暖房負荷ゼロ点",null,"暖房が不要になると思われる外気温度を入力",null,null,null,null,"Two",12,"℃",null,null,"設計暖房能力",null,"最大暖房負荷に対して選定したEHPの暖房能力(原則、最大空調負荷に等しい)",null,null,null,null,null,null,null,"Φwd",25,"kW"]
[]
[null,null,null,"設備導入前",null,null,null,null,null,null,null,null,null,null,null,null,"前1","前2","前3","前4","前5","前6","前7","前8","前9","前10"]
[null,null,null,null,"定格冷房能力",null,"EHPの仕様を入力",null,null,null,null,null,null,null,null,"Φco",22,null,null,null,null,null,null,null,null,null,"kW"]
[null,null,null,null,"定格冷房消費電力",null,"EHPの仕様を入力",null,null,null,null,null,null,null,null,"Pco",6.6,null,null,null,null,null,null,null,null,null,"kW"]
[null,null,null,null,"定格冷房COP",null,"自動計算",null,null,null,null,null,null,null,null,"σco",{"$f":"IFERROR(Q29/Q30,\"\")","v":3.3333333333333335},"","","","","","","","",{"$f":"IFERROR(Z29/Z30,\"\")","v":""},"σco＝Φco／Pco"]
[null,null,null,null,"定格暖房能力",null,"EHPの仕様を入力",null,null,null,null,null,null,null,null,"Φwo",25,null,null,null,null,null,null,null,null,null,"kW"]
[null,null,null,null,"定格暖房消費電力",null,"EHPの仕様を入力",null,null,null,null,null,null,null,null,"Pwo",6.4,null,null,null,null,null,null,null,null,null,"kW"]
[null,null,null,null,"定格暖房COP",null,"自動計算",null,null,null,null,null,null,null,null,"σwo",{"$f":"IFERROR(Q32/Q33,\"\")","v":3.90625},"","","","","","","","",{"$f":"IFERROR(Z32/Z33,\"\")","v":""},"σwo＝Φwo／Pwo"]
[null,null,null,null,"低温暖房能力",null,"EHPの仕様を入力",null,null,"着霜を考慮した外気温2℃時の空調機の性能",null,null,null,null,null,"Φw2",25,null,null,null,null,null,null,null,null,null,"kW"]
[null,null,null,null,"低温暖房消費電力",null,"EHPの仕様を入力",null,null,"寒冷地向け空調機では、カタログ等に記載",null,null,null,null,null,"Pw2",9.3000000000000007,null,null,null,null,null,null,null,null,null,"kW"]
[null,null,null,null,"低温暖房COP",null,"自動計算",null,null,null,null,null,null,null,null,"σw2",{"$f":"IFERROR(Q35/Q36,\"\")","v":2.6881720430107525},"","","","","","","","",{"$f":"IFERROR(Z35/Z36,\"\")","v":""},"σw2＝Φw2／Pw2"]
[null,null,null,null,"台数",null,"同じ容量のEHPの台数を入力",null,null,null,null,null,null,null,null,null,null,null,null,null,null,null,null,null,null,null,"台"]
[]
[]
[]
[null,null,null,"設備導入後",null,null,null,null,null,null,null,null,null,null,null,null,"後1","後2","後3","後4","後5","後6","後7","後8","後9","後10"]
[null,null,null,null,"定格冷房能力",null,"EHPの仕様を入力",null,null,null,null,null,null,null,null,"Φco",null,null,null,null,null,null,null,null,null,null,"kW"]
[null,null,null,null,"定格冷房消費電力",null,"EHPの仕様を入力",null,null,null,null,null,null,null,null,"Pco",null,null,null,null,null,null,null,null,null,null,"kW"]
[null,null,null,null,"定格冷房COP",null,"自動計算",null,null,null,null,null,null,null,null,"σco",{"$f":"IFERROR(Q43/Q44,\"\")","v":""},"","","","","","","","",{"$f":"IFERROR(Z43/Z44,\"\")","v":""},"σco＝Φco／Pco"]
[null,null,null,null,"定格暖房能力",null,"EHPの仕様を入力",null,null,null,null,null,null,null,null,"Φwo",null,null,null,null,null,null,null,null,null,null,"kW"]
[null,null,null,null,"定格暖房消費電力",null,"EHPの仕様を入力",null,null,null,null,null,null,null,null,"Pwo",null,null,null,null,null,null,null,null,null,null,"kW"]
[null,null,null,null,"定格暖房COP",null,"自動計算",null,null,null,null,null,null,null,null,"σwo",{"$f":"IFERROR(Q46/Q47,\"\")","v":""},"","","","","","","","",{"$f":"IFERROR(Z46/Z47,\"\")","v":""},"σwo＝Φwo／Pwo"]
[null,null,null,null,"低温暖房能力",null,"EHPの仕様を入力",null,null,"着霜を考慮した外気温2℃時の空調機の性能",null,null,null,null,null,"Φw2",null,null,null,null,null,null,null,null,null,null,"kW"]
[null,null,null,null,"低温暖房消費電力",null,"EHPの仕様を入力",null,null,"寒冷地向け空調機では、カタログ等に記載",null,null,null,null,null,"Pw2",null,null,null,null,null,null,null,null,null,null,"kW"]
[null,null,null,null,"低温暖房COP",null,"自動計算",null,null,null,null,null,null,null,null,"σw2",{"$f":"IFERROR(Q49/Q50,\"\")","v":""},"","","","","","","","",{"$f":"IFERROR(Z49/Z50,\"\")","v":""},"σw2＝Φw2／Pw2"]
[null,null,null,null,"台数",null,"同じ容量のEHPの台数を入力",null,null,null,null,null,null,null,null,null,null,null,null,null,null,null,null,null,null,null,"台"]
[]
[]
[]
[null,null,"設備導入前電力使用量[kWh]"]
[null,null,null,"冷房(Ec)",null,"暖房(Ew)",null,"合計(Ecw)"]
[null,null,null,{"$f":"IFERROR(D74*F60+G74*I60+J74*L60+M74*O60+P74*R60+S74*U60+V74*X60+Y74*AA60+AB74*AD60+AE74*AG60,\"\")","v":0},null,{"$f":"IFERROR(E74*F60+H74*I60+K74*L60+N74*O60+Q74*R60+T74*U60+W74*X60+Z74*AA60+AC74*AD60+AF74*AG60,\"\")","v":0},null,{"$f":"IFERROR(SUM(D58:G58),\"\")","v":0}]
[]
[null,null,"1台当たり","前1",null,{"$f":"IF(Q38=\"\",1,Q38)","v":1},"前2",null,{"$f":"IF(R38=\"\",1,R38)","v":1},"前3",null,{"$f":"IF(S38=\"\",1,S38)","v":1},"前4",null,{"$f":"IF(T38=\"\",1,T38)","v":1},"前5",null,{"$f":"IF(U38=\"\",1,U38)","v":1},"前6",null,{"$f":"IF(V38=\"\",1,V38)","v":1},"前7",null,{"$f":"IF(W38=\"\",1,W38)","v":1},"前8",null,{"$f":"IF(X38=\"\",1,X38)","v":1},"前9",null,{"$f":"IF(Y38=\"\",1,Y38)","v":1},"前10",null,{"$f":"IF(Z38=\"\",1,Z38)","v":1},"1台当たり"]
[null,null,"月    期間","冷房","暖房","月合計","冷房","暖房","月合計","冷房","暖房","月合計","冷房","暖房","月合計","冷房","暖房","月合計","冷房","暖房","月合計","冷房","暖房","月合計","冷房","暖房","月合計","冷房","暖房","月合計","冷房","暖房","月合計","期間    月"]
[null,null,4,{"$f":"IFERROR($AB$26/($C$7*$Q$31)*AU149,\"\")","v":""},{"$f":"IFERROR($AU289,\"\")","v":0},{"$f":"IFERROR(SUM(D62:E62),\"\")","v":0},{"$f":"IFERROR($AB$26/($C$7*$R$31)*AV149,\"\")","v":""},{"$f":"IFERROR($AV289,\"\")","v":""},{"$f":"IFERROR(SUM(G62:H62),\"\")","v":0},{"$f":"IFERROR($AB$26/($C$7*$S$31)*AW149,\"\")","v":""},{"$f":"IFERROR($AW289,\"\")","v":""},{"$f":"IFERROR(SUM(J62:K62),\"\")","v":0},{"$f":"IFERROR($AB$26/($C$7*$T$31)*AX149,\"\")","v":""},{"$f":"IFERROR($AX289,\"\")","v":""},{"$f":"IFERROR(SUM(M62:N62),\"\")","v":0},{"$f":"IFERROR($AB$26/($C$7*$U$31)*AY149,\"\")","v":""},{"$f":"IFERROR($AY289,\"\")","v":""},{"$f":"IFERROR(SUM(P62:Q62),\"\")","v":0},{"$f":"IFERROR($AB$26/($C$7*$V$31)*AZ149,\"\")","v":""},{"$f":"IFERROR($AZ289,\"\")","v":""},{"$f":"IFERROR(SUM(S62:T62),\"\")","v":0},{"$f":"IFERROR($AB$26/($C$7*$W$31)*BA149,\"\")","v":""},{"$f":"IFERROR($BA289,\"\")","v":""},{"$f":"IFERROR(SUM(V62:W62),\"\")","v":0},{"$f":"IFERROR($AB$26/($C$7*$X$31)*BB149,\"\")","v":""},{"$f":"IFERROR($BB289,\"\")","v":""},{"$f":"IFERROR(SUM(Y62:Z62),\"\")","v":0},{"$f":"IFERROR($AB$26/($C$7*$Y$31)*BC149,\"\")","v":""},{"$f":"IFERROR($BC289,\"\")","v":""},{"$f":"IFERROR(SUM(AB62:AC62),\"\")","v":0},{"$f":"IFERROR($AB$26/($C$7*$Z$31)*BD149,\"\")","v":""},{"$f":"IFERROR($BD289,\"\")","v":""},{"$f":"IFERROR(SUM(AE62:AF62),\"\")","v":0},4]
[null,null,5,"",{"$f":"IFERROR($AU290,\"\")","v":0},{"$f":"IFERROR(SUM(D63:E63),\"\")","v":0},"",{"$f":"IFERROR($AV290,\"\")","v":""},{"$f":"IFERROR(SUM(G63:H63),\"\")","v":0},"",{"$f":"IFERROR($AW290,\"\")","v":""},{"$f":"IFERROR(SUM(J63:K63),\"\")","v":0},"",{"$f":"IFERROR($AX290,\"\")","v":""},{"$f":"IFERROR(SUM(M63:N63),\"\")","v":0},"",{"$f":"IFERROR($AY290,\"\")","v":""},{"$f":"IFERROR(SUM(P63:Q63),\"\")","v":0},"",{"$f":"IFERROR($AZ290,\"\")","v":""},{"$f":"IFERROR(SUM(S63:T63),\"\")","v":0},"",{"$f":"IFERROR($BA290,\"\")","v":""},{"$f":"IFERROR(SUM(V63:W63),\"\")","v":0},"",{"$f":"IFERROR($BB290,\"\")","v":""},{"$f":"IFERROR(SUM(Y63:Z63),\"\")","v":0},"",{"$f":"IFERROR($BC290,\"\")","v":""},{"$f":"IFERROR(SUM(AB63:AC63),\"\")","v":0},"",{"$f":"IFERROR($BD290,\"\")","v":""},{"$f":"IFERROR(SUM(AE63:AF63),\"\")","v":0},5]
[null,null,6,"",0,0,"","",0,"","",0,"","",0,"","",0,"","",0,"","",0,"","",0,"","",0,"","",0,6]
[null,null,7,"",0,0,"","",0,"","",0,"","",0,"","",0,"","",0,"","",0,"","",0,"","",0,"","",0,7]
[null,null,8,"",0,0,"","",0,"","",0,"","",0,"","",0,"","",0,"","",0,"","",0,"","",0,"","",0,8]
[null,null,9,"",0,0,"","",0,"","",0,"","",0,"","",0,"","",0,"","",0,"","",0,"","",0,"","",0,9]
[null,null,10,"",0,0,"","",0,"","",0,"","",0,"","",0,"","",0,"","",0,"","",0,"","",0,"","",0,10]
[null,null,11,"",0,0,"","",0,"","",0,"","",0,"","",0,"","",0,"","",0,"","",0,"","",0,"","",0,11]
[null,null,12,"",0,0,"","",0,"","",0,"","",0,"","",0,"","",0,"","",0,"","",0,"","",0,"","",0,12]
[null,null,1,"",0,0,"","",0,"","",0,"","",0,"","",0,"","",0,"","",0,"","",0,"","",0,"","",0,1]
[null,null,2,"",0,0,"","",0,"","",0,"","",0,"","",0,"","",0,"","",0,"","",0,"","",0,"","",0,2]
[null,null,3,"",0,0,"","",0,"","",0,"","",0,"","",0,"","",0,"","",0,"","",0,"","",0,"","",0,3]
[null,null,"合計",{"$f":"IFERROR(SUM($D$62:$D$73),\"\")","v":0},{"$f":"IFERROR(SUM($E$62:$E$73),\"\")","v":0},{"$f":"IFERROR(SUM($F$62:$F$73),\"\")","v":0},{"$f":"IFERROR(SUM($G$62:$G$73),\"\")","v":0},{"$f":"IFERROR(SUM($H$62:$H$73),\"\")","v":0},{"$f":"IFERROR(SUM(I62:I73),\"\")","v":0},{"$f":"IFERROR(SUM($J$62:$J$73),\"\")","v":0},{"$f":"IFERROR(SUM($K$62:$K$73),\"\")","v":0},{"$f":"IFERROR(SUM(L62:L73),\"\")","v":0},{"$f":"IFERROR(SUM($M$62:$M$73),\"\")","v":0},{"$f":"IFERROR(SUM($N$62:$N$73),\"\")","v":0},{"$f":"IFERROR(SUM(O62:O73),\"\")","v":0},{"$f":"IFERROR(SUM($P$62:$P$73),\"\")","v":0},{"$f":"IFERROR(SUM($Q$62:$Q$73),\"\")","v":0},{"$f":"IFERROR(SUM(R62:R73),\"\")","v":0},{"$f":"IFERROR(SUM($S$62:$S$73),\"\")","v":0},{"$f":"IFERROR(SUM($T$62:$T$73),\"\")","v":0},{"$f":"IFERROR(SUM(U62:U73),\"\")","v":0},{"$f":"IFERROR(SUM($V$62:$V$73),\"\")","v":0},{"$f":"IFERROR(SUM($W$62:$W$73),\"\")","v":0},{"$f":"IFERROR(SUM(X62:X73),\"\")","v":0},{"$f":"IFERROR(SUM($Y$62:$Y$73),\"\")","v":0},{"$f":"IFERROR(SUM($Z$62:$Z$73),\"\")","v":0},{"$f":"IFERROR(SUM(AA62:AA73),\"\")","v":0},{"$f":"IFERROR(SUM($AB$62:$AB$73),\"\")","v":0},{"$f":"IFERROR(SUM($AC$62:$AC$73),\"\")","v":0},{"$f":"IFERROR(SUM(AD62:AD73),\"\")","v":0},{"$f":"IFERROR(SUM($AE$62:$AE$73),\"\")","v":0},{"$f":"IFERROR(SUM($AF$62:$AF$73),\"\")","v":0},{"$f":"IFERROR(SUM(AG62:AG73),\"\")","v":0},"合計"]
[]
[]
[null,null,"設備導入後電力使用量[kWh]"]
[null,null,null,"冷房(Ec)",null,"暖房(Ew)",null,"合計(Ecw)"]
[null,null,null,{"$f":"IFERROR(D95*F81+G95*I81+J95*L81+M95*O81+P95*R81+S95*U81+V95*X81+Y95*AA81+AB95*AD81+AE95*AG81,\"\")","v":0},null,{"$f":"IFERROR(E95*F81+H95*I81+K95*L81+N95*O81+Q95*R81+T95*U81+W95*X81+Z95*AA81+AC95*AD81+AF95*AG81,\"\")","v":0},null,{"$f":"IFERROR(SUM(D79:G79),\"\")","v":0}]
[]
[null,null,"1台当たり","後1",null,{"$f":"IF(Q52=\"\",1,Q52)","v":1},"後2",null,{"$f":"IF(R52=\"\",1,R52)","v":1},"後3",null,{"$f":"IF(S52=\"\",1,S52)","v":1},"後4",null,{"$f":"IF(T52=\"\",1,T52)","v":1},"後5",null,{"$f":"IF(U52=\"\",1,U52)","v":1},"後6",null,{"$f":"IF(V52=\"\",1,V52)","v":1},"後7",null,{"$f":"IF(W52=\"\",1,W52)","v":1},"後8",null,{"$f":"IF(X52=\"\",1,X52)","v":1},"後9",null,{"$f":"IF(Y52=\"\",1,Y52)","v":1},"後10",null,{"$f":"IF(Z52=\"\",1,Z52)","v":1},"1台当たり"]
[null,null,"月    期間","冷房","暖房","月合計","冷房","暖房","月合計","冷房","暖房","月合計","冷房","暖房","月合計","冷房","暖房","月合計","冷房","暖房","月合計","冷房","暖房","月合計","冷房","暖房","月合計","冷房","暖房","月合計","冷房","暖房","月合計","期間    月"]
[null,null,4,{"$f":"IFERROR($AB$26/($C$7*$Q$45)*BF149,\"\")","v":""},{"$f":"IFERROR($BF289,\"\")","v":""},{"$f":"IFERROR(SUM(D83:E83),\"\")","v":0},{"$f":"IFERROR($AB$26/($C$7*$R$45)*BG149,\"\")","v":""},{"$f":"IFERROR($BG289,\"\")","v":""},{"$f":"IFERROR(SUM(G83:H83),\"\")","v":0},{"$f":"IFERROR($AB$26/($C$7*$S$45)*BH149,\"\")","v":""},{"$f":"IFERROR($BH289,\"\")","v":""},{"$f":"IFERROR(SUM(J83:K83),\"\")","v":0},{"$f":"IFERROR($AB$26/($C$7*$T$45)*BI149,\"\")","v":""},{"$f":"IFERROR($BI289,\"\")","v":""},{"$f":"IFERROR(SUM(M83:N83),\"\")","v":0},{"$f":"IFERROR($AB$26/($C$7*$U$45)*BJ149,\"\")","v":""},{"$f":"IFERROR($BJ289,\"\")","v":""},{"$f":"IFERROR(SUM(P83:Q83),\"\")","v":0},{"$f":"IFERROR($AB$26/($C$7*$V$45)*BK149,\"\")","v":""},{"$f":"IFERROR($BK289,\"\")","v":""},{"$f":"IFERROR(SUM(S83:T83),\"\")","v":0},{"$f":"IFERROR($AB$26/($C$7*$W$45)*BL149,\"\")","v":""},{"$f":"IFERROR($BL289,\"\")","v":""},{"$f":"IFERROR(SUM(V83:W83),\"\")","v":0},{"$f":"IFERROR($AB$26/($C$7*$X$45)*BM149,\"\")","v":""},{"$f":"IFERROR($BM289,\"\")","v":""},{"$f":"IFERROR(SUM(Y83:Z83),\"\")","v":0},{"$f":"IFERROR($AB$26/($C$7*$Y$45)*BN149,\"\")","v":""},{"$f":"IFERROR($BN289,\"\")","v":""},{"$f":"IFERROR(SUM(AB83:AC83),\"\")","v":0},{"$f":"IFERROR($AB$26/($C$7*$Z$45)*BO149,\"\")","v":""},{"$f":"IFERROR($BO289,\"\")","v":""},{"$f":"IFERROR(SUM(AE83:AF83),\"\")","v":0},4]
[null,null,5,"",{"$f":"IFERROR($BF290,\"\")","v":""},{"$f":"IFERROR(SUM(D84:E84),\"\")","v":0},"",{"$f":"IFERROR($BG290,\"\")","v":""},{"$f":"IFERROR(SUM(G84:H84),\"\")","v":0},"",{"$f":"IFERROR($BH290,\"\")","v":""},{"$f":"IFERROR(SUM(J84:K84),\"\")","v":0},"",{"$f":"IFERROR($BI290,\"\")","v":""},{"$f":"IFERROR(SUM(M84:N84),\"\")","v":0},"",{"$f":"IFERROR($BJ290,\"\")","v":""},{"$f":"IFERROR(SUM(P84:Q84),\"\")","v":0},"",{"$f":"IFERROR($BK290,\"\")","v":""},{"$f":"IFERROR(SUM(S84:T84),\"\")","v":0},"",{"$f":"IFERROR($BL290,\"\")","v":""},{"$f":"IFERROR(SUM(V84:W84),\"\")","v":0},"",{"$f":"IFERROR($BM290,\"\")","v":""},{"$f":"IFERROR(SUM(Y84:Z84),\"\")","v":0},"",{"$f":"IFERROR($BN290,\"\")","v":""},{"$f":"IFERROR(SUM(AB84:AC84),\"\")","v":0},"",{"$f":"IFERROR($BO290,\"\")","v":""},{"$f":"IFERROR(SUM(AE84:AF84),\"\")","v":0},5]
[null,null,6,"","",0,"","",0,"","",0,"","",0,"","",0,"","",0,"","",0,"","",0,"","",0,"","",0,6]
[null,null,7,"","",0,"","",0,"","",0,"","",0,"","",0,"","",0,"","",0,"","",0,"","",0,"","",0,7]
[null,null,8,"","",0,"","",0,"","",0,"","",0,"","",0,"","",0,"","",0,"","",0,"","",0,"","",0,8]
[null,null,9,"","",0,"","",0,"","",0,"","",0,"","",0,"","",0,"","",0,"","",0,"","",0,"","",0,9]
[null,null,10,"","",0,"","",0,"","",0,"","",0,"","",0,"","",0,"","",0,"","",0,"","",0,"","",0,10]
[null,null,11,"","",0,"","",0,"","",0,"","",0,"","",0,"","",0,"","",0,"","",0,"","",0,"","",0,11]
[null,null,12,"","",0,"","",0,"","",0,"","",0,"","",0,"","",0,"","",0,"","",0,"","",0,"","",0,12]
[null,null,1,"","",0,"","",0,"","",0,"","",0,"","",0,"","",0,"","",0,"","",0,"","",0,"","",0,1]
[null,null,2,"","",0,"","",0,"","",0,"","",0,"","",0,"","",0,"","",0,"","",0,"","",0,"","",0,2]
[null,null,3,"","",0,"","",0,"","",0,"","",0,"","",0,"","",0,"","",0,"","",0,"","",0,"","",0,3]
[null,null,"合計",{"$f":"IFERROR(SUM(D83:D94),\"\")","v":0},0,0,0,0,0,0,0,0,0,0,0,0,0,0,0,0,0,0,0,0,0,0,0,0,0,0,0,0,0,"合計"]
[]
[]
[null,null,"作業表1(青色のセルを「24」、オレンジ色のセルを「19」として抽出）"]
[null,null,null," 時刻"]
[null,null,"月",0,1,2,3,4,5,6,7,8,9,10,11,12,13,14,15,16,17,18,19,20,21,22,23,"月"]
[null,null,4,{"$f":"CELLCOLOR($D$12)","v":-4142},{"$f":"CELLCOLOR($E$12)","v":-4142},{"$f":"CELLCOLOR($F$12)","v":-4142},{"$f":"CELLCOLOR($G$12)","v":-4142},{"$f":"CELLCOLOR($H$12)","v":-4142},{"$f":"CELLCOLOR($I$12)","v":-4142},{"$f":"CELLCOLOR($J$12)","v":-4142},{"$f":"CELLCOLOR($K$12)","v":-4142},{"$f":"CELLCOLOR($L$12)","v":-4142},{"$f":"CELLCOLOR($M$12)","v":-4142},{"$f":"CELLCOLOR($N$12)","v":-4142},{"$f":"CELLCOLOR($O$12)","v":-4142},{"$f":"CELLCOLOR($P$12)","v":-4142},{"$f":"CELLCOLOR($Q$12)","v":-4142},{"$f":"CELLCOLOR($R$12)","v":-4142},{"$f":"CELLCOLOR($S$12)","v":-4142},{"$f":"CELLCOLOR($T$12)","v":-4142},{"$f":"CELLCOLOR($U$12)","v":-4142},{"$f":"CELLCOLOR($V$12)","v":-4142},{"$f":"CELLCOLOR($W$12)","v":-4142},{"$f":"CELLCOLOR($X$12)","v":-4142},{"$f":"CELLCOLOR($Y$12)","v":-4142},{"$f":"CELLCOLOR($Z$12)","v":-4142},{"$f":"CELLCOLOR($AA$12)","v":-4142},4]
[null,null,5,{"$f":"CELLCOLOR($D$13)","v":-4142},{"$f":"CELLCOLOR($E$13)","v":-4142},{"$f":"CELLCOLOR($F$13)","v":-4142},{"$f":"CELLCOLOR($G$13)","v":-4142},{"$f":"CELLCOLOR($H$13)","v":-4142},{"$f":"CELLCOLOR($I$13)","v":-4142},{"$f":"CELLCOLOR($J$13)","v":-4142},{"$f":"CELLCOLOR($K$13)","v":-4142},{"$f":"CELLCOLOR($L$13)","v":-4142},{"$f":"CELLCOLOR($M$13)","v":-4142},{"$f":"CELLCOLOR($N$13)","v":-4142},{"$f":"CELLCOLOR($O$13)","v":-4142},{"$f":"CELLCOLOR($P$13)","v":-4142},{"$f":"CELLCOLOR($Q$13)","v":-4142},{"$f":"CELLCOLOR($R$13)","v":-4142},{"$f":"CELLCOLOR($S$13)","v":-4142},{"$f":"CELLCOLOR($T$13)","v":-4142},{"$f":"CELLCOLOR($U$13)","v":-4142},{"$f":"CELLCOLOR($V$13)","v":-4142},{"$f":"CELLCOLOR($W$13)","v":-4142},{"$f":"CELLCOLOR($X$13)","v":-4142},{"$f":"CELLCOLOR($Y$13)","v":-4142},{"$f":"CELLCOLOR($Z$13)","v":-4142},{"$f":"CELLCOLOR($AA$13)","v":-4142},5]
[null,null,6,{"$f":"CELLCOLOR($D$14)","v":-4142},{"$f":"CELLCOLOR($E$14)","v":-4142},{"$f":"CELLCOLOR($F$14)","v":-4142},{"$f":"CELLCOLOR($G$14)","v":-4142},{"$f":"CELLCOLOR($H$14)","v":-4142},{"$f":"CELLCOLOR($I$14)","v":-4142},{"$f":"CELLCOLOR($J$14)","v":-4142},{"$f":"CELLCOLOR($K$14)","v":-4142},{"$f":"CELLCOLOR($L$14)","v":-4142},{"$f":"CELLCOLOR($M$14)","v":-4142},{"$f":"CELLCOLOR($N$14)","v":-4142},{"$f":"CELLCOLOR($O$14)","v":-4142},{"$f":"CELLCOLOR($P$14)","v":-4142},{"$f":"CELLCOLOR($Q$14)","v":-4142},{"$f":"CELLCOLOR($R$14)","v":-4142},{"$f":"CELLCOLOR($S$14)","v":-4142},{"$f":"CELLCOLOR($T$14)","v":-4142},{"$f":"CELLCOLOR($U$14)","v":-4142},{"$f":"CELLCOLOR($V$14)","v":-4142},{"$f":"CELLCOLOR($W$14)","v":-4142},{"$f":"CELLCOLOR($X$14)","v":-4142},{"$f":"CELLCOLOR($Y$14)","v":-4142},{"$f":"CELLCOLOR($Z$14)","v":-4142},{"$f":"CELLCOLOR($AA$14)","v":-4142},6]
[null,null,7,{"$f":"CELLCOLOR($D$15)","v":-4142},{"$f":"CELLCOLOR($E$15)","v":-4142},{"$f":"CELLCOLOR($F$15)","v":-4142},{"$f":"CELLCOLOR($G$15)","v":-4142},{"$f":"CELLCOLOR($H$15)","v":-4142},{"$f":"CELLCOLOR($I$15)","v":-4142},{"$f":"CELLCOLOR($J$15)","v":-4142},{"$f":"CELLCOLOR($K$15)","v":-4142},{"$f":"CELLCOLOR($L$15)","v":-4142},{"$f":"CELLCOLOR($M$15)","v":-4142},{"$f":"CELLCOLOR($N$15)","v":-4142},{"$f":"CELLCOLOR($O$15)","v":-4142},{"$f":"CELLCOLOR($P$15)","v":-4142},{"$f":"CELLCOLOR($Q$15)","v":-4142},{"$f":"CELLCOLOR($R$15)","v":-4142},{"$f":"CELLCOLOR($S$15)","v":-4142},{"$f":"CELLCOLOR($T$15)","v":-4142},{"$f":"CELLCOLOR($U$15)","v":-4142},{"$f":"CELLCOLOR($V$15)","v":-4142},{"$f":"CELLCOLOR($W$15)","v":-4142},{"$f":"CELLCOLOR($X$15)","v":-4142},{"$f":"CELLCOLOR($Y$15)","v":-4142},{"$f":"CELLCOLOR($Z$15)","v":-4142},{"$f":"CELLCOLOR($AA$15)","v":-4142},7]
[null,null,8,{"$f":"CELLCOLOR($D$16)","v":-4142},{"$f":"CELLCOLOR($E$16)","v":-4142},{"$f":"CELLCOLOR($F$16)","v":-4142},{"$f":"CELLCOLOR($G$16)","v":-4142},{"$f":"CELLCOLOR($H$16)","v":-4142},{"$f":"CELLCOLOR($I$16)","v":-4142},{"$f":"CELLCOLOR($J$16)","v":-4142},{"$f":"CELLCOLOR($K$16)","v":-4142},{"$f":"CELLCOLOR($L$16)","v":-4142},{"$f":"CELLCOLOR($M$16)","v":-4142},{"$f":"CELLCOLOR($N$16)","v":-4142},{"$f":"CELLCOLOR($O$16)","v":-4142},{"$f":"CELLCOLOR($P$16)","v":-4142},{"$f":"CELLCOLOR($Q$16)","v":-4142},{"$f":"CELLCOLOR($R$16)","v":-4142},{"$f":"CELLCOLOR($S$16)","v":-4142},{"$f":"CELLCOLOR($T$16)","v":-4142},{"$f":"CELLCOLOR($U$16)","v":-4142},{"$f":"CELLCOLOR($V$16)","v":-4142},{"$f":"CELLCOLOR($W$16)","v":-4142},{"$f":"CELLCOLOR($X$16)","v":-4142},{"$f":"CELLCOLOR($Y$16)","v":-4142},{"$f":"CELLCOLOR($Z$16)","v":-4142},{"$f":"CELLCOLOR($AA$16)","v":-4142},8]
[null,null,9,{"$f":"CELLCOLOR($D$17)","v":-4142},{"$f":"CELLCOLOR($E$17)","v":-4142},{"$f":"CELLCOLOR($F$17)","v":-4142},{"$f":"CELLCOLOR($G$17)","v":-4142},{"$f":"CELLCOLOR($H$17)","v":-4142},{"$f":"CELLCOLOR($I$17)","v":-4142},{"$f":"CELLCOLOR($J$17)","v":-4142},{"$f":"CELLCOLOR($K$17)","v":-4142},{"$f":"CELLCOLOR($L$17)","v":-4142},{"$f":"CELLCOLOR($M$17)","v":-4142},{"$f":"CELLCOLOR($N$17)","v":-4142},{"$f":"CELLCOLOR($O$17)","v":-4142},{"$f":"CELLCOLOR($P$17)","v":-4142},{"$f":"CELLCOLOR($Q$17)","v":-4142},{"$f":"CELLCOLOR($R$17)","v":-4142},{"$f":"CELLCOLOR($S$17)","v":-4142},{"$f":"CELLCOLOR($T$17)","v":-4142},{"$f":"CELLCOLOR($U$17)","v":-4142},{"$f":"CELLCOLOR($V$17)","v":-4142},{"$f":"CELLCOLOR($W$17)","v":-4142},{"$f":"CELLCOLOR($X$17)","v":-4142},{"$f":"CELLCOLOR($Y$17)","v":-4142},{"$f":"CELLCOLOR($Z$17)","v":-4142},{"$f":"CELLCOLOR($AA$17)","v":-4142},9]
[null,null,10,{"$f":"CELLCOLOR($D$18)","v":-4142},{"$f":"CELLCOLOR($E$18)","v":-4142},{"$f":"CELLCOLOR($F$18)","v":-4142},{"$f":"CELLCOLOR($G$18)","v":-4142},{"$f":"CELLCOLOR($H$18)","v":-4142},{"$f":"CELLCOLOR($I$18)","v":-4142},{"$f":"CELLCOLOR($J$18)","v":-4142},{"$f":"CELLCOLOR($K$18)","v":-4142},{"$f":"CELLCOLOR($L$18)","v":-4142},{"$f":"CELLCOLOR($M$18)","v":-4142},{"$f":"CELLCOLOR($N$18)","v":-4142},{"$f":"CELLCOLOR($O$18)","v":-4142},{"$f":"CELLCOLOR($P$18)","v":-4142},{"$f":"CELLCOLOR($Q$18)","v":-4142},{"$f":"CELLCOLOR($R$18)","v":-4142},{"$f":"CELLCOLOR($S$18)","v":-4142},{"$f":"CELLCOLOR($T$18)","v":-4142},{"$f":"CELLCOLOR($U$18)","v":-4142},{"$f":"CELLCOLOR($V$18)","v":-4142},{"$f":"CELLCOLOR($W$18)","v":-4142},{"$f":"CELLCOLOR($X$18)","v":-4142},{"$f":"CELLCOLOR($Y$18)","v":-4142},{"$f":"CELLCOLOR($Z$18)","v":-4142},{"$f":"CELLCOLOR($AA$18)","v":-4142},10]
[null,null,11,{"$f":"CELLCOLOR($D$19)","v":-4142},{"$f":"CELLCOLOR($E$19)","v":-4142},{"$f":"CELLCOLOR($F$19)","v":-4142},{"$f":"CELLCOLOR($G$19)","v":-4142},{"$f":"CELLCOLOR($H$19)","v":-4142},{"$f":"CELLCOLOR($I$19)","v":-4142},{"$f":"CELLCOLOR($J$19)","v":-4142},{"$f":"CELLCOLOR($K$19)","v":-4142},{"$f":"CELLCOLOR($L$19)","v":-4142},{"$f":"CELLCOLOR($M$19)","v":-4142},{"$f":"CELLCOLOR($N$19)","v":-4142},{"$f":"CELLCOLOR($O$19)","v":-4142},{"$f":"CELLCOLOR($P$19)","v":-4142},{"$f":"CELLCOLOR($Q$19)","v":-4142},{"$f":"CELLCOLOR($R$19)","v":-4142},{"$f":"CELLCOLOR($S$19)","v":-4142},{"$f":"CELLCOLOR($T$19)","v":-4142},{"$f":"CELLCOLOR($U$19)","v":-4142},{"$f":"CELLCOLOR($V$19)","v":-4142},{"$f":"CELLCOLOR($W$19)","v":-4142},{"$f":"CELLCOLOR($X$19)","v":-4142},{"$f":"CELLCOLOR($Y$19)","v":-4142},{"$f":"CELLCOLOR($Z$19)","v":-4142},{"$f":"CELLCOLOR($AA$19)","v":-4142},11]
[null,null,12,{"$f":"CELLCOLOR($D$20)","v":-4142},{"$f":"CELLCOLOR($E$20)","v":-4142},{"$f":"CELLCOLOR($F$20)","v":-4142},{"$f":"CELLCOLOR($G$20)","v":-4142},{"$f":"CELLCOLOR($H$20)","v":-4142},{"$f":"CELLCOLOR($I$20)","v":-4142},{"$f":"CELLCOLOR($J$20)","v":-4142},{"$f":"CELLCOLOR($K$20)","v":-4142},{"$f":"CELLCOLOR($L$20)","v":-4142},{"$f":"CELLCOLOR($M$20)","v":-4142},{"$f":"CELLCOLOR($N$20)","v":-4142},{"$f":"CELLCOLOR($O$20)","v":-4142},{"$f":"CELLCOLOR($P$20)","v":-4142},{"$f":"CELLCOLOR($Q$20)","v":-4142},{"$f":"CELLCOLOR($R$20)","v":-4142},{"$f":"CELLCOLOR($S$20)","v":-4142},{"$f":"CELLCOLOR($T$20)","v":-4142},{"$f":"CELLCOLOR($U$20)","v":-4142},{"$f":"CELLCOLOR($V$20)","v":-4142},{"$f":"CELLCOLOR($W$20)","v":-4142},{"$f":"CELLCOLOR($X$20)","v":-4142},{"$f":"CELLCOLOR($Y$20)","v":-4142},{"$f":"CELLCOLOR($Z$20)","v":-4142},{"$f":"CELLCOLOR($AA$20)","v":-4142},12]
[null,null,1,{"$f":"CELLCOLOR($D$21)","v":-4142},{"$f":"CELLCOLOR($E$21)","v":-4142},{"$f":"CELLCOLOR($F$21)","v":-4142},{"$f":"CELLCOLOR($G$21)","v":-4142},{"$f":"CELLCOLOR($H$21)","v":-4142},{"$f":"CELLCOLOR($I$21)","v":-4142},{"$f":"CELLCOLOR($J$21)","v":-4142},{"$f":"CELLCOLOR($K$21)","v":-4142},{"$f":"CELLCOLOR($L$21)","v":-4142},{"$f":"CELLCOLOR($M$21)","v":-4142},{"$f":"CELLCOLOR($N$21)","v":-4142},{"$f":"CELLCOLOR($O$21)","v":-4142},{"$f":"CELLCOLOR($P$21)","v":-4142},{"$f":"CELLCOLOR($Q$21)","v":-4142},{"$f":"CELLCOLOR($R$21)","v":-4142},{"$f":"CELLCOLOR($S$21)","v":-4142},{"$f":"CELLCOLOR($T$21)","v":-4142},{"$f":"CELLCOLOR($U$21)","v":-4142},{"$f":"CELLCOLOR($V$21)","v":-4142},{"$f":"CELLCOLOR($W$21)","v":-4142},{"$f":"CELLCOLOR($X$21)","v":-4142},{"$f":"CELLCOLOR($Y$21)","v":-4142},{"$f":"CELLCOLOR($Z$21)","v":-4142},{"$f":"CELLCOLOR($AA$21)","v":-4142},1]
[null,null,2,{"$f":"CELLCOLOR($D$22)","v":-4142},{"$f":"CELLCOLOR($E$22)","v":-4142},{"$f":"CELLCOLOR($F$22)","v":-4142},{"$f":"CELLCOLOR($G$22)","v":-4142},{"$f":"CELLCOLOR($H$22)","v":-4142},{"$f":"CELLCOLOR($I$22)","v":-4142},{"$f":"CELLCOLOR($J$22)","v":-4142},{"$f":"CELLCOLOR($K$22)","v":-4142},{"$f":"CELLCOLOR($L$22)","v":-4142},{"$f":"CELLCOLOR($M$22)","v":-4142},{"$f":"CELLCOLOR($N$22)","v":-4142},{"$f":"CELLCOLOR($O$22)","v":-4142},{"$f":"CELLCOLOR($P$22)","v":-4142},{"$f":"CELLCOLOR($Q$22)","v":-4142},{"$f":"CELLCOLOR($R$22)","v":-4142},{"$f":"CELLCOLOR($S$22)","v":-4142},{"$f":"CELLCOLOR($T$22)","v":-4142},{"$f":"CELLCOLOR($U$22)","v":-4142},{"$f":"CELLCOLOR($V$22)","v":-4142},{"$f":"CELLCOLOR($W$22)","v":-4142},{"$f":"CELLCOLOR($X$22)","v":-4142},{"$f":"CELLCOLOR($Y$22)","v":-4142},{"$f":"CELLCOLOR($Z$22)","v":-4142},{"$f":"CELLCOLOR($AA$22)","v":-4142},2]
[null,null,3,{"$f":"CELLCOLOR($D$23)","v":-4142},{"$f":"CELLCOLOR($E$23)","v":-4142},{"$f":"CELLCOLOR($F$23)","v":-4142},{"$f":"CELLCOLOR($G$23)","v":-4142},{"$f":"CELLCOLOR($H$23)","v":-4142},{"$f":"CELLCOLOR($I$23)","v":-4142},{"$f":"CELLCOLOR($J$23)","v":-4142},{"$f":"CELLCOLOR($K$23)","v":-4142},{"$f":"CELLCOLOR($L$23)","v":-4142},{"$f":"CELLCOLOR($M$23)","v":-4142},{"$f":"CELLCOLOR($N$23)","v":-4142},{"$f":"CELLCOLOR($O$23)","v":-4142},{"$f":"CELLCOLOR($P$23)","v":-4142},{"$f":"CELLCOLOR($Q$23)","v":-4142},{"$f":"CELLCOLOR($R$23)","v":-4142},{"$f":"CELLCOLOR($S$23)","v":-4142},{"$f":"CELLCOLOR($T$23)","v":-4142},{"$f":"CELLCOLOR($U$23)","v":-4142},{"$f":"CELLCOLOR($V$23)","v":-4142},{"$f":"CELLCOLOR($W$23)","v":-4142},{"$f":"CELLCOLOR($X$23)","v":-4142},{"$f":"CELLCOLOR($Y$23)","v":-4142},{"$f":"CELLCOLOR($Z$23)","v":-4142},{"$f":"CELLCOLOR($AA$23)","v":-4142},3]
[]
[null,null,"作業表2-1(冷房)",null,"●月▲時の平均気温(四捨五入で表示）"]
[null,null,null," 時刻"]
[null,null,"月",0,1,2,3,4,5,6,7,8,9,10,11,12,13,14,15,16,17,18,19,20,21,22,23,"月"]
[null,null,4,{"$f":"IF($D$101=24,ROUND($D$12,0),\"\")&\"\"","v":""},{"$f":"IF($E$101=24,ROUND($E$12,0),\"\")&\"\"","v":""},{"$f":"IF($F$101=24,ROUND($F$12,0),\"\")&\"\"","v":""},{"$f":"IF($G$101=24,ROUND($G$12,0),\"\")&\"\"","v":""},{"$f":"IF($H$101=24,ROUND($H$12,0),\"\")&\"\"","v":""},{"$f":"IF($I$101=24,ROUND($I$12,0),\"\")&\"\"","v":""},{"$f":"IF($J$101=24,ROUND($J$12,0),\"\")&\"\"","v":""},{"$f":"IF($K$101=24,ROUND($K$12,0),\"\")&\"\"","v":""},{"$f":"IF($L$101=24,ROUND($L$12,0),\"\")&\"\"","v":""},{"$f":"IF($M$101=24,ROUND($M$12,0),\"\")&\"\"","v":""},{"$f":"IF($N$101=24,ROUND($N$12,0),\"\")&\"\"","v":""},{"$f":"IF($O$101=24,ROUND($O$12,0),\"\")&\"\"","v":""},{"$f":"IF($P$101=24,ROUND($P$12,0),\"\")&\"\"","v":""},{"$f":"IF($Q$101=24,ROUND($Q$12,0),\"\")&\"\"","v":""},{"$f":"IF($R$101=24,ROUND($R$12,0),\"\")&\"\"","v":""},{"$f":"IF($S$101=24,ROUND($S$12,0),\"\")&\"\"","v":""},{"$f":"IF($T$101=24,ROUND($T$12,0),\"\")&\"\"","v":""},{"$f":"IF($U$101=24,ROUND($U$12,0),\"\")&\"\"","v":""},{"$f":"IF($V$101=24,ROUND($V$12,0),\"\")&\"\"","v":""},{"$f":"IF($W$101=24,ROUND($W$12,0),\"\")&\"\"","v":""},{"$f":"IF($X$101=24,ROUND($X$12,0),\"\")&\"\"","v":""},{"$f":"IF($Y$101=24,ROUND($Y$12,0),\"\")&\"\"","v":""},{"$f":"IF($Z$101=24,ROUND($Z$12,0),\"\")&\"\"","v":""},{"$f":"IF($AA$101=24,ROUND($AA$12,0),\"\")&\"\"","v":""},4]
[null,null,5,{"$f":"IF($D$102=24,ROUND($D$13,0),\"\")&\"\"","v":""},{"$f":"IF($E$102=24,ROUND($E$13,0),\"\")&\"\"","v":""},{"$f":"IF($F$102=24,ROUND($F$13,0),\"\")&\"\"","v":""},{"$f":"IF($G$102=24,ROUND($G$13,0),\"\")&\"\"","v":""},{"$f":"IF($H$102=24,ROUND($H$13,0),\"\")&\"\"","v":""},{"$f":"IF($I$102=24,ROUND($I$13,0),\"\")&\"\"","v":""},{"$f":"IF($J$102=24,ROUND($J$13,0),\"\")&\"\"","v":""},{"$f":"IF($K$102=24,ROUND($K$13,0),\"\")&\"\"","v":""},{"$f":"IF($L$102=24,ROUND($L$13,0),\"\")&\"\"","v":""},{"$f":"IF($M$102=24,ROUND($M$13,0),\"\")&\"\"","v":""},{"$f":"IF($N$102=24,ROUND($N$13,0),\"\")&\"\"","v":""},{"$f":"IF($O$102=24,ROUND($O$13,0),\"\")&\"\"","v":""},{"$f":"IF($P$102=24,ROUND($P$13,0),\"\")&\"\"","v":""},{"$f":"IF($Q$102=24,ROUND($Q$13,0),\"\")&\"\"","v":""},{"$f":"IF($R$102=24,ROUND($R$13,0),\"\")&\"\"","v":""},{"$f":"IF($S$102=24,ROUND($S$13,0),\"\")&\"\"","v":""},{"$f":"IF($T$102=24,ROUND($T$13,0),\"\")&\"\"","v":""},{"$f":"IF($U$102=24,ROUND($U$13,0),\"\")&\"\"","v":""},{"$f":"IF($V$102=24,ROUND($V$13,0),\"\")&\"\"","v":""},{"$f":"IF($W$102=24,ROUND($W$13,0),\"\")&\"\"","v":""},{"$f":"IF($X$102=24,ROUND($X$13,0),\"\")&\"\"","v":""},{"$f":"IF($Y$102=24,ROUND($Y$13,0),\"\")&\"\"","v":""},{"$f":"IF($Z$102=24,ROUND($Z$13,0),\"\")&\"\"","v":""},{"$f":"IF($AA$102=24,ROUND($AA$13,0),\"\")&\"\"","v":""},5]
[null,null,6,{"$f":"IF($D$103=24,ROUND($D$14,0),\"\")&\"\"","v":""},{"$f":"IF($E$103=24,ROUND($E$14,0),\"\")&\"\"","v":""},{"$f":"IF($F$103=24,ROUND($F$14,0),\"\")&\"\"","v":""},{"$f":"IF($G$103=24,ROUND($G$14,0),\"\")&\"\"","v":""},{"$f":"IF($H$103=24,ROUND($H$14,0),\"\")&\"\"","v":""},{"$f":"IF($I$103=24,ROUND($I$14,0),\"\")&\"\"","v":""},{"$f":"IF($J$103=24,ROUND($J$14,0),\"\")&\"\"","v":""},{"$f":"IF($K$103=24,ROUND($K$14,0),\"\")&\"\"","v":""},{"$f":"IF($L$103=24,ROUND($L$14,0),\"\")&\"\"","v":""},{"$f":"IF($M$103=24,ROUND($M$14,0),\"\")&\"\"","v":""},{"$f":"IF($N$103=24,ROUND($N$14,0),\"\")&\"\"","v":""},{"$f":"IF($O$103=24,ROUND($O$14,0),\"\")&\"\"","v":""},{"$f":"IF($P$103=24,ROUND($P$14,0),\"\")&\"\"","v":""},{"$f":"IF($Q$103=24,ROUND($Q$14,0),\"\")&\"\"","v":""},{"$f":"IF($R$103=24,ROUND($R$14,0),\"\")&\"\"","v":""},{"$f":"IF($S$103=24,ROUND($S$14,0),\"\")&\"\"","v":""},{"$f":"IF($T$103=24,ROUND($T$14,0),\"\")&\"\"","v":""},{"$f":"IF($U$103=24,ROUND($U$14,0),\"\")&\"\"","v":""},{"$f":"IF($V$103=24,ROUND($V$14,0),\"\")&\"\"","v":""},{"$f":"IF($W$103=24,ROUND($W$14,0),\"\")&\"\"","v":""},{"$f":"IF($X$103=24,ROUND($X$14,0),\"\")&\"\"","v":""},{"$f":"IF($Y$103=24,ROUND($Y$14,0),\"\")&\"\"","v":""},{"$f":"IF($Z$103=24,ROUND($Z$14,0),\"\")&\"\"","v":""},{"$f":"IF($AA$103=24,ROUND($AA$14,0),\"\")&\"\"","v":""},6]
[null,null,7,{"$f":"IF($D$104=24,ROUND($D$15,0),\"\")&\"\"","v":""},{"$f":"IF($E$104=24,ROUND($E$15,0),\"\")&\"\"","v":""},{"$f":"IF($F$104=24,ROUND($F$15,0),\"\")&\"\"","v":""},{"$f":"IF($G$104=24,ROUND($G$15,0),\"\")&\"\"","v":""},{"$f":"IF($H$104=24,ROUND($H$15,0),\"\")&\"\"","v":""},{"$f":"IF($I$104=24,ROUND($I$15,0),\"\")&\"\"","v":""},{"$f":"IF($J$104=24,ROUND($J$15,0),\"\")&\"\"","v":""},{"$f":"IF($K$104=24,ROUND($K$15,0),\"\")&\"\"","v":""},{"$f":"IF($L$104=24,ROUND($L$15,0),\"\")&\"\"","v":""},{"$f":"IF($M$104=24,ROUND($M$15,0),\"\")&\"\"","v":""},{"$f":"IF($N$104=24,ROUND($N$15,0),\"\")&\"\"","v":""},{"$f":"IF($O$104=24,ROUND($O$15,0),\"\")&\"\"","v":""},{"$f":"IF($P$104=24,ROUND($P$15,0),\"\")&\"\"","v":""},{"$f":"IF($Q$104=24,ROUND($Q$15,0),\"\")&\"\"","v":""},{"$f":"IF($R$104=24,ROUND($R$15,0),\"\")&\"\"","v":""},{"$f":"IF($S$104=24,ROUND($S$15,0),\"\")&\"\"","v":""},{"$f":"IF($T$104=24,ROUND($T$15,0),\"\")&\"\"","v":""},{"$f":"IF($U$104=24,ROUND($U$15,0),\"\")&\"\"","v":""},{"$f":"IF($V$104=24,ROUND($V$15,0),\"\")&\"\"","v":""},{"$f":"IF($W$104=24,ROUND($W$15,0),\"\")&\"\"","v":""},{"$f":"IF($X$104=24,ROUND($X$15,0),\"\")&\"\"","v":""},{"$f":"IF($Y$104=24,ROUND($Y$15,0),\"\")&\"\"","v":""},{"$f":"IF($Z$104=24,ROUND($Z$15,0),\"\")&\"\"","v":""},{"$f":"IF($AA$104=24,ROUND($AA$15,0),\"\")&\"\"","v":""},7]
[null,null,8,{"$f":"IF($D$105=24,ROUND($D$16,0),\"\")&\"\"","v":""},{"$f":"IF($E$105=24,ROUND($E$16,0),\"\")&\"\"","v":""},{"$f":"IF($F$105=24,ROUND($F$16,0),\"\")&\"\"","v":""},{"$f":"IF($G$105=24,ROUND($G$16,0),\"\")&\"\"","v":""},{"$f":"IF($H$105=24,ROUND($H$16,0),\"\")&\"\"","v":""},{"$f":"IF($I$105=24,ROUND($I$16,0),\"\")&\"\"","v":""},{"$f":"IF($J$105=24,ROUND($J$16,0),\"\")&\"\"","v":""},{"$f":"IF($K$105=24,ROUND($K$16,0),\"\")&\"\"","v":""},{"$f":"IF($L$105=24,ROUND($L$16,0),\"\")&\"\"","v":""},{"$f":"IF($M$105=24,ROUND($M$16,0),\"\")&\"\"","v":""},{"$f":"IF($N$105=24,ROUND($N$16,0),\"\")&\"\"","v":""},{"$f":"IF($O$105=24,ROUND($O$16,0),\"\")&\"\"","v":""},{"$f":"IF($P$105=24,ROUND($P$16,0),\"\")&\"\"","v":""},{"$f":"IF($Q$105=24,ROUND($Q$16,0),\"\")&\"\"","v":""},{"$f":"IF($R$105=24,ROUND($R$16,0),\"\")&\"\"","v":""},{"$f":"IF($S$105=24,ROUND($S$16,0),\"\")&\"\"","v":""},{"$f":"IF($T$105=24,ROUND($T$16,0),\"\")&\"\"","v":""},{"$f":"IF($U$105=24,ROUND($U$16,0),\"\")&\"\"","v":""},{"$f":"IF($V$105=24,ROUND($V$16,0),\"\")&\"\"","v":""},{"$f":"IF($W$105=24,ROUND($W$16,0),\"\")&\"\"","v":""},{"$f":"IF($X$105=24,ROUND($X$16,0),\"\")&\"\"","v":""},{"$f":"IF($Y$105=24,ROUND($Y$16,0),\"\")&\"\"","v":""},{"$f":"IF($Z$105=24,ROUND($Z$16,0),\"\")&\"\"","v":""},{"$f":"IF($AA$105=24,ROUND($AA$16,0),\"\")&\"\"","v":""},8]
[null,null,9,{"$f":"IF($D$106=24,ROUND($D$17,0),\"\")&\"\"","v":""},{"$f":"IF($E$106=24,ROUND($E$17,0),\"\")&\"\"","v":""},{"$f":"IF($F$106=24,ROUND($F$17,0),\"\")&\"\"","v":""},{"$f":"IF($G$106=24,ROUND($G$17,0),\"\")&\"\"","v":""},{"$f":"IF($H$106=24,ROUND($H$17,0),\"\")&\"\"","v":""},{"$f":"IF($I$106=24,ROUND($I$17,0),\"\")&\"\"","v":""},{"$f":"IF($J$106=24,ROUND($J$17,0),\"\")&\"\"","v":""},{"$f":"IF($K$106=24,ROUND($K$17,0),\"\")&\"\"","v":""},{"$f":"IF($L$106=24,ROUND($L$17,0),\"\")&\"\"","v":""},{"$f":"IF($M$106=24,ROUND($M$17,0),\"\")&\"\"","v":""},{"$f":"IF($N$106=24,ROUND($N$17,0),\"\")&\"\"","v":""},{"$f":"IF($O$106=24,ROUND($O$17,0),\"\")&\"\"","v":""},{"$f":"IF($P$106=24,ROUND($P$17,0),\"\")&\"\"","v":""},{"$f":"IF($Q$106=24,ROUND($Q$17,0),\"\")&\"\"","v":""},{"$f":"IF($R$106=24,ROUND($R$17,0),\"\")&\"\"","v":""},{"$f":"IF($S$106=24,ROUND($S$17,0),\"\")&\"\"","v":""},{"$f":"IF($T$106=24,ROUND($T$17,0),\"\")&\"\"","v":""},{"$f":"IF($U$106=24,ROUND($U$17,0),\"\")&\"\"","v":""},{"$f":"IF($V$106=24,ROUND($V$17,0),\"\")&\"\"","v":""},{"$f":"IF($W$106=24,ROUND($W$17,0),\"\")&\"\"","v":""},{"$f":"IF($X$106=24,ROUND($X$17,0),\"\")&\"\"","v":""},{"$f":"IF($Y$106=24,ROUND($Y$17,0),\"\")&\"\"","v":""},{"$f":"IF($Z$106=24,ROUND($Z$17,0),\"\")&\"\"","v":""},{"$f":"IF($AA$106=24,ROUND($AA$17,0),\"\")&\"\"","v":""},9]
[null,null,10,{"$f":"IF($D$107=24,ROUND($D$18,0),\"\")&\"\"","v":""},{"$f":"IF($E$107=24,ROUND($E$18,0),\"\")&\"\"","v":""},{"$f":"IF($F$107=24,ROUND($F$18,0),\"\")&\"\"","v":""},{"$f":"IF($G$107=24,ROUND($G$18,0),\"\")&\"\"","v":""},{"$f":"IF($H$107=24,ROUND($H$18,0),\"\")&\"\"","v":""},{"$f":"IF($I$107=24,ROUND($I$18,0),\"\")&\"\"","v":""},{"$f":"IF($J$107=24,ROUND($J$18,0),\"\")&\"\"","v":""},{"$f":"IF($K$107=24,ROUND($K$18,0),\"\")&\"\"","v":""},{"$f":"IF($L$107=24,ROUND($L$18,0),\"\")&\"\"","v":""},{"$f":"IF($M$107=24,ROUND($M$18,0),\"\")&\"\"","v":""},{"$f":"IF($N$107=24,ROUND($N$18,0),\"\")&\"\"","v":""},{"$f":"IF($O$107=24,ROUND($O$18,0),\"\")&\"\"","v":""},{"$f":"IF($P$107=24,ROUND($P$18,0),\"\")&\"\"","v":""},{"$f":"IF($Q$107=24,ROUND($Q$18,0),\"\")&\"\"","v":""},{"$f":"IF($R$107=24,ROUND($R$18,0),\"\")&\"\"","v":""},{"$f":"IF($S$107=24,ROUND($S$18,0),\"\")&\"\"","v":""},{"$f":"IF($T$107=24,ROUND($T$18,0),\"\")&\"\"","v":""},{"$f":"IF($U$107=24,ROUND($U$18,0),\"\")&\"\"","v":""},{"$f":"IF($V$107=24,ROUND($V$18,0),\"\")&\"\"","v":""},{"$f":"IF($W$107=24,ROUND($W$18,0),\"\")&\"\"","v":""},{"$f":"IF($X$107=24,ROUND($X$18,0),\"\")&\"\"","v":""},{"$f":"IF($Y$107=24,ROUND($Y$18,0),\"\")&\"\"","v":""},{"$f":"IF($Z$107=24,ROUND($Z$18,0),\"\")&\"\"","v":""},{"$f":"IF($AA$107=24,ROUND($AA$18,0),\"\")&\"\"","v":""},10]
[null,null,11,{"$f":"IF($D$108=24,ROUND($D$19,0),\"\")&\"\"","v":""},{"$f":"IF($E$108=24,ROUND($E$19,0),\"\")&\"\"","v":""},{"$f":"IF($F$108=24,ROUND($F$19,0),\"\")&\"\"","v":""},{"$f":"IF($G$108=24,ROUND($G$19,0),\"\")&\"\"","v":""},{"$f":"IF($H$108=24,ROUND($H$19,0),\"\")&\"\"","v":""},{"$f":"IF($I$108=24,ROUND($I$19,0),\"\")&\"\"","v":""},{"$f":"IF($J$108=24,ROUND($J$19,0),\"\")&\"\"","v":""},{"$f":"IF($K$108=24,ROUND($K$19,0),\"\")&\"\"","v":""},{"$f":"IF($L$108=24,ROUND($L$19,0),\"\")&\"\"","v":""},{"$f":"IF($M$108=24,ROUND($M$19,0),\"\")&\"\"","v":""},{"$f":"IF($N$108=24,ROUND($N$19,0),\"\")&\"\"","v":""},{"$f":"IF($O$108=24,ROUND($O$19,0),\"\")&\"\"","v":""},{"$f":"IF($P$108=24,ROUND($P$19,0),\"\")&\"\"","v":""},{"$f":"IF($Q$108=24,ROUND($Q$19,0),\"\")&\"\"","v":""},{"$f":"IF($R$108=24,ROUND($R$19,0),\"\")&\"\"","v":""},{"$f":"IF($S$108=24,ROUND($S$19,0),\"\")&\"\"","v":""},{"$f":"IF($T$108=24,ROUND($T$19,0),\"\")&\"\"","v":""},{"$f":"IF($U$108=24,ROUND($U$19,0),\"\")&\"\"","v":""},{"$f":"IF($V$108=24,ROUND($V$19,0),\"\")&\"\"","v":""},{"$f":"IF($W$108=24,ROUND($W$19,0),\"\")&\"\"","v":""},{"$f":"IF($X$108=24,ROUND($X$19,0),\"\")&\"\"","v":""},{"$f":"IF($Y$108=24,ROUND($Y$19,0),\"\")&\"\"","v":""},{"$f":"IF($Z$108=24,ROUND($Z$19,0),\"\")&\"\"","v":""},{"$f":"IF($AA$108=24,ROUND($AA$19,0),\"\")&\"\"","v":""},11]
[null,null,12,{"$f":"IF($D$109=24,ROUND($D$20,0),\"\")&\"\"","v":""},{"$f":"IF($E$109=24,ROUND($E$20,0),\"\")&\"\"","v":""},{"$f":"IF($F$109=24,ROUND($F$20,0),\"\")&\"\"","v":""},{"$f":"IF($G$109=24,ROUND($G$20,0),\"\")&\"\"","v":""},{"$f":"IF($H$109=24,ROUND($H$20,0),\"\")&\"\"","v":""},{"$f":"IF($I$109=24,ROUND($I$20,0),\"\")&\"\"","v":""},{"$f":"IF($J$109=24,ROUND($J$20,0),\"\")&\"\"","v":""},{"$f":"IF($K$109=24,ROUND($K$20,0),\"\")&\"\"","v":""},{"$f":"IF($L$109=24,ROUND($L$20,0),\"\")&\"\"","v":""},{"$f":"IF($M$109=24,ROUND($M$20,0),\"\")&\"\"","v":""},{"$f":"IF($N$109=24,ROUND($N$20,0),\"\")&\"\"","v":""},{"$f":"IF($O$109=24,ROUND($O$20,0),\"\")&\"\"","v":""},{"$f":"IF($P$109=24,ROUND($P$20,0),\"\")&\"\"","v":""},{"$f":"IF($Q$109=24,ROUND($Q$20,0),\"\")&\"\"","v":""},{"$f":"IF($R$109=24,ROUND($R$20,0),\"\")&\"\"","v":""},{"$f":"IF($S$109=24,ROUND($S$20,0),\"\")&\"\"","v":""},{"$f":"IF($T$109=24,ROUND($T$20,0),\"\")&\"\"","v":""},{"$f":"IF($U$109=24,ROUND($U$20,0),\"\")&\"\"","v":""},{"$f":"IF($V$109=24,ROUND($V$20,0),\"\")&\"\"","v":""},{"$f":"IF($W$109=24,ROUND($W$20,0),\"\")&\"\"","v":""},{"$f":"IF($X$109=24,ROUND($X$20,0),\"\")&\"\"","v":""},{"$f":"IF($Y$109=24,ROUND($Y$20,0),\"\")&\"\"","v":""},{"$f":"IF($Z$109=24,ROUND($Z$20,0),\"\")&\"\"","v":""},{"$f":"IF($AA$109=24,ROUND($AA$20,0),\"\")&\"\"","v":""},12]
[null,null,1,{"$f":"IF($D$110=24,ROUND($D$21,0),\"\")&\"\"","v":""},{"$f":"IF($E$110=24,ROUND($E$21,0),\"\")&\"\"","v":""},{"$f":"IF($F$110=24,ROUND($F$21,0),\"\")&\"\"","v":""},{"$f":"IF($G$110=24,ROUND($G$21,0),\"\")&\"\"","v":""},{"$f":"IF($H$110=24,ROUND($H$21,0),\"\")&\"\"","v":""},{"$f":"IF($I$110=24,ROUND($I$21,0),\"\")&\"\"","v":""},{"$f":"IF($J$110=24,ROUND($J$21,0),\"\")&\"\"","v":""},{"$f":"IF($K$110=24,ROUND($K$21,0),\"\")&\"\"","v":""},{"$f":"IF($L$110=24,ROUND($L$21,0),\"\")&\"\"","v":""},{"$f":"IF($M$110=24,ROUND($M$21,0),\"\")&\"\"","v":""},{"$f":"IF($N$110=24,ROUND($N$21,0),\"\")&\"\"","v":""},{"$f":"IF($O$110=24,ROUND($O$21,0),\"\")&\"\"","v":""},{"$f":"IF($P$110=24,ROUND($P$21,0),\"\")&\"\"","v":""},{"$f":"IF($Q$110=24,ROUND($Q$21,0),\"\")&\"\"","v":""},{"$f":"IF($R$110=24,ROUND($R$21,0),\"\")&\"\"","v":""},{"$f":"IF($S$110=24,ROUND($S$21,0),\"\")&\"\"","v":""},{"$f":"IF($T$110=24,ROUND($T$21,0),\"\")&\"\"","v":""},{"$f":"IF($U$110=24,ROUND($U$21,0),\"\")&\"\"","v":""},{"$f":"IF($V$110=24,ROUND($V$21,0),\"\")&\"\"","v":""},{"$f":"IF($W$110=24,ROUND($W$21,0),\"\")&\"\"","v":""},{"$f":"IF($X$110=24,ROUND($X$21,0),\"\")&\"\"","v":""},{"$f":"IF($Y$110=24,ROUND($Y$21,0),\"\")&\"\"","v":""},{"$f":"IF($Z$110=24,ROUND($Z$21,0),\"\")&\"\"","v":""},{"$f":"IF($AA$110=24,ROUND($AA$21,0),\"\")&\"\"","v":""},1]
[null,null,2,{"$f":"IF($D$111=24,ROUND($D$22,0),\"\")&\"\"","v":""},{"$f":"IF($E$111=24,ROUND($E$22,0),\"\")&\"\"","v":""},{"$f":"IF($F$111=24,ROUND($F$22,0),\"\")&\"\"","v":""},{"$f":"IF($G$111=24,ROUND($G$22,0),\"\")&\"\"","v":""},{"$f":"IF($H$111=24,ROUND($H$22,0),\"\")&\"\"","v":""},{"$f":"IF($I$111=24,ROUND($I$22,0),\"\")&\"\"","v":""},{"$f":"IF($J$111=24,ROUND($J$22,0),\"\")&\"\"","v":""},{"$f":"IF($K$111=24,ROUND($K$22,0),\"\")&\"\"","v":""},{"$f":"IF($L$111=24,ROUND($L$22,0),\"\")&\"\"","v":""},{"$f":"IF($M$111=24,ROUND($M$22,0),\"\")&\"\"","v":""},{"$f":"IF($N$111=24,ROUND($N$22,0),\"\")&\"\"","v":""},{"$f":"IF($O$111=24,ROUND($O$22,0),\"\")&\"\"","v":""},{"$f":"IF($P$111=24,ROUND($P$22,0),\"\")&\"\"","v":""},{"$f":"IF($Q$111=24,ROUND($Q$22,0),\"\")&\"\"","v":""},{"$f":"IF($R$111=24,ROUND($R$22,0),\"\")&\"\"","v":""},{"$f":"IF($S$111=24,ROUND($S$22,0),\"\")&\"\"","v":""},{"$f":"IF($T$111=24,ROUND($T$22,0),\"\")&\"\"","v":""},{"$f":"IF($U$111=24,ROUND($U$22,0),\"\")&\"\"","v":""},{"$f":"IF($V$111=24,ROUND($V$22,0),\"\")&\"\"","v":""},{"$f":"IF($W$111=24,ROUND($W$22,0),\"\")&\"\"","v":""},{"$f":"IF($X$111=24,ROUND($X$22,0),\"\")&\"\"","v":""},{"$f":"IF($Y$111=24,ROUND($Y$22,0),\"\")&\"\"","v":""},{"$f":"IF($Z$111=24,ROUND($Z$22,0),\"\")&\"\"","v":""},{"$f":"IF($AA$111=24,ROUND($AA$22,0),\"\")&\"\"","v":""},2]
[null,null,3,{"$f":"IF($D$112=24,ROUND($D$23,0),\"\")&\"\"","v":""},{"$f":"IF($E$112=24,ROUND($E$23,0),\"\")&\"\"","v":""},{"$f":"IF($F$112=24,ROUND($F$23,0),\"\")&\"\"","v":""},{"$f":"IF($G$112=24,ROUND($G$23,0),\"\")&\"\"","v":""},{"$f":"IF($H$112=24,ROUND($H$23,0),\"\")&\"\"","v":""},{"$f":"IF($I$112=24,ROUND($I$23,0),\"\")&\"\"","v":""},{"$f":"IF($J$112=24,ROUND($J$23,0),\"\")&\"\"","v":""},{"$f":"IF($K$112=24,ROUND($K$23,0),\"\")&\"\"","v":""},{"$f":"IF($L$112=24,ROUND($L$23,0),\"\")&\"\"","v":""},{"$f":"IF($M$112=24,ROUND($M$23,0),\"\")&\"\"","v":""},{"$f":"IF($N$112=24,ROUND($N$23,0),\"\")&\"\"","v":""},{"$f":"IF($O$112=24,ROUND($O$23,0),\"\")&\"\"","v":""},{"$f":"IF($P$112=24,ROUND($P$23,0),\"\")&\"\"","v":""},{"$f":"IF($Q$112=24,ROUND($Q$23,0),\"\")&\"\"","v":""},{"$f":"IF($R$112=24,ROUND($R$23,0),\"\")&\"\"","v":""},{"$f":"IF($S$112=24,ROUND($S$23,0),\"\")&\"\"","v":""},{"$f":"IF($T$112=24,ROUND($T$23,0),\"\")&\"\"","v":""},{"$f":"IF($U$112=24,ROUND($U$23,0),\"\")&\"\"","v":""},{"$f":"IF($V$112=24,ROUND($V$23,0),\"\")&\"\"","v":""},{"$f":"IF($W$112=24,ROUND($W$23,0),\"\")&\"\"","v":""},{"$f":"IF($X$112=24,ROUND($X$23,0),\"\")&\"\"","v":""},{"$f":"IF($Y$112=24,ROUND($Y$23,0),\"\")&\"\"","v":""},{"$f":"IF($Z$112=24,ROUND($Z$23,0),\"\")&\"\"","v":""},{"$f":"IF($AA$112=24,ROUND($AA$23,0),\"\")&\"\"","v":""},3]
[]
[null,null,"作業表2-2(暖房)",null,"●月▲時の平均気温(四捨五入で表示）"]
[null,null,null," 時刻"]
[null,null,"月",0,1,2,3,4,5,6,7,8,9,10,11,12,13,14,15,16,17,18,19,20,21,22,23,"月"]
[null,null,4,{"$f":"IF($D$101=19,ROUND($D$12,0),\"\")&\"\"","v":""},{"$f":"IF($E$101=19,ROUND($E$12,0),\"\")&\"\"","v":""},{"$f":"IF($F$101=19,ROUND($F$12,0),\"\")&\"\"","v":""},{"$f":"IF($G$101=19,ROUND($G$12,0),\"\")&\"\"","v":""},{"$f":"IF($H$101=19,ROUND($H$12,0),\"\")&\"\"","v":""},{"$f":"IF($I$101=19,ROUND($I$12,0),\"\")&\"\"","v":""},{"$f":"IF($J$101=19,ROUND($J$12,0),\"\")&\"\"","v":""},{"$f":"IF($K$101=19,ROUND($K$12,0),\"\")&\"\"","v":""},{"$f":"IF($L$101=19,ROUND($L$12,0),\"\")&\"\"","v":""},{"$f":"IF($M$101=19,ROUND($M$12,0),\"\")&\"\"","v":""},{"$f":"IF($N$101=19,ROUND($N$12,0),\"\")&\"\"","v":""},{"$f":"IF($O$101=19,ROUND($O$12,0),\"\")&\"\"","v":""},{"$f":"IF($P$101=19,ROUND($P$12,0),\"\")&\"\"","v":""},{"$f":"IF($Q$101=19,ROUND($Q$12,0),\"\")&\"\"","v":""},{"$f":"IF($R$101=19,ROUND($R$12,0),\"\")&\"\"","v":""},{"$f":"IF($S$101=19,ROUND($S$12,0),\"\")&\"\"","v":""},{"$f":"IF($T$101=19,ROUND($T$12,0),\"\")&\"\"","v":""},{"$f":"IF($U$101=19,ROUND($U$12,0),\"\")&\"\"","v":""},{"$f":"IF($V$101=19,ROUND($V$12,0),\"\")&\"\"","v":""},{"$f":"IF($W$101=19,ROUND($W$12,0),\"\")&\"\"","v":""},{"$f":"IF($X$101=19,ROUND($X$12,0),\"\")&\"\"","v":""},{"$f":"IF($Y$101=19,ROUND($Y$12,0),\"\")&\"\"","v":""},{"$f":"IF($Z$101=19,ROUND($Z$12,0),\"\")&\"\"","v":""},{"$f":"IF($AA$101=19,ROUND($AA$12,0),\"\")&\"\"","v":""},4]
[null,null,5,{"$f":"IF($D$102=19,ROUND($D$13,0),\"\")&\"\"","v":""},{"$f":"IF($E$102=19,ROUND($E$13,0),\"\")&\"\"","v":""},{"$f":"IF($F$102=19,ROUND($F$13,0),\"\")&\"\"","v":""},{"$f":"IF($G$102=19,ROUND($G$13,0),\"\")&\"\"","v":""},{"$f":"IF($H$102=19,ROUND($H$13,0),\"\")&\"\"","v":""},{"$f":"IF($I$102=19,ROUND($I$13,0),\"\")&\"\"","v":""},{"$f":"IF($J$102=19,ROUND($J$13,0),\"\")&\"\"","v":""},{"$f":"IF($K$102=19,ROUND($K$13,0),\"\")&\"\"","v":""},{"$f":"IF($L$102=19,ROUND($L$13,0),\"\")&\"\"","v":""},{"$f":"IF($M$102=19,ROUND($M$13,0),\"\")&\"\"","v":""},{"$f":"IF($N$102=19,ROUND($N$13,0),\"\")&\"\"","v":""},{"$f":"IF($O$102=19,ROUND($O$13,0),\"\")&\"\"","v":""},{"$f":"IF($P$102=19,ROUND($P$13,0),\"\")&\"\"","v":""},{"$f":"IF($Q$102=19,ROUND($Q$13,0),\"\")&\"\"","v":""},{"$f":"IF($R$102=19,ROUND($R$13,0),\"\")&\"\"","v":""},{"$f":"IF($S$102=19,ROUND($S$13,0),\"\")&\"\"","v":""},{"$f":"IF($T$102=19,ROUND($T$13,0),\"\")&\"\"","v":""},{"$f":"IF($U$102=19,ROUND($U$13,0),\"\")&\"\"","v":""},{"$f":"IF($V$102=19,ROUND($V$13,0),\"\")&\"\"","v":""},{"$f":"IF($W$102=19,ROUND($W$13,0),\"\")&\"\"","v":""},{"$f":"IF($X$102=19,ROUND($X$13,0),\"\")&\"\"","v":""},{"$f":"IF($Y$102=19,ROUND($Y$13,0),\"\")&\"\"","v":""},{"$f":"IF($Z$102=19,ROUND($Z$13,0),\"\")&\"\"","v":""},{"$f":"IF($AA$102=19,ROUND($AA$13,0),\"\")&\"\"","v":""},5]
[null,null,6,{"$f":"IF($D$103=19,ROUND($D$14,0),\"\")&\"\"","v":""},{"$f":"IF($E$103=19,ROUND($E$14,0),\"\")&\"\"","v":""},{"$f":"IF($F$103=19,ROUND($F$14,0),\"\")&\"\"","v":""},{"$f":"IF($G$103=19,ROUND($G$14,0),\"\")&\"\"","v":""},{"$f":"IF($H$103=19,ROUND($H$14,0),\"\")&\"\"","v":""},{"$f":"IF($I$103=19,ROUND($I$14,0),\"\")&\"\"","v":""},{"$f":"IF($J$103=19,ROUND($J$14,0),\"\")&\"\"","v":""},{"$f":"IF($K$103=19,ROUND($K$14,0),\"\")&\"\"","v":""},{"$f":"IF($L$103=19,ROUND($L$14,0),\"\")&\"\"","v":""},{"$f":"IF($M$103=19,ROUND($M$14,0),\"\")&\"\"","v":""},{"$f":"IF($N$103=19,ROUND($N$14,0),\"\")&\"\"","v":""},{"$f":"IF($O$103=19,ROUND($O$14,0),\"\")&\"\"","v":""},{"$f":"IF($P$103=19,ROUND($P$14,0),\"\")&\"\"","v":""},{"$f":"IF($Q$103=19,ROUND($Q$14,0),\"\")&\"\"","v":""},{"$f":"IF($R$103=19,ROUND($R$14,0),\"\")&\"\"","v":""},{"$f":"IF($S$103=19,ROUND($S$14,0),\"\")&\"\"","v":""},{"$f":"IF($T$103=19,ROUND($T$14,0),\"\")&\"\"","v":""},{"$f":"IF($U$103=19,ROUND($U$14,0),\"\")&\"\"","v":""},{"$f":"IF($V$103=19,ROUND($V$14,0),\"\")&\"\"","v":""},{"$f":"IF($W$103=19,ROUND($W$14,0),\"\")&\"\"","v":""},{"$f":"IF($X$103=19,ROUND($X$14,0),\"\")&\"\"","v":""},{"$f":"IF($Y$103=19,ROUND($Y$14,0),\"\")&\"\"","v":""},{"$f":"IF($Z$103=19,ROUND($Z$14,0),\"\")&\"\"","v":""},{"$f":"IF($AA$103=19,ROUND($AA$14,0),\"\")&\"\"","v":""},6]
[null,null,7,{"$f":"IF($D$104=19,ROUND($D$15,0),\"\")&\"\"","v":""},{"$f":"IF($E$104=19,ROUND($E$15,0),\"\")&\"\"","v":""},{"$f":"IF($F$104=19,ROUND($F$15,0),\"\")&\"\"","v":""},{"$f":"IF($G$104=19,ROUND($G$15,0),\"\")&\"\"","v":""},{"$f":"IF($H$104=19,ROUND($H$15,0),\"\")&\"\"","v":""},{"$f":"IF($I$104=19,ROUND($I$15,0),\"\")&\"\"","v":""},{"$f":"IF($J$104=19,ROUND($J$15,0),\"\")&\"\"","v":""},{"$f":"IF($K$104=19,ROUND($K$15,0),\"\")&\"\"","v":""},{"$f":"IF($L$104=19,ROUND($L$15,0),\"\")&\"\"","v":""},{"$f":"IF($M$104=19,ROUND($M$15,0),\"\")&\"\"","v":""},{"$f":"IF($N$104=19,ROUND($N$15,0),\"\")&\"\"","v":""},{"$f":"IF($O$104=19,ROUND($O$15,0),\"\")&\"\"","v":""},{"$f":"IF($P$104=19,ROUND($P$15,0),\"\")&\"\"","v":""},{"$f":"IF($Q$104=19,ROUND($Q$15,0),\"\")&\"\"","v":""},{"$f":"IF($R$104=19,ROUND($R$15,0),\"\")&\"\"","v":""},{"$f":"IF($S$104=19,ROUND($S$15,0),\"\")&\"\"","v":""},{"$f":"IF($T$104=19,ROUND($T$15,0),\"\")&\"\"","v":""},{"$f":"IF($U$104=19,ROUND($U$15,0),\"\")&\"\"","v":""},{"$f":"IF($V$104=19,ROUND($V$15,0),\"\")&\"\"","v":""},{"$f":"IF($W$104=19,ROUND($W$15,0),\"\")&\"\"","v":""},{"$f":"IF($X$104=19,ROUND($X$15,0),\"\")&\"\"","v":""},{"$f":"IF($Y$104=19,ROUND($Y$15,0),\"\")&\"\"","v":""},{"$f":"IF($Z$104=19,ROUND($Z$15,0),\"\")&\"\"","v":""},{"$f":"IF($AA$104=19,ROUND($AA$15,0),\"\")&\"\"","v":""},7]
[null,null,8,{"$f":"IF($D$105=19,ROUND($D$16,0),\"\")&\"\"","v":""},{"$f":"IF($E$105=19,ROUND($E$16,0),\"\")&\"\"","v":""},{"$f":"IF($F$105=19,ROUND($F$16,0),\"\")&\"\"","v":""},{"$f":"IF($G$105=19,ROUND($G$16,0),\"\")&\"\"","v":""},{"$f":"IF($H$105=19,ROUND($H$16,0),\"\")&\"\"","v":""},{"$f":"IF($I$105=19,ROUND($I$16,0),\"\")&\"\"","v":""},{"$f":"IF($J$105=19,ROUND($J$16,0),\"\")&\"\"","v":""},{"$f":"IF($K$105=19,ROUND($K$16,0),\"\")&\"\"","v":""},{"$f":"IF($L$105=19,ROUND($L$16,0),\"\")&\"\"","v":""},{"$f":"IF($M$105=19,ROUND($M$16,0),\"\")&\"\"","v":""},{"$f":"IF($N$105=19,ROUND($N$16,0),\"\")&\"\"","v":""},{"$f":"IF($O$105=19,ROUND($O$16,0),\"\")&\"\"","v":""},{"$f":"IF($P$105=19,ROUND($P$16,0),\"\")&\"\"","v":""},{"$f":"IF($Q$105=19,ROUND($Q$16,0),\"\")&\"\"","v":""},{"$f":"IF($R$105=19,ROUND($R$16,0),\"\")&\"\"","v":""},{"$f":"IF($S$105=19,ROUND($S$16,0),\"\")&\"\"","v":""},{"$f":"IF($T$105=19,ROUND($T$16,0),\"\")&\"\"","v":""},{"$f":"IF($U$105=19,ROUND($U$16,0),\"\")&\"\"","v":""},{"$f":"IF($V$105=19,ROUND($V$16,0),\"\")&\"\"","v":""},{"$f":"IF($W$105=19,ROUND($W$16,0),\"\")&\"\"","v":""},{"$f":"IF($X$105=19,ROUND($X$16,0),\"\")&\"\"","v":""},{"$f":"IF($Y$105=19,ROUND($Y$16,0),\"\")&\"\"","v":""},{"$f":"IF($Z$105=19,ROUND($Z$16,0),\"\")&\"\"","v":""},{"$f":"IF($AA$105=19,ROUND($AA$16,0),\"\")&\"\"","v":""},8]
[null,null,9,{"$f":"IF($D$106=19,ROUND($D$17,0),\"\")&\"\"","v":""},{"$f":"IF($E$106=19,ROUND($E$17,0),\"\")&\"\"","v":""},{"$f":"IF($F$106=19,ROUND($F$17,0),\"\")&\"\"","v":""},{"$f":"IF($G$106=19,ROUND($G$17,0),\"\")&\"\"","v":""},{"$f":"IF($H$106=19,ROUND($H$17,0),\"\")&\"\"","v":""},{"$f":"IF($I$106=19,ROUND($I$17,0),\"\")&\"\"","v":""},{"$f":"IF($J$106=19,ROUND($J$17,0),\"\")&\"\"","v":""},{"$f":"IF($K$106=19,ROUND($K$17,0),\"\")&\"\"","v":""},{"$f":"IF($L$106=19,ROUND($L$17,0),\"\")&\"\"","v":""},{"$f":"IF($M$106=19,ROUND($M$17,0),\"\")&\"\"","v":""},{"$f":"IF($N$106=19,ROUND($N$17,0),\"\")&\"\"","v":""},{"$f":"IF($O$106=19,ROUND($O$17,0),\"\")&\"\"","v":""},{"$f":"IF($P$106=19,ROUND($P$17,0),\"\")&\"\"","v":""},{"$f":"IF($Q$106=19,ROUND($Q$17,0),\"\")&\"\"","v":""},{"$f":"IF($R$106=19,ROUND($R$17,0),\"\")&\"\"","v":""},{"$f":"IF($S$106=19,ROUND($S$17,0),\"\")&\"\"","v":""},{"$f":"IF($T$106=19,ROUND($T$17,0),\"\")&\"\"","v":""},{"$f":"IF($U$106=19,ROUND($U$17,0),\"\")&\"\"","v":""},{"$f":"IF($V$106=19,ROUND($V$17,0),\"\")&\"\"","v":""},{"$f":"IF($W$106=19,ROUND($W$17,0),\"\")&\"\"","v":""},{"$f":"IF($X$106=19,ROUND($X$17,0),\"\")&\"\"","v":""},{"$f":"IF($Y$106=19,ROUND($Y$17,0),\"\")&\"\"","v":""},{"$f":"IF($Z$106=19,ROUND($Z$17,0),\"\")&\"\"","v":""},{"$f":"IF($AA$106=19,ROUND($AA$17,0),\"\")&\"\"","v":""},9]
[null,null,10,{"$f":"IF($D$107=19,ROUND($D$18,0),\"\")&\"\"","v":""},{"$f":"IF($E$107=19,ROUND($E$18,0),\"\")&\"\"","v":""},{"$f":"IF($F$107=19,ROUND($F$18,0),\"\")&\"\"","v":""},{"$f":"IF($G$107=19,ROUND($G$18,0),\"\")&\"\"","v":""},{"$f":"IF($H$107=19,ROUND($H$18,0),\"\")&\"\"","v":""},{"$f":"IF($I$107=19,ROUND($I$18,0),\"\")&\"\"","v":""},{"$f":"IF($J$107=19,ROUND($J$18,0),\"\")&\"\"","v":""},{"$f":"IF($K$107=19,ROUND($K$18,0),\"\")&\"\"","v":""},{"$f":"IF($L$107=19,ROUND($L$18,0),\"\")&\"\"","v":""},{"$f":"IF($M$107=19,ROUND($M$18,0),\"\")&\"\"","v":""},{"$f":"IF($N$107=19,ROUND($N$18,0),\"\")&\"\"","v":""},{"$f":"IF($O$107=19,ROUND($O$18,0),\"\")&\"\"","v":""},{"$f":"IF($P$107=19,ROUND($P$18,0),\"\")&\"\"","v":""},{"$f":"IF($Q$107=19,ROUND($Q$18,0),\"\")&\"\"","v":""},{"$f":"IF($R$107=19,ROUND($R$18,0),\"\")&\"\"","v":""},{"$f":"IF($S$107=19,ROUND($S$18,0),\"\")&\"\"","v":""},{"$f":"IF($T$107=19,ROUND($T$18,0),\"\")&\"\"","v":""},{"$f":"IF($U$107=19,ROUND($U$18,0),\"\")&\"\"","v":""},{"$f":"IF($V$107=19,ROUND($V$18,0),\"\")&\"\"","v":""},{"$f":"IF($W$107=19,ROUND($W$18,0),\"\")&\"\"","v":""},{"$f":"IF($X$107=19,ROUND($X$18,0),\"\")&\"\"","v":""},{"$f":"IF($Y$107=19,ROUND($Y$18,0),\"\")&\"\"","v":""},{"$f":"IF($Z$107=19,ROUND($Z$18,0),\"\")&\"\"","v":""},{"$f":"IF($AA$107=19,ROUND($AA$18,0),\"\")&\"\"","v":""},10]
[null,null,11,{"$f":"IF($D$108=19,ROUND($D$19,0),\"\")&\"\"","v":""},{"$f":"IF($E$108=19,ROUND($E$19,0),\"\")&\"\"","v":""},{"$f":"IF($F$108=19,ROUND($F$19,0),\"\")&\"\"","v":""},{"$f":"IF($G$108=19,ROUND($G$19,0),\"\")&\"\"","v":""},{"$f":"IF($H$108=19,ROUND($H$19,0),\"\")&\"\"","v":""},{"$f":"IF($I$108=19,ROUND($I$19,0),\"\")&\"\"","v":""},{"$f":"IF($J$108=19,ROUND($J$19,0),\"\")&\"\"","v":""},{"$f":"IF($K$108=19,ROUND($K$19,0),\"\")&\"\"","v":""},{"$f":"IF($L$108=19,ROUND($L$19,0),\"\")&\"\"","v":""},{"$f":"IF($M$108=19,ROUND($M$19,0),\"\")&\"\"","v":""},{"$f":"IF($N$108=19,ROUND($N$19,0),\"\")&\"\"","v":""},{"$f":"IF($O$108=19,ROUND($O$19,0),\"\")&\"\"","v":""},{"$f":"IF($P$108=19,ROUND($P$19,0),\"\")&\"\"","v":""},{"$f":"IF($Q$108=19,ROUND($Q$19,0),\"\")&\"\"","v":""},{"$f":"IF($R$108=19,ROUND($R$19,0),\"\")&\"\"","v":""},{"$f":"IF($S$108=19,ROUND($S$19,0),\"\")&\"\"","v":""},{"$f":"IF($T$108=19,ROUND($T$19,0),\"\")&\"\"","v":""},{"$f":"IF($U$108=19,ROUND($U$19,0),\"\")&\"\"","v":""},{"$f":"IF($V$108=19,ROUND($V$19,0),\"\")&\"\"","v":""},{"$f":"IF($W$108=19,ROUND($W$19,0),\"\")&\"\"","v":""},{"$f":"IF($X$108=19,ROUND($X$19,0),\"\")&\"\"","v":""},{"$f":"IF($Y$108=19,ROUND($Y$19,0),\"\")&\"\"","v":""},{"$f":"IF($Z$108=19,ROUND($Z$19,0),\"\")&\"\"","v":""},{"$f":"IF($AA$108=19,ROUND($AA$19,0),\"\")&\"\"","v":""},11]
[null,null,12,{"$f":"IF($D$109=19,ROUND($D$20,0),\"\")&\"\"","v":""},{"$f":"IF($E$109=19,ROUND($E$20,0),\"\")&\"\"","v":""},{"$f":"IF($F$109=19,ROUND($F$20,0),\"\")&\"\"","v":""},{"$f":"IF($G$109=19,ROUND($G$20,0),\"\")&\"\"","v":""},{"$f":"IF($H$109=19,ROUND($H$20,0),\"\")&\"\"","v":""},{"$f":"IF($I$109=19,ROUND($I$20,0),\"\")&\"\"","v":""},{"$f":"IF($J$109=19,ROUND($J$20,0),\"\")&\"\"","v":""},{"$f":"IF($K$109=19,ROUND($K$20,0),\"\")&\"\"","v":""},{"$f":"IF($L$109=19,ROUND($L$20,0),\"\")&\"\"","v":""},{"$f":"IF($M$109=19,ROUND($M$20,0),\"\")&\"\"","v":""},{"$f":"IF($N$109=19,ROUND($N$20,0),\"\")&\"\"","v":""},{"$f":"IF($O$109=19,ROUND($O$20,0),\"\")&\"\"","v":""},{"$f":"IF($P$109=19,ROUND($P$20,0),\"\")&\"\"","v":""},{"$f":"IF($Q$109=19,ROUND($Q$20,0),\"\")&\"\"","v":""},{"$f":"IF($R$109=19,ROUND($R$20,0),\"\")&\"\"","v":""},{"$f":"IF($S$109=19,ROUND($S$20,0),\"\")&\"\"","v":""},{"$f":"IF($T$109=19,ROUND($T$20,0),\"\")&\"\"","v":""},{"$f":"IF($U$109=19,ROUND($U$20,0),\"\")&\"\"","v":""},{"$f":"IF($V$109=19,ROUND($V$20,0),\"\")&\"\"","v":""},{"$f":"IF($W$109=19,ROUND($W$20,0),\"\")&\"\"","v":""},{"$f":"IF($X$109=19,ROUND($X$20,0),\"\")&\"\"","v":""},{"$f":"IF($Y$109=19,ROUND($Y$20,0),\"\")&\"\"","v":""},{"$f":"IF($Z$109=19,ROUND($Z$20,0),\"\")&\"\"","v":""},{"$f":"IF($AA$109=19,ROUND($AA$20,0),\"\")&\"\"","v":""},12]
[null,null,1,{"$f":"IF($D$110=19,ROUND($D$21,0),\"\")&\"\"","v":""},{"$f":"IF($E$110=19,ROUND($E$21,0),\"\")&\"\"","v":""},{"$f":"IF($F$110=19,ROUND($F$21,0),\"\")&\"\"","v":""},{"$f":"IF($G$110=19,ROUND($G$21,0),\"\")&\"\"","v":""},{"$f":"IF($H$110=19,ROUND($H$21,0),\"\")&\"\"","v":""},{"$f":"IF($I$110=19,ROUND($I$21,0),\"\")&\"\"","v":""},{"$f":"IF($J$110=19,ROUND($J$21,0),\"\")&\"\"","v":""},{"$f":"IF($K$110=19,ROUND($K$21,0),\"\")&\"\"","v":""},{"$f":"IF($L$110=19,ROUND($L$21,0),\"\")&\"\"","v":""},{"$f":"IF($M$110=19,ROUND($M$21,0),\"\")&\"\"","v":""},{"$f":"IF($N$110=19,ROUND($N$21,0),\"\")&\"\"","v":""},{"$f":"IF($O$110=19,ROUND($O$21,0),\"\")&\"\"","v":""},{"$f":"IF($P$110=19,ROUND($P$21,0),\"\")&\"\"","v":""},{"$f":"IF($Q$110=19,ROUND($Q$21,0),\"\")&\"\"","v":""},{"$f":"IF($R$110=19,ROUND($R$21,0),\"\")&\"\"","v":""},{"$f":"IF($S$110=19,ROUND($S$21,0),\"\")&\"\"","v":""},{"$f":"IF($T$110=19,ROUND($T$21,0),\"\")&\"\"","v":""},{"$f":"IF($U$110=19,ROUND($U$21,0),\"\")&\"\"","v":""},{"$f":"IF($V$110=19,ROUND($V$21,0),\"\")&\"\"","v":""},{"$f":"IF($W$110=19,ROUND($W$21,0),\"\")&\"\"","v":""},{"$f":"IF($X$110=19,ROUND($X$21,0),\"\")&\"\"","v":""},{"$f":"IF($Y$110=19,ROUND($Y$21,0),\"\")&\"\"","v":""},{"$f":"IF($Z$110=19,ROUND($Z$21,0),\"\")&\"\"","v":""},{"$f":"IF($AA$110=19,ROUND($AA$21,0),\"\")&\"\"","v":""},1]
[null,null,2,{"$f":"IF($D$111=19,ROUND($D$22,0),\"\")&\"\"","v":""},{"$f":"IF($E$111=19,ROUND($E$22,0),\"\")&\"\"","v":""},{"$f":"IF($F$111=19,ROUND($F$22,0),\"\")&\"\"","v":""},{"$f":"IF($G$111=19,ROUND($G$22,0),\"\")&\"\"","v":""},{"$f":"IF($H$111=19,ROUND($H$22,0),\"\")&\"\"","v":""},{"$f":"IF($I$111=19,ROUND($I$22,0),\"\")&\"\"","v":""},{"$f":"IF($J$111=19,ROUND($J$22,0),\"\")&\"\"","v":""},{"$f":"IF($K$111=19,ROUND($K$22,0),\"\")&\"\"","v":""},{"$f":"IF($L$111=19,ROUND($L$22,0),\"\")&\"\"","v":""},{"$f":"IF($M$111=19,ROUND($M$22,0),\"\")&\"\"","v":""},{"$f":"IF($N$111=19,ROUND($N$22,0),\"\")&\"\"","v":""},{"$f":"IF($O$111=19,ROUND($O$22,0),\"\")&\"\"","v":""},{"$f":"IF($P$111=19,ROUND($P$22,0),\"\")&\"\"","v":""},{"$f":"IF($Q$111=19,ROUND($Q$22,0),\"\")&\"\"","v":""},{"$f":"IF($R$111=19,ROUND($R$22,0),\"\")&\"\"","v":""},{"$f":"IF($S$111=19,ROUND($S$22,0),\"\")&\"\"","v":""},{"$f":"IF($T$111=19,ROUND($T$22,0),\"\")&\"\"","v":""},{"$f":"IF($U$111=19,ROUND($U$22,0),\"\")&\"\"","v":""},{"$f":"IF($V$111=19,ROUND($V$22,0),\"\")&\"\"","v":""},{"$f":"IF($W$111=19,ROUND($W$22,0),\"\")&\"\"","v":""},{"$f":"IF($X$111=19,ROUND($X$22,0),\"\")&\"\"","v":""},{"$f":"IF($Y$111=19,ROUND($Y$22,0),\"\")&\"\"","v":""},{"$f":"IF($Z$111=19,ROUND($Z$22,0),\"\")&\"\"","v":""},{"$f":"IF($AA$111=19,ROUND($AA$22,0),\"\")&\"\"","v":""},2]
[null,null,3,{"$f":"IF($D$112=19,ROUND($D$23,0),\"\")&\"\"","v":""},{"$f":"IF($E$112=19,ROUND($E$23,0),\"\")&\"\"","v":""},{"$f":"IF($F$112=19,ROUND($F$23,0),\"\")&\"\"","v":""},{"$f":"IF($G$112=19,ROUND($G$23,0),\"\")&\"\"","v":""},{"$f":"IF($H$112=19,ROUND($H$23,0),\"\")&\"\"","v":""},{"$f":"IF($I$112=19,ROUND($I$23,0),\"\")&\"\"","v":""},{"$f":"IF($J$112=19,ROUND($J$23,0),\"\")&\"\"","v":""},{"$f":"IF($K$112=19,ROUND($K$23,0),\"\")&\"\"","v":""},{"$f":"IF($L$112=19,ROUND($L$23,0),\"\")&\"\"","v":""},{"$f":"IF($M$112=19,ROUND($M$23,0),\"\")&\"\"","v":""},{"$f":"IF($N$112=19,ROUND($N$23,0),\"\")&\"\"","v":""},{"$f":"IF($O$112=19,ROUND($O$23,0),\"\")&\"\"","v":""},{"$f":"IF($P$112=19,ROUND($P$23,0),\"\")&\"\"","v":""},{"$f":"IF($Q$112=19,ROUND($Q$23,0),\"\")&\"\"","v":""},{"$f":"IF($R$112=19,ROUND($R$23,0),\"\")&\"\"","v":""},{"$f":"IF($S$112=19,ROUND($S$23,0),\"\")&\"\"","v":""},{"$f":"IF($T$112=19,ROUND($T$23,0),\"\")&\"\"","v":""},{"$f":"IF($U$112=19,ROUND($U$23,0),\"\")&\"\"","v":""},{"$f":"IF($V$112=19,ROUND($V$23,0),\"\")&\"\"","v":""},{"$f":"IF($W$112=19,ROUND($W$23,0),\"\")&\"\"","v":""},{"$f":"IF($X$112=19,ROUND($X$23,0),\"\")&\"\"","v":""},{"$f":"IF($Y$112=19,ROUND($Y$23,0),\"\")&\"\"","v":""},{"$f":"IF($Z$112=19,ROUND($Z$23,0),\"\")&\"\"","v":""},{"$f":"IF($AA$112=19,ROUND($AA$23,0),\"\")&\"\"","v":""},3]
[]
[null,null,"冷房期間中　温度(T)が発生する時間[hour]"]
[null,null,null," 温度(T)",null,null,null,null,null,null,null,null,null,null,null,null,null,null,null,null,null,null,null,null,null,null,null,null,null,null,null,null,null,null,null,null,null,null,null,null,null,null,null,null,null,null,"月単位"]
[null,null,"月",-6,-5,-4,-3,-2,-1,0,1,2,3,4,5,6,7,8,9,10,11,12,13,14,15,16,17,18,19,20,21,22,23,24,25,26,27,28,29,30,31,32,33,34,35,"月","前1","前2","前3","前4","前5","前6","前7","前8","前9","前10",null,"後1","後2","後3","後4","後5","後6","後7","後8","後9","後10"]
[null,null,4,{"$f":"COUNTIF($D$117:$AA$117,$D$148)*$AB$12","v":0},{"$f":"COUNTIF($D$117:$AA$117,$E$148)*$AB$12","v":0},{"$f":"COUNTIF($D$117:$AA$117,$F$148)*$AB$12","v":0},{"$f":"COUNTIF($D$117:$AA$117,$G$148)*$AB$12","v":0},{"$f":"COUNTIF($D$117:$AA$117,$H$148)*$AB$12","v":0},{"$f":"COUNTIF($D$117:$AA$117,$I$148)*$AB$12","v":0},{"$f":"COUNTIF($D$117:$AA$117,$J$148)*$AB$12","v":0},{"$f":"COUNTIF($D$117:$AA$117,$K$148)*$AB$12","v":0},{"$f":"COUNTIF($D$117:$AA$117,$L$148)*$AB$12","v":0},{"$f":"COUNTIF($D$117:$AA$117,$M$148)*$AB$12","v":0},{"$f":"COUNTIF($D$117:$AA$117,$N$148)*$AB$12","v":0},{"$f":"COUNTIF($D$117:$AA$117,$O$148)*$AB$12","v":0},{"$f":"COUNTIF($D$117:$AA$117,$P$148)*$AB$12","v":0},{"$f":"COUNTIF($D$117:$AA$117,$Q$148)*$AB$12","v":0},{"$f":"COUNTIF($D$117:$AA$117,$R$148)*$AB$12","v":0},{"$f":"COUNTIF($D$117:$AA$117,$S$148)*$AB$12","v":0},{"$f":"COUNTIF($D$117:$AA$117,$T$148)*$AB$12","v":0},{"$f":"COUNTIF($D$117:$AA$117,$U$148)*$AB$12","v":0},{"$f":"COUNTIF($D$117:$AA$117,$V$148)*$AB$12","v":0},{"$f":"COUNTIF($D$117:$AA$117,$W$148)*$AB$12","v":0},{"$f":"COUNTIF($D$117:$AA$117,$X$148)*$AB$12","v":0},{"$f":"COUNTIF($D$117:$AA$117,$Y$148)*$AB$12","v":0},{"$f":"COUNTIF($D$117:$AA$117,$Z$148)*$AB$12","v":0},{"$f":"COUNTIF($D$117:$AA$117,$AA$148)*$AB$12","v":0},{"$f":"COUNTIF($D$117:$AA$117,$AB$148)*$AB$12","v":0},{"$f":"COUNTIF($D$117:$AA$117,$AC$148)*$AB$12","v":0},{"$f":"COUNTIF($D$117:$AA$117,$AD$148)*$AB$12","v":0},{"$f":"COUNTIF($D$117:$AA$117,$AE$148)*$AB$12","v":0},{"$f":"COUNTIF($D$117:$AA$117,$AF$148)*$AB$12","v":0},{"$f":"COUNTIF($D$117:$AA$117,$AG$148)*$AB$12","v":0},{"$f":"COUNTIF($D$117:$AA$117,$AH$148)*$AB$12","v":0},{"$f":"COUNTIF($D$117:$AA$117,$AI$148)*$AB$12","v":0},{"$f":"COUNTIF($D$117:$AA$117,$AJ$148)*$AB$12","v":0},{"$f":"COUNTIF($D$117:$AA$117,$AK$148)*$AB$12","v":0},{"$f":"COUNTIF($D$117:$AA$117,$AL$148)*$AB$12","v":0},{"$f":"COUNTIF($D$117:$AA$117,$AM$148)*$AB$12","v":0},{"$f":"COUNTIF($D$117:$AA$117,$AN$148)*$AB$12","v":0},{"$f":"COUNTIF($D$117:$AA$117,$AO$148)*$AB$12","v":0},{"$f":"COUNTIF($D$117:$AA$117,$AP$148)*$AB$12","v":0},{"$f":"COUNTIF($D$117:$AA$117,$AQ$148)*$AB$12","v":0},{"$f":"COUNTIF($D$117:$AA$117,$AR$148)*$AB$12","v":0},{"$f":"COUNTIF($D$117:$AA$117,$AS$148)*$AB$12","v":0},4,{"$f":"IFERROR(SUMPRODUCT($D149:$AS149,$D$164:$AS$164),\"\")","v":0},{"$f":"IFERROR(SUMPRODUCT($D149:$AS149,$D$170:$AS$170),\"\")","v":""},{"$f":"IFERROR(SUMPRODUCT($D149:$AS149,$D$176:$AS$176),\"\")","v":""},{"$f":"IFERROR(SUMPRODUCT($D149:$AS149,$D$182:$AS$182),\"\")","v":""},{"$f":"IFERROR(SUMPRODUCT($D149:$AS149,$D$188:$AS$188),\"\")","v":""},{"$f":"IFERROR(SUMPRODUCT($D149:$AS149,$D$194:$AS$194),\"\")","v":""},{"$f":"IFERROR(SUMPRODUCT($D149:$AS149,$D$200:$AS$200),\"\")","v":""},{"$f":"IFERROR(SUMPRODUCT($D149:$AS149,$D$206:$AS$206),\"\")","v":""},{"$f":"IFERROR(SUMPRODUCT($D149:$AS149,$D$212:$AS$212),\"\")","v":""},{"$f":"IFERROR(SUMPRODUCT($D149:$AS149,$D$218:$AS$218),\"\")","v":""},null,{"$f":"IFERROR(SUMPRODUCT($D149:$AS149,$D$225:$AS$225),\"\")","v":""},{"$f":"IFERROR(SUMPRODUCT($D149:$AS149,$D$231:$AS$231),\"\")","v":""},{"$f":"IFERROR(SUMPRODUCT($D149:$AS149,$D$237:$AS$237),\"\")","v":""},{"$f":"IFERROR(SUMPRODUCT($D149:$AS149,$D$243:$AS$243),\"\")","v":""},{"$f":"IFERROR(SUMPRODUCT($D149:$AS149,$D$249:$AS$249),\"\")","v":""},{"$f":"IFERROR(SUMPRODUCT($D149:$AS149,$D$255:$AS$255),\"\")","v":""},{"$f":"IFERROR(SUMPRODUCT($D149:$AS149,$D$261:$AS$261),\"\")","v":""},{"$f":"IFERROR(SUMPRODUCT($D149:$AS149,$D$267:$AS$267),\"\")","v":""},{"$f":"IFERROR(SUMPRODUCT($D149:$AS149,$D$273:$AS$273),\"\")","v":""},{"$f":"IFERROR(SUMPRODUCT($D149:$AS149,$D$279:$AS$279),\"\")","v":""}]
[null,null,5,{"$f":"COUNTIF($D$118:$AA$118,$D$148)*$AB$13","v":0},{"$f":"COUNTIF($D$118:$AA$118,$E$148)*$AB$13","v":0},{"$f":"COUNTIF($D$118:$AA$118,$F$148)*$AB$13","v":0},{"$f":"COUNTIF($D$118:$AA$118,$G$148)*$AB$13","v":0},{"$f":"COUNTIF($D$118:$AA$118,$H$148)*$AB$13","v":0},{"$f":"COUNTIF($D$118:$AA$118,$I$148)*$AB$13","v":0},{"$f":"COUNTIF($D$118:$AA$118,$J$148)*$AB$13","v":0},{"$f":"COUNTIF($D$118:$AA$118,$K$148)*$AB$13","v":0},{"$f":"COUNTIF($D$118:$AA$118,$L$148)*$AB$13","v":0},{"$f":"COUNTIF($D$118:$AA$118,$M$148)*$AB$13","v":0},{"$f":"COUNTIF($D$118:$AA$118,$N$148)*$AB$13","v":0},{"$f":"COUNTIF($D$118:$AA$118,$O$148)*$AB$13","v":0},{"$f":"COUNTIF($D$118:$AA$118,$P$148)*$AB$13","v":0},{"$f":"COUNTIF($D$118:$AA$118,$Q$148)*$AB$13","v":0},{"$f":"COUNTIF($D$118:$AA$118,$R$148)*$AB$13","v":0},{"$f":"COUNTIF($D$118:$AA$118,$S$148)*$AB$13","v":0},{"$f":"COUNTIF($D$118:$AA$118,$T$148)*$AB$13","v":0},{"$f":"COUNTIF($D$118:$AA$118,$U$148)*$AB$13","v":0},{"$f":"COUNTIF($D$118:$AA$118,$V$148)*$AB$13","v":0},{"$f":"COUNTIF($D$118:$AA$118,$W$148)*$AB$13","v":0},{"$f":"COUNTIF($D$118:$AA$118,$X$148)*$AB$13","v":0},{"$f":"COUNTIF($D$118:$AA$118,$Y$148)*$AB$13","v":0},{"$f":"COUNTIF($D$118:$AA$118,$Z$148)*$AB$13","v":0},{"$f":"COUNTIF($D$118:$AA$118,$AA$148)*$AB$13","v":0},{"$f":"COUNTIF($D$118:$AA$118,$AB$148)*$AB$13","v":0},{"$f":"COUNTIF($D$118:$AA$118,$AC$148)*$AB$13","v":0},{"$f":"COUNTIF($D$118:$AA$118,$AD$148)*$AB$13","v":0},{"$f":"COUNTIF($D$118:$AA$118,$AE$148)*$AB$13","v":0},{"$f":"COUNTIF($D$118:$AA$118,$AF$148)*$AB$13","v":0},{"$f":"COUNTIF($D$118:$AA$118,$AG$148)*$AB$13","v":0},{"$f":"COUNTIF($D$118:$AA$118,$AH$148)*$AB$13","v":0},{"$f":"COUNTIF($D$118:$AA$118,$AI$148)*$AB$13","v":0},{"$f":"COUNTIF($D$118:$AA$118,$AJ$148)*$AB$13","v":0},{"$f":"COUNTIF($D$118:$AA$118,$AK$148)*$AB$13","v":0},{"$f":"COUNTIF($D$118:$AA$118,$AL$148)*$AB$13","v":0},{"$f":"COUNTIF($D$118:$AA$118,$AM$148)*$AB$13","v":0},{"$f":"COUNTIF($D$118:$AA$118,$AN$148)*$AB$13","v":0},{"$f":"COUNTIF($D$118:$AA$118,$AO$148)*$AB$13","v":0},{"$f":"COUNTIF($D$118:$AA$118,$AP$148)*$AB$13","v":0},{"$f":"COUNTIF($D$118:$AA$118,$AQ$148)*$AB$13","v":0},{"$f":"COUNTIF($D$118:$AA$118,$AR$148)*$AB$13","v":0},{"$f":"COUNTIF($D$118:$AA$118,$AS$148)*$AB$13","v":0},5,{"$f":"IFERROR(SUMPRODUCT($D150:$AS150,$D$164:$AS$164),\"\")","v":0},{"$f":"IFERROR(SUMPRODUCT($D150:$AS150,$D$170:$AS$170),\"\")","v":""},{"$f":"IFERROR(SUMPRODUCT($D150:$AS150,$D$176:$AS$176),\"\")","v":""},{"$f":"IFERROR(SUMPRODUCT($D150:$AS150,$D$182:$AS$182),\"\")","v":""},{"$f":"IFERROR(SUMPRODUCT($D150:$AS150,$D$188:$AS$188),\"\")","v":""},{"$f":"IFERROR(SUMPRODUCT($D150:$AS150,$D$194:$AS$194),\"\")","v":""},{"$f":"IFERROR(SUMPRODUCT($D150:$AS150,$D$200:$AS$200),\"\")","v":""},{"$f":"IFERROR(SUMPRODUCT($D150:$AS150,$D$206:$AS$206),\"\")","v":""},{"$f":"IFERROR(SUMPRODUCT($D150:$AS150,$D$212:$AS$212),\"\")","v":""},{"$f":"IFERROR(SUMPRODUCT($D150:$AS150,$D$218:$AS$218),\"\")","v":""},null,{"$f":"IFERROR(SUMPRODUCT($D150:$AS150,$D$225:$AS$225),\"\")","v":""},{"$f":"IFERROR(SUMPRODUCT($D150:$AS150,$D$231:$AS$231),\"\")","v":""},{"$f":"IFERROR(SUMPRODUCT($D150:$AS150,$D$237:$AS$237),\"\")","v":""},{"$f":"IFERROR(SUMPRODUCT($D150:$AS150,$D$243:$AS$243),\"\")","v":""},{"$f":"IFERROR(SUMPRODUCT($D150:$AS150,$D$249:$AS$249),\"\")","v":""},{"$f":"IFERROR(SUMPRODUCT($D150:$AS150,$D$255:$AS$255),\"\")","v":""},{"$f":"IFERROR(SUMPRODUCT($D150:$AS150,$D$261:$AS$261),\"\")","v":""},{"$f":"IFERROR(SUMPRODUCT($D150:$AS150,$D$267:$AS$267),\"\")","v":""},{"$f":"IFERROR(SUMPRODUCT($D150:$AS150,$D$273:$AS$273),\"\")","v":""},{"$f":"IFERROR(SUMPRODUCT($D150:$AS150,$D$279:$AS$279),\"\")","v":""}]
[null,null,6,{"$f":"COUNTIF($D$119:$AA$119,$D$148)*$AB$14","v":0},{"$f":"COUNTIF($D$119:$AA$119,$E$148)*$AB$14","v":0},{"$f":"COUNTIF($D$119:$AA$119,$F$148)*$AB$14","v":0},{"$f":"COUNTIF($D$119:$AA$119,$G$148)*$AB$14","v":0},{"$f":"COUNTIF($D$119:$AA$119,$H$148)*$AB$14","v":0},{"$f":"COUNTIF($D$119:$AA$119,$I$148)*$AB$14","v":0},{"$f":"COUNTIF($D$119:$AA$119,$J$148)*$AB$14","v":0},{"$f":"COUNTIF($D$119:$AA$119,$K$148)*$AB$14","v":0},{"$f":"COUNTIF($D$119:$AA$119,$L$148)*$AB$14","v":0},{"$f":"COUNTIF($D$119:$AA$119,$M$148)*$AB$14","v":0},{"$f":"COUNTIF($D$119:$AA$119,$N$148)*$AB$14","v":0},{"$f":"COUNTIF($D$119:$AA$119,$O$148)*$AB$14","v":0},{"$f":"COUNTIF($D$119:$AA$119,$P$148)*$AB$14","v":0},{"$f":"COUNTIF($D$119:$AA$119,$Q$148)*$AB$14","v":0},{"$f":"COUNTIF($D$119:$AA$119,$R$148)*$AB$14","v":0},{"$f":"COUNTIF($D$119:$AA$119,$S$148)*$AB$14","v":0},{"$f":"COUNTIF($D$119:$AA$119,$T$148)*$AB$14","v":0},{"$f":"COUNTIF($D$119:$AA$119,$U$148)*$AB$14","v":0},{"$f":"COUNTIF($D$119:$AA$119,$V$148)*$AB$14","v":0},{"$f":"COUNTIF($D$119:$AA$119,$W$148)*$AB$14","v":0},{"$f":"COUNTIF($D$119:$AA$119,$X$148)*$AB$14","v":0},{"$f":"COUNTIF($D$119:$AA$119,$Y$148)*$AB$14","v":0},{"$f":"COUNTIF($D$119:$AA$119,$Z$148)*$AB$14","v":0},{"$f":"COUNTIF($D$119:$AA$119,$AA$148)*$AB$14","v":0},{"$f":"COUNTIF($D$119:$AA$119,$AB$148)*$AB$14","v":0},{"$f":"COUNTIF($D$119:$AA$119,$AC$148)*$AB$14","v":0},{"$f":"COUNTIF($D$119:$AA$119,$AD$148)*$AB$14","v":0},{"$f":"COUNTIF($D$119:$AA$119,$AE$148)*$AB$14","v":0},{"$f":"COUNTIF($D$119:$AA$119,$AF$148)*$AB$14","v":0},{"$f":"COUNTIF($D$119:$AA$119,$AG$148)*$AB$14","v":0},{"$f":"COUNTIF($D$119:$AA$119,$AH$148)*$AB$14","v":0},{"$f":"COUNTIF($D$119:$AA$119,$AI$148)*$AB$14","v":0},{"$f":"COUNTIF($D$119:$AA$119,$AJ$148)*$AB$14","v":0},{"$f":"COUNTIF($D$119:$AA$119,$AK$148)*$AB$14","v":0},{"$f":"COUNTIF($D$119:$AA$119,$AL$148)*$AB$14","v":0},{"$f":"COUNTIF($D$119:$AA$119,$AM$148)*$AB$14","v":0},{"$f":"COUNTIF($D$119:$AA$119,$AN$148)*$AB$14","v":0},{"$f":"COUNTIF($D$119:$AA$119,$AO$148)*$AB$14","v":0},{"$f":"COUNTIF($D$119:$AA$119,$AP$148)*$AB$14","v":0},{"$f":"COUNTIF($D$119:$AA$119,$AQ$148)*$AB$14","v":0},{"$f":"COUNTIF($D$119:$AA$119,$AR$148)*$AB$14","v":0},{"$f":"COUNTIF($D$119:$AA$119,$AS$148)*$AB$14","v":0},6,0,"","","","","","","","","",null,"","","","","","","","","",""]
[null,null,7,{"$f":"COUNTIF($D$120:$AA$120,$D$148)*$AB$15","v":0},{"$f":"COUNTIF($D$120:$AA$120,$E$148)*$AB$15","v":0},{"$f":"COUNTIF($D$120:$AA$120,$F$148)*$AB$15","v":0},{"$f":"COUNTIF($D$120:$AA$120,$G$148)*$AB$15","v":0},{"$f":"COUNTIF($D$120:$AA$120,$H$148)*$AB$15","v":0},{"$f":"COUNTIF($D$120:$AA$120,$I$148)*$AB$15","v":0},{"$f":"COUNTIF($D$120:$AA$120,$J$148)*$AB$15","v":0},{"$f":"COUNTIF($D$120:$AA$120,$K$148)*$AB$15","v":0},{"$f":"COUNTIF($D$120:$AA$120,$L$148)*$AB$15","v":0},{"$f":"COUNTIF($D$120:$AA$120,$M$148)*$AB$15","v":0},{"$f":"COUNTIF($D$120:$AA$120,$N$148)*$AB$15","v":0},{"$f":"COUNTIF($D$120:$AA$120,$O$148)*$AB$15","v":0},{"$f":"COUNTIF($D$120:$AA$120,$P$148)*$AB$15","v":0},{"$f":"COUNTIF($D$120:$AA$120,$Q$148)*$AB$15","v":0},{"$f":"COUNTIF($D$120:$AA$120,$R$148)*$AB$15","v":0},{"$f":"COUNTIF($D$120:$AA$120,$S$148)*$AB$15","v":0},{"$f":"COUNTIF($D$120:$AA$120,$T$148)*$AB$15","v":0},{"$f":"COUNTIF($D$120:$AA$120,$U$148)*$AB$15","v":0},{"$f":"COUNTIF($D$120:$AA$120,$V$148)*$AB$15","v":0},{"$f":"COUNTIF($D$120:$AA$120,$W$148)*$AB$15","v":0},{"$f":"COUNTIF($D$120:$AA$120,$X$148)*$AB$15","v":0},{"$f":"COUNTIF($D$120:$AA$120,$Y$148)*$AB$15","v":0},{"$f":"COUNTIF($D$120:$AA$120,$Z$148)*$AB$15","v":0},{"$f":"COUNTIF($D$120:$AA$120,$AA$148)*$AB$15","v":0},{"$f":"COUNTIF($D$120:$AA$120,$AB$148)*$AB$15","v":0},{"$f":"COUNTIF($D$120:$AA$120,$AC$148)*$AB$15","v":0},{"$f":"COUNTIF($D$120:$AA$120,$AD$148)*$AB$15","v":0},{"$f":"COUNTIF($D$120:$AA$120,$AE$148)*$AB$15","v":0},{"$f":"COUNTIF($D$120:$AA$120,$AF$148)*$AB$15","v":0},{"$f":"COUNTIF($D$120:$AA$120,$AG$148)*$AB$15","v":0},{"$f":"COUNTIF($D$120:$AA$120,$AH$148)*$AB$15","v":0},{"$f":"COUNTIF($D$120:$AA$120,$AI$148)*$AB$15","v":0},{"$f":"COUNTIF($D$120:$AA$120,$AJ$148)*$AB$15","v":0},{"$f":"COUNTIF($D$120:$AA$120,$AK$148)*$AB$15","v":0},{"$f":"COUNTIF($D$120:$AA$120,$AL$148)*$AB$15","v":0},{"$f":"COUNTIF($D$120:$AA$120,$AM$148)*$AB$15","v":0},{"$f":"COUNTIF($D$120:$AA$120,$AN$148)*$AB$15","v":0},{"$f":"COUNTIF($D$120:$AA$120,$AO$148)*$AB$15","v":0},{"$f":"COUNTIF($D$120:$AA$120,$AP$148)*$AB$15","v":0},{"$f":"COUNTIF($D$120:$AA$120,$AQ$148)*$AB$15","v":0},{"$f":"COUNTIF($D$120:$AA$120,$AR$148)*$AB$15","v":0},{"$f":"COUNTIF($D$120:$AA$120,$AS$148)*$AB$15","v":0},7,0,"","","","","","","","","",null,"","","","","","","","","",""]
[null,null,8,{"$f":"COUNTIF($D$121:$AA$121,$D$148)*$AB$16","v":0},{"$f":"COUNTIF($D$121:$AA$121,$E$148)*$AB$16","v":0},{"$f":"COUNTIF($D$121:$AA$121,$F$148)*$AB$16","v":0},{"$f":"COUNTIF($D$121:$AA$121,$G$148)*$AB$16","v":0},{"$f":"COUNTIF($D$121:$AA$121,$H$148)*$AB$16","v":0},{"$f":"COUNTIF($D$121:$AA$121,$I$148)*$AB$16","v":0},{"$f":"COUNTIF($D$121:$AA$121,$J$148)*$AB$16","v":0},{"$f":"COUNTIF($D$121:$AA$121,$K$148)*$AB$16","v":0},{"$f":"COUNTIF($D$121:$AA$121,$L$148)*$AB$16","v":0},{"$f":"COUNTIF($D$121:$AA$121,$M$148)*$AB$16","v":0},{"$f":"COUNTIF($D$121:$AA$121,$N$148)*$AB$16","v":0},{"$f":"COUNTIF($D$121:$AA$121,$O$148)*$AB$16","v":0},{"$f":"COUNTIF($D$121:$AA$121,$P$148)*$AB$16","v":0},{"$f":"COUNTIF($D$121:$AA$121,$Q$148)*$AB$16","v":0},{"$f":"COUNTIF($D$121:$AA$121,$R$148)*$AB$16","v":0},{"$f":"COUNTIF($D$121:$AA$121,$S$148)*$AB$16","v":0},{"$f":"COUNTIF($D$121:$AA$121,$T$148)*$AB$16","v":0},{"$f":"COUNTIF($D$121:$AA$121,$U$148)*$AB$16","v":0},{"$f":"COUNTIF($D$121:$AA$121,$V$148)*$AB$16","v":0},{"$f":"COUNTIF($D$121:$AA$121,$W$148)*$AB$16","v":0},{"$f":"COUNTIF($D$121:$AA$121,$X$148)*$AB$16","v":0},{"$f":"COUNTIF($D$121:$AA$121,$Y$148)*$AB$16","v":0},{"$f":"COUNTIF($D$121:$AA$121,$Z$148)*$AB$16","v":0},{"$f":"COUNTIF($D$121:$AA$121,$AA$148)*$AB$16","v":0},{"$f":"COUNTIF($D$121:$AA$121,$AB$148)*$AB$16","v":0},{"$f":"COUNTIF($D$121:$AA$121,$AC$148)*$AB$16","v":0},{"$f":"COUNTIF($D$121:$AA$121,$AD$148)*$AB$16","v":0},{"$f":"COUNTIF($D$121:$AA$121,$AE$148)*$AB$16","v":0},{"$f":"COUNTIF($D$121:$AA$121,$AF$148)*$AB$16","v":0},{"$f":"COUNTIF($D$121:$AA$121,$AG$148)*$AB$16","v":0},{"$f":"COUNTIF($D$121:$AA$121,$AH$148)*$AB$16","v":0},{"$f":"COUNTIF($D$121:$AA$121,$AI$148)*$AB$16","v":0},{"$f":"COUNTIF($D$121:$AA$121,$AJ$148)*$AB$16","v":0},{"$f":"COUNTIF($D$121:$AA$121,$AK$148)*$AB$16","v":0},{"$f":"COUNTIF($D$121:$AA$121,$AL$148)*$AB$16","v":0},{"$f":"COUNTIF($D$121:$AA$121,$AM$148)*$AB$16","v":0},{"$f":"COUNTIF($D$121:$AA$121,$AN$148)*$AB$16","v":0},{"$f":"COUNTIF($D$121:$AA$121,$AO$148)*$AB$16","v":0},{"$f":"COUNTIF($D$121:$AA$121,$AP$148)*$AB$16","v":0},{"$f":"COUNTIF($D$121:$AA$121,$AQ$148)*$AB$16","v":0},{"$f":"COUNTIF($D$121:$AA$121,$AR$148)*$AB$16","v":0},{"$f":"COUNTIF($D$121:$AA$121,$AS$148)*$AB$16","v":0},8,0,"","","","","","","","","",null,"","","","","","","","","",""]
[null,null,9,{"$f":"COUNTIF($D$122:$AA$122,$D$148)*$AB$17","v":0},{"$f":"COUNTIF($D$122:$AA$122,$E$148)*$AB$17","v":0},{"$f":"COUNTIF($D$122:$AA$122,$F$148)*$AB$17","v":0},{"$f":"COUNTIF($D$122:$AA$122,$G$148)*$AB$17","v":0},{"$f":"COUNTIF($D$122:$AA$122,$H$148)*$AB$17","v":0},{"$f":"COUNTIF($D$122:$AA$122,$I$148)*$AB$17","v":0},{"$f":"COUNTIF($D$122:$AA$122,$J$148)*$AB$17","v":0},{"$f":"COUNTIF($D$122:$AA$122,$K$148)*$AB$17","v":0},{"$f":"COUNTIF($D$122:$AA$122,$L$148)*$AB$17","v":0},{"$f":"COUNTIF($D$122:$AA$122,$M$148)*$AB$17","v":0},{"$f":"COUNTIF($D$122:$AA$122,$N$148)*$AB$17","v":0},{"$f":"COUNTIF($D$122:$AA$122,$O$148)*$AB$17","v":0},{"$f":"COUNTIF($D$122:$AA$122,$P$148)*$AB$17","v":0},{"$f":"COUNTIF($D$122:$AA$122,$Q$148)*$AB$17","v":0},{"$f":"COUNTIF($D$122:$AA$122,$R$148)*$AB$17","v":0},{"$f":"COUNTIF($D$122:$AA$122,$S$148)*$AB$17","v":0},{"$f":"COUNTIF($D$122:$AA$122,$T$148)*$AB$17","v":0},{"$f":"COUNTIF($D$122:$AA$122,$U$148)*$AB$17","v":0},{"$f":"COUNTIF($D$122:$AA$122,$V$148)*$AB$17","v":0},{"$f":"COUNTIF($D$122:$AA$122,$W$148)*$AB$17","v":0},{"$f":"COUNTIF($D$122:$AA$122,$X$148)*$AB$17","v":0},{"$f":"COUNTIF($D$122:$AA$122,$Y$148)*$AB$17","v":0},{"$f":"COUNTIF($D$122:$AA$122,$Z$148)*$AB$17","v":0},{"$f":"COUNTIF($D$122:$AA$122,$AA$148)*$AB$17","v":0},{"$f":"COUNTIF($D$122:$AA$122,$AB$148)*$AB$17","v":0},{"$f":"COUNTIF($D$122:$AA$122,$AC$148)*$AB$17","v":0},{"$f":"COUNTIF($D$122:$AA$122,$AD$148)*$AB$17","v":0},{"$f":"COUNTIF($D$122:$AA$122,$AE$148)*$AB$17","v":0},{"$f":"COUNTIF($D$122:$AA$122,$AF$148)*$AB$17","v":0},{"$f":"COUNTIF($D$122:$AA$122,$AG$148)*$AB$17","v":0},{"$f":"COUNTIF($D$122:$AA$122,$AH$148)*$AB$17","v":0},{"$f":"COUNTIF($D$122:$AA$122,$AI$148)*$AB$17","v":0},{"$f":"COUNTIF($D$122:$AA$122,$AJ$148)*$AB$17","v":0},{"$f":"COUNTIF($D$122:$AA$122,$AK$148)*$AB$17","v":0},{"$f":"COUNTIF($D$122:$AA$122,$AL$148)*$AB$17","v":0},{"$f":"COUNTIF($D$122:$AA$122,$AM$148)*$AB$17","v":0},{"$f":"COUNTIF($D$122:$AA$122,$AN$148)*$AB$17","v":0},{"$f":"COUNTIF($D$122:$AA$122,$AO$148)*$AB$17","v":0},{"$f":"COUNTIF($D$122:$AA$122,$AP$148)*$AB$17","v":0},{"$f":"COUNTIF($D$122:$AA$122,$AQ$148)*$AB$17","v":0},{"$f":"COUNTIF($D$122:$AA$122,$AR$148)*$AB$17","v":0},{"$f":"COUNTIF($D$122:$AA$122,$AS$148)*$AB$17","v":0},9,0,"","","","","","","","","",null,"","","","","","","","","",""]
[null,null,10,{"$f":"COUNTIF($D$123:$AA$123,$D$148)*$AB$18","v":0},{"$f":"COUNTIF($D$123:$AA$123,$E$148)*$AB$18","v":0},{"$f":"COUNTIF($D$123:$AA$123,$F$148)*$AB$18","v":0},{"$f":"COUNTIF($D$123:$AA$123,$G$148)*$AB$18","v":0},{"$f":"COUNTIF($D$123:$AA$123,$H$148)*$AB$18","v":0},{"$f":"COUNTIF($D$123:$AA$123,$I$148)*$AB$18","v":0},{"$f":"COUNTIF($D$123:$AA$123,$J$148)*$AB$18","v":0},{"$f":"COUNTIF($D$123:$AA$123,$K$148)*$AB$18","v":0},{"$f":"COUNTIF($D$123:$AA$123,$L$148)*$AB$18","v":0},{"$f":"COUNTIF($D$123:$AA$123,$M$148)*$AB$18","v":0},{"$f":"COUNTIF($D$123:$AA$123,$N$148)*$AB$18","v":0},{"$f":"COUNTIF($D$123:$AA$123,$O$148)*$AB$18","v":0},{"$f":"COUNTIF($D$123:$AA$123,$P$148)*$AB$18","v":0},{"$f":"COUNTIF($D$123:$AA$123,$Q$148)*$AB$18","v":0},{"$f":"COUNTIF($D$123:$AA$123,$R$148)*$AB$18","v":0},{"$f":"COUNTIF($D$123:$AA$123,$S$148)*$AB$18","v":0},{"$f":"COUNTIF($D$123:$AA$123,$T$148)*$AB$18","v":0},{"$f":"COUNTIF($D$123:$AA$123,$U$148)*$AB$18","v":0},{"$f":"COUNTIF($D$123:$AA$123,$V$148)*$AB$18","v":0},{"$f":"COUNTIF($D$123:$AA$123,$W$148)*$AB$18","v":0},{"$f":"COUNTIF($D$123:$AA$123,$X$148)*$AB$18","v":0},{"$f":"COUNTIF($D$123:$AA$123,$Y$148)*$AB$18","v":0},{"$f":"COUNTIF($D$123:$AA$123,$Z$148)*$AB$18","v":0},{"$f":"COUNTIF($D$123:$AA$123,$AA$148)*$AB$18","v":0},{"$f":"COUNTIF($D$123:$AA$123,$AB$148)*$AB$18","v":0},{"$f":"COUNTIF($D$123:$AA$123,$AC$148)*$AB$18","v":0},{"$f":"COUNTIF($D$123:$AA$123,$AD$148)*$AB$18","v":0},{"$f":"COUNTIF($D$123:$AA$123,$AE$148)*$AB$18","v":0},{"$f":"COUNTIF($D$123:$AA$123,$AF$148)*$AB$18","v":0},{"$f":"COUNTIF($D$123:$AA$123,$AG$148)*$AB$18","v":0},{"$f":"COUNTIF($D$123:$AA$123,$AH$148)*$AB$18","v":0},{"$f":"COUNTIF($D$123:$AA$123,$AI$148)*$AB$18","v":0},{"$f":"COUNTIF($D$123:$AA$123,$AJ$148)*$AB$18","v":0},{"$f":"COUNTIF($D$123:$AA$123,$AK$148)*$AB$18","v":0},{"$f":"COUNTIF($D$123:$AA$123,$AL$148)*$AB$18","v":0},{"$f":"COUNTIF($D$123:$AA$123,$AM$148)*$AB$18","v":0},{"$f":"COUNTIF($D$123:$AA$123,$AN$148)*$AB$18","v":0},{"$f":"COUNTIF($D$123:$AA$123,$AO$148)*$AB$18","v":0},{"$f":"COUNTIF($D$123:$AA$123,$AP$148)*$AB$18","v":0},{"$f":"COUNTIF($D$123:$AA$123,$AQ$148)*$AB$18","v":0},{"$f":"COUNTIF($D$123:$AA$123,$AR$148)*$AB$18","v":0},{"$f":"COUNTIF($D$123:$AA$123,$AS$148)*$AB$18","v":0},10,0,"","","","","","","","","",null,"","","","","","","","","",""]
[null,null,11,{"$f":"COUNTIF($D$124:$AA$124,$D$148)*$AB$19","v":0},{"$f":"COUNTIF($D$124:$AA$124,$E$148)*$AB$19","v":0},{"$f":"COUNTIF($D$124:$AA$124,$F$148)*$AB$19","v":0},{"$f":"COUNTIF($D$124:$AA$124,$G$148)*$AB$19","v":0},{"$f":"COUNTIF($D$124:$AA$124,$H$148)*$AB$19","v":0},{"$f":"COUNTIF($D$124:$AA$124,$I$148)*$AB$19","v":0},{"$f":"COUNTIF($D$124:$AA$124,$J$148)*$AB$19","v":0},{"$f":"COUNTIF($D$124:$AA$124,$K$148)*$AB$19","v":0},{"$f":"COUNTIF($D$124:$AA$124,$L$148)*$AB$19","v":0},{"$f":"COUNTIF($D$124:$AA$124,$M$148)*$AB$19","v":0},{"$f":"COUNTIF($D$124:$AA$124,$N$148)*$AB$19","v":0},{"$f":"COUNTIF($D$124:$AA$124,$O$148)*$AB$19","v":0},{"$f":"COUNTIF($D$124:$AA$124,$P$148)*$AB$19","v":0},{"$f":"COUNTIF($D$124:$AA$124,$Q$148)*$AB$19","v":0},{"$f":"COUNTIF($D$124:$AA$124,$R$148)*$AB$19","v":0},{"$f":"COUNTIF($D$124:$AA$124,$S$148)*$AB$19","v":0},{"$f":"COUNTIF($D$124:$AA$124,$T$148)*$AB$19","v":0},{"$f":"COUNTIF($D$124:$AA$124,$U$148)*$AB$19","v":0},{"$f":"COUNTIF($D$124:$AA$124,$V$148)*$AB$19","v":0},{"$f":"COUNTIF($D$124:$AA$124,$W$148)*$AB$19","v":0},{"$f":"COUNTIF($D$124:$AA$124,$X$148)*$AB$19","v":0},{"$f":"COUNTIF($D$124:$AA$124,$Y$148)*$AB$19","v":0},{"$f":"COUNTIF($D$124:$AA$124,$Z$148)*$AB$19","v":0},{"$f":"COUNTIF($D$124:$AA$124,$AA$148)*$AB$19","v":0},{"$f":"COUNTIF($D$124:$AA$124,$AB$148)*$AB$19","v":0},{"$f":"COUNTIF($D$124:$AA$124,$AC$148)*$AB$19","v":0},{"$f":"COUNTIF($D$124:$AA$124,$AD$148)*$AB$19","v":0},{"$f":"COUNTIF($D$124:$AA$124,$AE$148)*$AB$19","v":0},{"$f":"COUNTIF($D$124:$AA$124,$AF$148)*$AB$19","v":0},{"$f":"COUNTIF($D$124:$AA$124,$AG$148)*$AB$19","v":0},{"$f":"COUNTIF($D$124:$AA$124,$AH$148)*$AB$19","v":0},{"$f":"COUNTIF($D$124:$AA$124,$AI$148)*$AB$19","v":0},{"$f":"COUNTIF($D$124:$AA$124,$AJ$148)*$AB$19","v":0},{"$f":"COUNTIF($D$124:$AA$124,$AK$148)*$AB$19","v":0},{"$f":"COUNTIF($D$124:$AA$124,$AL$148)*$AB$19","v":0},{"$f":"COUNTIF($D$124:$AA$124,$AM$148)*$AB$19","v":0},{"$f":"COUNTIF($D$124:$AA$124,$AN$148)*$AB$19","v":0},{"$f":"COUNTIF($D$124:$AA$124,$AO$148)*$AB$19","v":0},{"$f":"COUNTIF($D$124:$AA$124,$AP$148)*$AB$19","v":0},{"$f":"COUNTIF($D$124:$AA$124,$AQ$148)*$AB$19","v":0},{"$f":"COUNTIF($D$124:$AA$124,$AR$148)*$AB$19","v":0},{"$f":"COUNTIF($D$124:$AA$124,$AS$148)*$AB$19","v":0},11,0,"","","","","","","","","",null,"","","","","","","","","",""]
[null,null,12,{"$f":"COUNTIF($D$125:$AA$125,$D$148)*$AB$20","v":0},{"$f":"COUNTIF($D$125:$AA$125,$E$148)*$AB$20","v":0},{"$f":"COUNTIF($D$125:$AA$125,$F$148)*$AB$20","v":0},{"$f":"COUNTIF($D$125:$AA$125,$G$148)*$AB$20","v":0},{"$f":"COUNTIF($D$125:$AA$125,$H$148)*$AB$20","v":0},{"$f":"COUNTIF($D$125:$AA$125,$I$148)*$AB$20","v":0},{"$f":"COUNTIF($D$125:$AA$125,$J$148)*$AB$20","v":0},{"$f":"COUNTIF($D$125:$AA$125,$K$148)*$AB$20","v":0},{"$f":"COUNTIF($D$125:$AA$125,$L$148)*$AB$20","v":0},{"$f":"COUNTIF($D$125:$AA$125,$M$148)*$AB$20","v":0},{"$f":"COUNTIF($D$125:$AA$125,$N$148)*$AB$20","v":0},{"$f":"COUNTIF($D$125:$AA$125,$O$148)*$AB$20","v":0},{"$f":"COUNTIF($D$125:$AA$125,$P$148)*$AB$20","v":0},{"$f":"COUNTIF($D$125:$AA$125,$Q$148)*$AB$20","v":0},{"$f":"COUNTIF($D$125:$AA$125,$R$148)*$AB$20","v":0},{"$f":"COUNTIF($D$125:$AA$125,$S$148)*$AB$20","v":0},{"$f":"COUNTIF($D$125:$AA$125,$T$148)*$AB$20","v":0},{"$f":"COUNTIF($D$125:$AA$125,$U$148)*$AB$20","v":0},{"$f":"COUNTIF($D$125:$AA$125,$V$148)*$AB$20","v":0},{"$f":"COUNTIF($D$125:$AA$125,$W$148)*$AB$20","v":0},{"$f":"COUNTIF($D$125:$AA$125,$X$148)*$AB$20","v":0},{"$f":"COUNTIF($D$125:$AA$125,$Y$148)*$AB$20","v":0},{"$f":"COUNTIF($D$125:$AA$125,$Z$148)*$AB$20","v":0},{"$f":"COUNTIF($D$125:$AA$125,$AA$148)*$AB$20","v":0},{"$f":"COUNTIF($D$125:$AA$125,$AB$148)*$AB$20","v":0},{"$f":"COUNTIF($D$125:$AA$125,$AC$148)*$AB$20","v":0},{"$f":"COUNTIF($D$125:$AA$125,$AD$148)*$AB$20","v":0},{"$f":"COUNTIF($D$125:$AA$125,$AE$148)*$AB$20","v":0},{"$f":"COUNTIF($D$125:$AA$125,$AF$148)*$AB$20","v":0},{"$f":"COUNTIF($D$125:$AA$125,$AG$148)*$AB$20","v":0},{"$f":"COUNTIF($D$125:$AA$125,$AH$148)*$AB$20","v":0},{"$f":"COUNTIF($D$125:$AA$125,$AI$148)*$AB$20","v":0},{"$f":"COUNTIF($D$125:$AA$125,$AJ$148)*$AB$20","v":0},{"$f":"COUNTIF($D$125:$AA$125,$AK$148)*$AB$20","v":0},{"$f":"COUNTIF($D$125:$AA$125,$AL$148)*$AB$20","v":0},{"$f":"COUNTIF($D$125:$AA$125,$AM$148)*$AB$20","v":0},{"$f":"COUNTIF($D$125:$AA$125,$AN$148)*$AB$20","v":0},{"$f":"COUNTIF($D$125:$AA$125,$AO$148)*$AB$20","v":0},{"$f":"COUNTIF($D$125:$AA$125,$AP$148)*$AB$20","v":0},{"$f":"COUNTIF($D$125:$AA$125,$AQ$148)*$AB$20","v":0},{"$f":"COUNTIF($D$125:$AA$125,$AR$148)*$AB$20","v":0},{"$f":"COUNTIF($D$125:$AA$125,$AS$148)*$AB$20","v":0},12,0,"","","","","","","","","",null,"","","","","","","","","",""]
[null,null,1,{"$f":"COUNTIF($D$126:$AA$126,$D$148)*$AB$21","v":0},{"$f":"COUNTIF($D$126:$AA$126,$E$148)*$AB$21","v":0},{"$f":"COUNTIF($D$126:$AA$126,$F$148)*$AB$21","v":0},{"$f":"COUNTIF($D$126:$AA$126,$G$148)*$AB$21","v":0},{"$f":"COUNTIF($D$126:$AA$126,$H$148)*$AB$21","v":0},{"$f":"COUNTIF($D$126:$AA$126,$I$148)*$AB$21","v":0},{"$f":"COUNTIF($D$126:$AA$126,$J$148)*$AB$21","v":0},{"$f":"COUNTIF($D$126:$AA$126,$K$148)*$AB$21","v":0},{"$f":"COUNTIF($D$126:$AA$126,$L$148)*$AB$21","v":0},{"$f":"COUNTIF($D$126:$AA$126,$M$148)*$AB$21","v":0},{"$f":"COUNTIF($D$126:$AA$126,$N$148)*$AB$21","v":0},{"$f":"COUNTIF($D$126:$AA$126,$O$148)*$AB$21","v":0},{"$f":"COUNTIF($D$126:$AA$126,$P$148)*$AB$21","v":0},{"$f":"COUNTIF($D$126:$AA$126,$Q$148)*$AB$21","v":0},{"$f":"COUNTIF($D$126:$AA$126,$R$148)*$AB$21","v":0},{"$f":"COUNTIF($D$126:$AA$126,$S$148)*$AB$21","v":0},{"$f":"COUNTIF($D$126:$AA$126,$T$148)*$AB$21","v":0},{"$f":"COUNTIF($D$126:$AA$126,$U$148)*$AB$21","v":0},{"$f":"COUNTIF($D$126:$AA$126,$V$148)*$AB$21","v":0},{"$f":"COUNTIF($D$126:$AA$126,$W$148)*$AB$21","v":0},{"$f":"COUNTIF($D$126:$AA$126,$X$148)*$AB$21","v":0},{"$f":"COUNTIF($D$126:$AA$126,$Y$148)*$AB$21","v":0},{"$f":"COUNTIF($D$126:$AA$126,$Z$148)*$AB$21","v":0},{"$f":"COUNTIF($D$126:$AA$126,$AA$148)*$AB$21","v":0},{"$f":"COUNTIF($D$126:$AA$126,$AB$148)*$AB$21","v":0},{"$f":"COUNTIF($D$126:$AA$126,$AC$148)*$AB$21","v":0},{"$f":"COUNTIF($D$126:$AA$126,$AD$148)*$AB$21","v":0},{"$f":"COUNTIF($D$126:$AA$126,$AE$148)*$AB$21","v":0},{"$f":"COUNTIF($D$126:$AA$126,$AF$148)*$AB$21","v":0},{"$f":"COUNTIF($D$126:$AA$126,$AG$148)*$AB$21","v":0},{"$f":"COUNTIF($D$126:$AA$126,$AH$148)*$AB$21","v":0},{"$f":"COUNTIF($D$126:$AA$126,$AI$148)*$AB$21","v":0},{"$f":"COUNTIF($D$126:$AA$126,$AJ$148)*$AB$21","v":0},{"$f":"COUNTIF($D$126:$AA$126,$AK$148)*$AB$21","v":0},{"$f":"COUNTIF($D$126:$AA$126,$AL$148)*$AB$21","v":0},{"$f":"COUNTIF($D$126:$AA$126,$AM$148)*$AB$21","v":0},{"$f":"COUNTIF($D$126:$AA$126,$AN$148)*$AB$21","v":0},{"$f":"COUNTIF($D$126:$AA$126,$AO$148)*$AB$21","v":0},{"$f":"COUNTIF($D$126:$AA$126,$AP$148)*$AB$21","v":0},{"$f":"COUNTIF($D$126:$AA$126,$AQ$148)*$AB$21","v":0},{"$f":"COUNTIF($D$126:$AA$126,$AR$148)*$AB$21","v":0},{"$f":"COUNTIF($D$126:$AA$126,$AS$148)*$AB$21","v":0},1,0,"","","","","","","","","",null,"","","","","","","","","",""]
[null,null,2,{"$f":"COUNTIF($D$127:$AA$127,$D$148)*$AB$22","v":0},{"$f":"COUNTIF($D$127:$AA$127,$E$148)*$AB$22","v":0},{"$f":"COUNTIF($D$127:$AA$127,$F$148)*$AB$22","v":0},{"$f":"COUNTIF($D$127:$AA$127,$G$148)*$AB$22","v":0},{"$f":"COUNTIF($D$127:$AA$127,$H$148)*$AB$22","v":0},{"$f":"COUNTIF($D$127:$AA$127,$I$148)*$AB$22","v":0},{"$f":"COUNTIF($D$127:$AA$127,$J$148)*$AB$22","v":0},{"$f":"COUNTIF($D$127:$AA$127,$K$148)*$AB$22","v":0},{"$f":"COUNTIF($D$127:$AA$127,$L$148)*$AB$22","v":0},{"$f":"COUNTIF($D$127:$AA$127,$M$148)*$AB$22","v":0},{"$f":"COUNTIF($D$127:$AA$127,$N$148)*$AB$22","v":0},{"$f":"COUNTIF($D$127:$AA$127,$O$148)*$AB$22","v":0},{"$f":"COUNTIF($D$127:$AA$127,$P$148)*$AB$22","v":0},{"$f":"COUNTIF($D$127:$AA$127,$Q$148)*$AB$22","v":0},{"$f":"COUNTIF($D$127:$AA$127,$R$148)*$AB$22","v":0},{"$f":"COUNTIF($D$127:$AA$127,$S$148)*$AB$22","v":0},{"$f":"COUNTIF($D$127:$AA$127,$T$148)*$AB$22","v":0},{"$f":"COUNTIF($D$127:$AA$127,$U$148)*$AB$22","v":0},{"$f":"COUNTIF($D$127:$AA$127,$V$148)*$AB$22","v":0},{"$f":"COUNTIF($D$127:$AA$127,$W$148)*$AB$22","v":0},{"$f":"COUNTIF($D$127:$AA$127,$X$148)*$AB$22","v":0},{"$f":"COUNTIF($D$127:$AA$127,$Y$148)*$AB$22","v":0},{"$f":"COUNTIF($D$127:$AA$127,$Z$148)*$AB$22","v":0},{"$f":"COUNTIF($D$127:$AA$127,$AA$148)*$AB$22","v":0},{"$f":"COUNTIF($D$127:$AA$127,$AB$148)*$AB$22","v":0},{"$f":"COUNTIF($D$127:$AA$127,$AC$148)*$AB$22","v":0},{"$f":"COUNTIF($D$127:$AA$127,$AD$148)*$AB$22","v":0},{"$f":"COUNTIF($D$127:$AA$127,$AE$148)*$AB$22","v":0},{"$f":"COUNTIF($D$127:$AA$127,$AF$148)*$AB$22","v":0},{"$f":"COUNTIF($D$127:$AA$127,$AG$148)*$AB$22","v":0},{"$f":"COUNTIF($D$127:$AA$127,$AH$148)*$AB$22","v":0},{"$f":"COUNTIF($D$127:$AA$127,$AI$148)*$AB$22","v":0},{"$f":"COUNTIF($D$127:$AA$127,$AJ$148)*$AB$22","v":0},{"$f":"COUNTIF($D$127:$AA$127,$AK$148)*$AB$22","v":0},{"$f":"COUNTIF($D$127:$AA$127,$AL$148)*$AB$22","v":0},{"$f":"COUNTIF($D$127:$AA$127,$AM$148)*$AB$22","v":0},{"$f":"COUNTIF($D$127:$AA$127,$AN$148)*$AB$22","v":0},{"$f":"COUNTIF($D$127:$AA$127,$AO$148)*$AB$22","v":0},{"$f":"COUNTIF($D$127:$AA$127,$AP$148)*$AB$22","v":0},{"$f":"COUNTIF($D$127:$AA$127,$AQ$148)*$AB$22","v":0},{"$f":"COUNTIF($D$127:$AA$127,$AR$148)*$AB$22","v":0},{"$f":"COUNTIF($D$127:$AA$127,$AS$148)*$AB$22","v":0},2,0,"","","","","","","","","",null,"","","","","","","","","",""]
[null,null,3,{"$f":"COUNTIF($D$128:$AA$128,$D$148)*$AB$23","v":0},{"$f":"COUNTIF($D$128:$AA$128,$E$148)*$AB$23","v":0},{"$f":"COUNTIF($D$128:$AA$128,$F$148)*$AB$23","v":0},{"$f":"COUNTIF($D$128:$AA$128,$G$148)*$AB$23","v":0},{"$f":"COUNTIF($D$128:$AA$128,$H$148)*$AB$23","v":0},{"$f":"COUNTIF($D$128:$AA$128,$I$148)*$AB$23","v":0},{"$f":"COUNTIF($D$128:$AA$128,$J$148)*$AB$23","v":0},{"$f":"COUNTIF($D$128:$AA$128,$K$148)*$AB$23","v":0},{"$f":"COUNTIF($D$128:$AA$128,$L$148)*$AB$23","v":0},{"$f":"COUNTIF($D$128:$AA$128,$M$148)*$AB$23","v":0},{"$f":"COUNTIF($D$128:$AA$128,$N$148)*$AB$23","v":0},{"$f":"COUNTIF($D$128:$AA$128,$O$148)*$AB$23","v":0},{"$f":"COUNTIF($D$128:$AA$128,$P$148)*$AB$23","v":0},{"$f":"COUNTIF($D$128:$AA$128,$Q$148)*$AB$23","v":0},{"$f":"COUNTIF($D$128:$AA$128,$R$148)*$AB$23","v":0},{"$f":"COUNTIF($D$128:$AA$128,$S$148)*$AB$23","v":0},{"$f":"COUNTIF($D$128:$AA$128,$T$148)*$AB$23","v":0},{"$f":"COUNTIF($D$128:$AA$128,$U$148)*$AB$23","v":0},{"$f":"COUNTIF($D$128:$AA$128,$V$148)*$AB$23","v":0},{"$f":"COUNTIF($D$128:$AA$128,$W$148)*$AB$23","v":0},{"$f":"COUNTIF($D$128:$AA$128,$X$148)*$AB$23","v":0},{"$f":"COUNTIF($D$128:$AA$128,$Y$148)*$AB$23","v":0},{"$f":"COUNTIF($D$128:$AA$128,$Z$148)*$AB$23","v":0},{"$f":"COUNTIF($D$128:$AA$128,$AA$148)*$AB$23","v":0},{"$f":"COUNTIF($D$128:$AA$128,$AB$148)*$AB$23","v":0},{"$f":"COUNTIF($D$128:$AA$128,$AC$148)*$AB$23","v":0},{"$f":"COUNTIF($D$128:$AA$128,$AD$148)*$AB$23","v":0},{"$f":"COUNTIF($D$128:$AA$128,$AE$148)*$AB$23","v":0},{"$f":"COUNTIF($D$128:$AA$128,$AF$148)*$AB$23","v":0},{"$f":"COUNTIF($D$128:$AA$128,$AG$148)*$AB$23","v":0},{"$f":"COUNTIF($D$128:$AA$128,$AH$148)*$AB$23","v":0},{"$f":"COUNTIF($D$128:$AA$128,$AI$148)*$AB$23","v":0},{"$f":"COUNTIF($D$128:$AA$128,$AJ$148)*$AB$23","v":0},{"$f":"COUNTIF($D$128:$AA$128,$AK$148)*$AB$23","v":0},{"$f":"COUNTIF($D$128:$AA$128,$AL$148)*$AB$23","v":0},{"$f":"COUNTIF($D$128:$AA$128,$AM$148)*$AB$23","v":0},{"$f":"COUNTIF($D$128:$AA$128,$AN$148)*$AB$23","v":0},{"$f":"COUNTIF($D$128:$AA$128,$AO$148)*$AB$23","v":0},{"$f":"COUNTIF($D$128:$AA$128,$AP$148)*$AB$23","v":0},{"$f":"COUNTIF($D$128:$AA$128,$AQ$148)*$AB$23","v":0},{"$f":"COUNTIF($D$128:$AA$128,$AR$148)*$AB$23","v":0},{"$f":"COUNTIF($D$128:$AA$128,$AS$148)*$AB$23","v":0},3,0,"","","","","","","","","",null,"","","","","","","","","",""]
[null,null,"冷房運転時間",{"$f":"SUM($D$149:$D$160)","v":0},{"$f":"SUM($E$149:$E$160)","v":0},{"$f":"SUM($F$149:$F$160)","v":0},{"$f":"SUM($G$149:$G$160)","v":0},{"$f":"SUM($H$149:$H$160)","v":0},{"$f":"SUM($I$149:$I$160)","v":0},{"$f":"SUM($J$149:$J$160)","v":0},{"$f":"SUM($K$149:$K$160)","v":0},{"$f":"SUM($L$149:$L$160)","v":0},{"$f":"SUM($M$149:$M$160)","v":0},{"$f":"SUM($N$149:$N$160)","v":0},{"$f":"SUM($O$149:$O$160)","v":0},{"$f":"SUM($P$149:$P$160)","v":0},{"$f":"SUM($Q$149:$Q$160)","v":0},{"$f":"SUM($R$149:$R$160)","v":0},{"$f":"SUM($S$149:$S$160)","v":0},{"$f":"SUM($T$149:$T$160)","v":0},{"$f":"SUM($U$149:$U$160)","v":0},{"$f":"SUM($V$149:$V$160)","v":0},{"$f":"SUM($W$149:$W$160)","v":0},{"$f":"SUM($X$149:$X$160)","v":0},{"$f":"SUM($Y$149:$Y$160)","v":0},{"$f":"SUM($Z$149:$Z$160)","v":0},{"$f":"SUM($AA$149:$AA$160)","v":0},{"$f":"SUM($AB$149:$AB$160)","v":0},{"$f":"SUM($AC$149:$AC$160)","v":0},{"$f":"SUM($AD$149:$AD$160)","v":0},{"$f":"SUM($AE$149:$AE$160)","v":0},{"$f":"SUM($AF$149:$AF$160)","v":0},{"$f":"SUM($AG$149:$AG$160)","v":0},{"$f":"SUM($AH$149:$AH$160)","v":0},{"$f":"SUM($AI$149:$AI$160)","v":0},{"$f":"SUM($AJ$149:$AJ$160)","v":0},{"$f":"SUM($AK$149:$AK$160)","v":0},{"$f":"SUM($AL$149:$AL$160)","v":0},{"$f":"SUM($AM$149:$AM$160)","v":0},{"$f":"SUM($AN$149:$AN$160)","v":0},{"$f":"SUM($AO$149:$AO$160)","v":0},{"$f":"SUM($AP$149:$AP$160)","v":0},{"$f":"SUM($AQ$149:$AQ$160)","v":0},{"$f":"SUM($AR$149:$AR$160)","v":0},{"$f":"SUM($AS$149:$AS$160)","v":0},"冷房運転時間",{"$f":"SUM(AU149:AU160)","v":0},{"$f":"SUM(AV149:AV160)","v":0},{"$f":"SUM(AW149:AW160)","v":0},0,0,0,0,0,0,{"$f":"SUM(BD149:BD160)","v":0},null,{"$f":"SUM(BF149:BF160)","v":0},{"$f":"SUM(BG149:BG160)","v":0},0,0,0,0,0,0,0,0]
[null,null,"冷房空調負荷率",{"$f":"IF((1/(35-$M$25))*(D$148-35)+1<0,0,IF((1/(35-$M$25))*(D$148-35)+1>1,1,(1/(35-$M$25))*(D$148-35)+1))","v":0},0,0,0,0,0,0,0,0,0,0,0,0,0,0,0,0,0,0,0,0,0,0,0,0,5.8823529411764719E-2,0.11764705882352944,0.17647058823529416,0.23529411764705888,0.29411764705882359,0.3529411764705882,0.41176470588235292,0.47058823529411764,0.52941176470588236,0.58823529411764708,0.6470588235294118,0.70588235294117641,0.76470588235294112,0.82352941176470584,0.88235294117647056,0.94117647058823528,1,"冷房空調負荷率","αc"]
[]
[null,"前1","冷房時消費電力比",{"$f":"$D$162/$D168","v":0},{"$f":"$E$162/$E168","v":0},{"$f":"$F$162/$F168","v":0},{"$f":"$G$162/$G168","v":0},{"$f":"$H$162/$H168","v":0},{"$f":"$I$162/$I168","v":0},{"$f":"$J$162/$J168","v":0},{"$f":"$K$162/$K168","v":0},{"$f":"$L$162/$L168","v":0},{"$f":"$M$162/$M168","v":0},{"$f":"$N$162/$N168","v":0},{"$f":"$O$162/$O168","v":0},{"$f":"$P$162/$P168","v":0},{"$f":"$Q$162/$Q168","v":0},{"$f":"$R$162/$R168","v":0},{"$f":"$S$162/$S168","v":0},{"$f":"$T$162/$T168","v":0},{"$f":"$U$162/$U168","v":0},{"$f":"$V$162/$V168","v":0},{"$f":"$W$162/$W168","v":0},{"$f":"$X$162/$X168","v":0},{"$f":"$Y$162/$Y168","v":0},{"$f":"$Z$162/$Z168","v":0},{"$f":"$AA$162/$AA168","v":0},{"$f":"$AB$162/$AB168","v":0},{"$f":"$AC$162/$AC168","v":3.7610619469026565E-2},{"$f":"$AD$162/$AD168","v":7.7444814403748966E-2},{"$f":"$AE$162/$AE168","v":0.11957515416451978},{"$f":"$AF$162/$AF168","v":0.16407740070746205},{"$f":"$AG$162/$AG168","v":0.21103068610459791},{"$f":"$AH$162/$AH168","v":0.26051770204211377},{"$f":"$AI$162/$AI168","v":0.31262490225041278},{"$f":"$AJ$162/$AJ168","v":0.36744271890737473},{"$f":"$AK$162/$AK168","v":0.4250657941532115},{"$f":"$AL$162/$AL168","v":0.48559322796254156},{"$f":"$AM$162/$AM168","v":0.54912884373805237},{"$f":"$AN$162/$AN168","v":0.61578147312174669},{"$f":"$AO$162/$AO168","v":0.68566526166585851},{"$f":"$AP$162/$AP168","v":0.75889999716786083},{"$f":"$AQ$162/$AQ168","v":0.83561146265461006},{"$f":"$AR$162/$AR168","v":0.9159318162018798},{"$f":"$AS$162/$AS168","v":1},"冷房時消費電力比","εc"]
[null,null,"冷房能力",{"$f":"($Q$29-1.077*$Q$29)/6*($D$148-35)+$Q$29","v":33.575666666666663},{"$f":"($Q$29-1.077*$Q$29)/6*($E$148-35)+$Q$29","v":33.293333333333322},{"$f":"($Q$29-1.077*$Q$29)/6*($F$148-35)+$Q$29","v":33.010999999999996},{"$f":"($Q$29-1.077*$Q$29)/6*($G$148-35)+$Q$29","v":32.728666666666662},{"$f":"($Q$29-1.077*$Q$29)/6*($H$148-35)+$Q$29","v":32.446333333333328},{"$f":"($Q$29-1.077*$Q$29)/6*($I$148-35)+$Q$29","v":32.163999999999994},{"$f":"($Q$29-1.077*$Q$29)/6*($J$148-35)+$Q$29","v":31.881666666666661},{"$f":"($Q$29-1.077*$Q$29)/6*($K$148-35)+$Q$29","v":31.599333333333327},{"$f":"($Q$29-1.077*$Q$29)/6*($L$148-35)+$Q$29","v":31.316999999999993},{"$f":"($Q$29-1.077*$Q$29)/6*($M$148-35)+$Q$29","v":31.034666666666659},{"$f":"($Q$29-1.077*$Q$29)/6*($N$148-35)+$Q$29","v":30.752333333333326},{"$f":"($Q$29-1.077*$Q$29)/6*($O$148-35)+$Q$29","v":30.469999999999995},{"$f":"($Q$29-1.077*$Q$29)/6*($P$148-35)+$Q$29","v":30.187666666666662},{"$f":"($Q$29-1.077*$Q$29)/6*($Q$148-35)+$Q$29","v":29.905333333333328},{"$f":"($Q$29-1.077*$Q$29)/6*($R$148-35)+$Q$29","v":29.622999999999994},{"$f":"($Q$29-1.077*$Q$29)/6*($S$148-35)+$Q$29","v":29.340666666666664},{"$f":"($Q$29-1.077*$Q$29)/6*($T$148-35)+$Q$29","v":29.05833333333333},{"$f":"($Q$29-1.077*$Q$29)/6*($U$148-35)+$Q$29","v":28.775999999999996},{"$f":"($Q$29-1.077*$Q$29)/6*($V$148-35)+$Q$29","v":28.493666666666662},{"$f":"($Q$29-1.077*$Q$29)/6*($W$148-35)+$Q$29","v":28.211333333333329},{"$f":"($Q$29-1.077*$Q$29)/6*($X$148-35)+$Q$29","v":27.928999999999995},{"$f":"($Q$29-1.077*$Q$29)/6*($Y$148-35)+$Q$29","v":27.646666666666661},{"$f":"($Q$29-1.077*$Q$29)/6*($Z$148-35)+$Q$29","v":27.364333333333331},{"$f":"($Q$29-1.077*$Q$29)/6*($AA$148-35)+$Q$29","v":27.081999999999997},{"$f":"($Q$29-1.077*$Q$29)/6*($AB$148-35)+$Q$29","v":26.799666666666663},{"$f":"($Q$29-1.077*$Q$29)/6*($AC$148-35)+$Q$29","v":26.51733333333333},{"$f":"($Q$29-1.077*$Q$29)/6*($AD$148-35)+$Q$29","v":26.234999999999999},{"$f":"($Q$29-1.077*$Q$29)/6*($AE$148-35)+$Q$29","v":25.952666666666666},{"$f":"($Q$29-1.077*$Q$29)/6*($AF$148-35)+$Q$29","v":25.670333333333332},{"$f":"($Q$29-1.077*$Q$29)/6*($AG$148-35)+$Q$29","v":25.387999999999998},{"$f":"($Q$29-1.077*$Q$29)/6*($AH$148-35)+$Q$29","v":25.105666666666664},{"$f":"($Q$29-1.077*$Q$29)/6*($AI$148-35)+$Q$29","v":24.823333333333331},{"$f":"($Q$29-1.077*$Q$29)/6*($AJ$148-35)+$Q$29","v":24.540999999999997},{"$f":"($Q$29-1.077*$Q$29)/6*($AK$148-35)+$Q$29","v":24.258666666666667},{"$f":"($Q$29-1.077*$Q$29)/6*($AL$148-35)+$Q$29","v":23.976333333333333},{"$f":"($Q$29-1.077*$Q$29)/6*($AM$148-35)+$Q$29","v":23.693999999999999},{"$f":"($Q$29-1.077*$Q$29)/6*($AN$148-35)+$Q$29","v":23.411666666666665},{"$f":"($Q$29-1.077*$Q$29)/6*($AO$148-35)+$Q$29","v":23.129333333333332},{"$f":"($Q$29-1.077*$Q$29)/6*($AP$148-35)+$Q$29","v":22.847000000000001},{"$f":"($Q$29-1.077*$Q$29)/6*($AQ$148-35)+$Q$29","v":22.564666666666668},{"$f":"($Q$29-1.077*$Q$29)/6*($AR$148-35)+$Q$29","v":22.282333333333334},{"$f":"($Q$29-1.077*$Q$29)/6*($AS$148-35)+$Q$29","v":22},"冷房能力","Φc"]
[null,null,"冷房消費電力",{"$f":"($Q$30-0.914*$Q$30)/6*($D$148-35)+$Q$30","v":2.7214000000000018},{"$f":"($Q$30-0.914*$Q$30)/6*($E$148-35)+$Q$30","v":2.8160000000000016},{"$f":"($Q$30-0.914*$Q$30)/6*($F$148-35)+$Q$30","v":2.9106000000000019},{"$f":"($Q$30-0.914*$Q$30)/6*($G$148-35)+$Q$30","v":3.0052000000000016},{"$f":"($Q$30-0.914*$Q$30)/6*($H$148-35)+$Q$30","v":3.0998000000000014},{"$f":"($Q$30-0.914*$Q$30)/6*($I$148-35)+$Q$30","v":3.1944000000000017},{"$f":"($Q$30-0.914*$Q$30)/6*($J$148-35)+$Q$30","v":3.2890000000000015},{"$f":"($Q$30-0.914*$Q$30)/6*($K$148-35)+$Q$30","v":3.3836000000000013},{"$f":"($Q$30-0.914*$Q$30)/6*($L$148-35)+$Q$30","v":3.4782000000000015},{"$f":"($Q$30-0.914*$Q$30)/6*($M$148-35)+$Q$30","v":3.5728000000000013},{"$f":"($Q$30-0.914*$Q$30)/6*($N$148-35)+$Q$30","v":3.6674000000000011},{"$f":"($Q$30-0.914*$Q$30)/6*($O$148-35)+$Q$30","v":3.7620000000000013},{"$f":"($Q$30-0.914*$Q$30)/6*($P$148-35)+$Q$30","v":3.8566000000000011},{"$f":"($Q$30-0.914*$Q$30)/6*($Q$148-35)+$Q$30","v":3.9512000000000009},{"$f":"($Q$30-0.914*$Q$30)/6*($R$148-35)+$Q$30","v":4.0458000000000016},{"$f":"($Q$30-0.914*$Q$30)/6*($S$148-35)+$Q$30","v":4.1404000000000014},{"$f":"($Q$30-0.914*$Q$30)/6*($T$148-35)+$Q$30","v":4.2350000000000012},{"$f":"($Q$30-0.914*$Q$30)/6*($U$148-35)+$Q$30","v":4.329600000000001},{"$f":"($Q$30-0.914*$Q$30)/6*($V$148-35)+$Q$30","v":4.4242000000000008},{"$f":"($Q$30-0.914*$Q$30)/6*($W$148-35)+$Q$30","v":4.5188000000000006},{"$f":"($Q$30-0.914*$Q$30)/6*($X$148-35)+$Q$30","v":4.6134000000000004},{"$f":"($Q$30-0.914*$Q$30)/6*($Y$148-35)+$Q$30","v":4.7080000000000002},{"$f":"($Q$30-0.914*$Q$30)/6*($Z$148-35)+$Q$30","v":4.8026000000000009},{"$f":"($Q$30-0.914*$Q$30)/6*($AA$148-35)+$Q$30","v":4.8972000000000007},{"$f":"($Q$30-0.914*$Q$30)/6*($AB$148-35)+$Q$30","v":4.9918000000000005},{"$f":"($Q$30-0.914*$Q$30)/6*($AC$148-35)+$Q$30","v":5.0864000000000003},{"$f":"($Q$30-0.914*$Q$30)/6*($AD$148-35)+$Q$30","v":5.1810000000000009},{"$f":"($Q$30-0.914*$Q$30)/6*($AE$148-35)+$Q$30","v":5.2756000000000007},{"$f":"($Q$30-0.914*$Q$30)/6*($AF$148-35)+$Q$30","v":5.3702000000000005},{"$f":"($Q$30-0.914*$Q$30)/6*($AG$148-35)+$Q$30","v":5.4648000000000003},{"$f":"($Q$30-0.914*$Q$30)/6*($AH$148-35)+$Q$30","v":5.5594000000000001},{"$f":"($Q$30-0.914*$Q$30)/6*($AI$148-35)+$Q$30","v":5.6539999999999999},{"$f":"($Q$30-0.914*$Q$30)/6*($AJ$148-35)+$Q$30","v":5.7485999999999997},{"$f":"($Q$30-0.914*$Q$30)/6*($AK$148-35)+$Q$30","v":5.8432000000000004},{"$f":"($Q$30-0.914*$Q$30)/6*($AL$148-35)+$Q$30","v":5.9378000000000002},{"$f":"($Q$30-0.914*$Q$30)/6*($AM$148-35)+$Q$30","v":6.0324},{"$f":"($Q$30-0.914*$Q$30)/6*($AN$148-35)+$Q$30","v":6.1269999999999998},{"$f":"($Q$30-0.914*$Q$30)/6*($AO$148-35)+$Q$30","v":6.2215999999999996},{"$f":"($Q$30-0.914*$Q$30)/6*($AP$148-35)+$Q$30","v":6.3162000000000003},{"$f":"($Q$30-0.914*$Q$30)/6*($AQ$148-35)+$Q$30","v":6.4108000000000001},{"$f":"($Q$30-0.914*$Q$30)/6*($AR$148-35)+$Q$30","v":6.5053999999999998},{"$f":"($Q$30-0.914*$Q$30)/6*($AS$148-35)+$Q$30","v":6.6},"冷房消費電力","Pc"]
[null,null,"冷房COP",{"$f":"$D$165/$D$166","v":12.337644839665849},{"$f":"$E$165/$E$166","v":11.822916666666655},{"$f":"$F$165/$F$166","v":11.34164777021919},{"$f":"$G$165/$G$166","v":10.890678379697405},{"$f":"$H$165/$H$166","v":10.46723444523302},{"$f":"$I$165/$I$166","v":10.068870523415971},{"$f":"$J$165/$J$166","v":9.6934225195094701},{"$f":"$K$165/$K$166","v":9.3389683571738136},{"$f":"$L$165/$L$166","v":9.003795066413657},{"$f":"$M$165/$M$166","v":8.6863711001641981},{"$f":"$N$165/$N$166","v":8.385322935412912},{"$f":"$O$165/$O$166","v":8.0994152046783583},{"$f":"$P$165/$P$166","v":7.827533751663811},{"$f":"$Q$165/$Q$166","v":7.5686711210096478},{"$f":"$R$165/$R$166","v":7.3219140837411594},{"$f":"$S$165/$S$166","v":7.0864328728303194},{"$f":"$T$165/$T$166","v":6.8614718614718591},{"$f":"$U$165/$U$166","v":6.6463414634146316},{"$f":"$V$165/$V$166","v":6.440411072434939},{"$f":"$W$165/$W$166","v":6.2431028886725075},{"$f":"$X$165/$X$166","v":6.0538865045302801},{"$f":"$Y$165/$Y$166","v":5.872274143302179},{"$f":"$Z$165/$Z$166","v":5.6978164605283235},{"$f":"$AA$165/$AA$166","v":5.5300988319856232},{"$f":"$AB$165/$AB$166","v":5.3687380637578954},{"$f":"$AC$165/$AC$166","v":5.2133794694348321},{"$f":"$AD$165/$AD$166","v":5.0636942675159222},{"$f":"$AE$165/$AE$166","v":4.919377258826799},{"$f":"$AF$165/$AF$166","v":4.7801447494196356},{"$f":"$AG$165/$AG$166","v":4.6457326892109494},{"$f":"$AH$165/$AH$166","v":4.5158950006595431},{"$f":"$AI$165/$AI$166","v":4.3904020752269775},{"$f":"$AJ$165/$AJ$166","v":4.2690394182931497},{"$f":"$AK$165/$AK$166","v":4.1516064257028109},{"$f":"$AL$165/$AL$166","v":4.0379152772631839},{"$f":"$AM$165/$AM$166","v":3.9277899343544855},{"$f":"$AN$165/$AN$166","v":3.8210652304009574},{"$f":"$AO$165/$AO$166","v":3.7175860443187174},{"$f":"$AP$165/$AP$166","v":3.6172065482410312},{"$f":"$AQ$165/$AQ$166","v":3.5197895218485473},{"$f":"$AR$165/$AR$166","v":3.4252057265246312},{"$f":"$AS$165/$AS$166","v":3.3333333333333335},"冷房COP","σc"]
[null,null,"冷房COP比",{"$f":"$D$167/$AS$167","v":3.7012934518997547},{"$f":"$E$167/$AS$167","v":3.5468749999999964},{"$f":"$F$167/$AS$167","v":3.4024943310657569},{"$f":"$G$167/$AS$167","v":3.2672035139092213},{"$f":"$H$167/$AS$167","v":3.1401703335699058},{"$f":"$I$167/$AS$167","v":3.020661157024791},{"$f":"$J$167/$AS$167","v":2.9080267558528408},{"$f":"$K$167/$AS$167","v":2.8016905071521441},{"$f":"$L$167/$AS$167","v":2.7011385199240969},{"$f":"$M$167/$AS$167","v":2.6059113300492593},{"$f":"$N$167/$AS$167","v":2.5155968806238733},{"$f":"$O$167/$AS$167","v":2.4298245614035072},{"$f":"$P$167/$AS$167","v":2.3482601254991433},{"$f":"$Q$167/$AS$167","v":2.2706013363028941},{"$f":"$R$167/$AS$167","v":2.1965742251223479},{"$f":"$S$167/$AS$167","v":2.1259298618490958},{"$f":"$T$167/$AS$167","v":2.0584415584415576},{"$f":"$U$167/$AS$167","v":1.9939024390243894},{"$f":"$V$167/$AS$167","v":1.9321233217304816},{"$f":"$W$167/$AS$167","v":1.8729308666017521},{"$f":"$X$167/$AS$167","v":1.816165951359084},{"$f":"$Y$167/$AS$167","v":1.7616822429906536},{"$f":"$Z$167/$AS$167","v":1.7093449381584969},{"$f":"$AA$167/$AS$167","v":1.6590296495956869},{"$f":"$AB$167/$AS$167","v":1.6106214191273684},{"$f":"$AC$167/$AS$167","v":1.5640138408304496},{"$f":"$AD$167/$AS$167","v":1.5191082802547766},{"$f":"$AE$167/$AS$167","v":1.4758131776480397},{"$f":"$AF$167/$AS$167","v":1.4340434248258906},{"$f":"$AG$167/$AS$167","v":1.3937198067632848},{"$f":"$AH$167/$AS$167","v":1.3547685001978629},{"$f":"$AI$167/$AS$167","v":1.3171206225680931},{"$f":"$AJ$167/$AS$167","v":1.2807118254879448},{"$f":"$AK$167/$AS$167","v":1.2454819277108433},{"$f":"$AL$167/$AS$167","v":1.2113745831789551},{"$f":"$AM$167/$AS$167","v":1.1783369803063457},{"$f":"$AN$167/$AS$167","v":1.1463195691202872},{"$f":"$AO$167/$AS$167","v":1.1152758132956151},{"$f":"$AP$167/$AS$167","v":1.0851619644723094},{"$f":"$AQ$167/$AS$167","v":1.0559368565545642},{"$f":"$AR$167/$AS$167","v":1.0275617179573893},{"$f":"$AS$167/$AS$167","v":1},"冷房COP比","βc"]
[null,null,"Σ",{"$f":"$D$161*$D$164","v":0},{"$f":"$E$161*$E$164","v":0},{"$f":"$F$161*$F$164","v":0},{"$f":"$G$161*$G$164","v":0},{"$f":"$H$161*$H$164","v":0},{"$f":"$I$161*$I$164","v":0},{"$f":"$J$161*$J$164","v":0},{"$f":"$K$161*$K$164","v":0},{"$f":"$L$161*$L$164","v":0},{"$f":"$M$161*$M$164","v":0},{"$f":"$N$161*$N$164","v":0},{"$f":"$O$161*$O$164","v":0},{"$f":"$P$161*$P$164","v":0},{"$f":"$Q$161*$Q$164","v":0},{"$f":"$R$161*$R$164","v":0},{"$f":"$S$161*$S$164","v":0},{"$f":"$T$161*$T$164","v":0},{"$f":"$U$161*$U$164","v":0},{"$f":"$V$161*$V$164","v":0},{"$f":"$W$161*$W$164","v":0},{"$f":"$X$161*$X$164","v":0},{"$f":"$Y$161*$Y$164","v":0},{"$f":"$Z$161*$Z$164","v":0},{"$f":"$AA$161*$AA$164","v":0},{"$f":"$AB$161*$AB$164","v":0},{"$f":"$AC$161*$AC$164","v":0},{"$f":"$AD$161*$AD$164","v":0},{"$f":"$AE$161*$AE$164","v":0},{"$f":"$AF$161*$AF$164","v":0},{"$f":"$AG$161*$AG$164","v":0},{"$f":"$AH$161*$AH$164","v":0},{"$f":"$AI$161*$AI$164","v":0},{"$f":"$AJ$161*$AJ$164","v":0},{"$f":"$AK$161*$AK$164","v":0},{"$f":"$AL$161*$AL$164","v":0},{"$f":"$AM$161*$AM$164","v":0},{"$f":"$AN$161*$AN$164","v":0},{"$f":"$AO$161*$AO$164","v":0},{"$f":"$AP$161*$AP$164","v":0},{"$f":"$AQ$161*$AQ$164","v":0},{"$f":"$AR$161*$AR$164","v":0},{"$f":"$AS$161*$AS$164","v":0},{"$f":"SUM($D$169:$AS$169)","v":0},"Σ"]
[null,"前2","冷房時消費電力比",{"$f":"$D$162/$D174","v":{"$error":"#DIV/0!"}},{"$f":"$E$162/$E174","v":{"$error":"#DIV/0!"}},{"$f":"$F$162/$F174","v":{"$error":"#DIV/0!"}},{"$f":"$G$162/$G174","v":{"$error":"#DIV/0!"}},{"$f":"$H$162/$H174","v":{"$error":"#DIV/0!"}},{"$f":"$I$162/$I174","v":{"$error":"#DIV/0!"}},{"$f":"$J$162/$J174","v":{"$error":"#DIV/0!"}},{"$f":"$K$162/$K174","v":{"$error":"#DIV/0!"}},{"$f":"$L$162/$L174","v":{"$error":"#DIV/0!"}},{"$f":"$M$162/$M174","v":{"$error":"#DIV/0!"}},{"$f":"$N$162/$N174","v":{"$error":"#DIV/0!"}},{"$f":"$O$162/$O174","v":{"$error":"#DIV/0!"}},{"$f":"$P$162/$P174","v":{"$error":"#DIV/0!"}},{"$f":"$Q$162/$Q174","v":{"$error":"#DIV/0!"}},{"$f":"$R$162/$R174","v":{"$error":"#DIV/0!"}},{"$f":"$S$162/$S174","v":{"$error":"#DIV/0!"}},{"$f":"$T$162/$T174","v":{"$error":"#DIV/0!"}},{"$f":"$U$162/$U174","v":{"$error":"#DIV/0!"}},{"$f":"$V$162/$V174","v":{"$error":"#DIV/0!"}},{"$f":"$W$162/$W174","v":{"$error":"#DIV/0!"}},{"$f":"$X$162/$X174","v":{"$error":"#DIV/0!"}},{"$f":"$Y$162/$Y174","v":{"$error":"#DIV/0!"}},{"$f":"$Z$162/$Z174","v":{"$error":"#DIV/0!"}},{"$f":"$AA$162/$AA174","v":{"$error":"#DIV/0!"}},{"$f":"$AB$162/$AB174","v":{"$error":"#DIV/0!"}},{"$f":"$AC$162/$AC174","v":{"$error":"#DIV/0!"}},{"$f":"$AD$162/$AD174","v":{"$error":"#DIV/0!"}},{"$f":"$AE$162/$AE174","v":{"$error":"#DIV/0!"}},{"$f":"$AF$162/$AF174","v":{"$error":"#DIV/0!"}},{"$f":"$AG$162/$AG174","v":{"$error":"#DIV/0!"}},{"$f":"$AH$162/$AH174","v":{"$error":"#DIV/0!"}},{"$f":"$AI$162/$AI174","v":{"$error":"#DIV/0!"}},{"$f":"$AJ$162/$AJ174","v":{"$error":"#DIV/0!"}},{"$f":"$AK$162/$AK174","v":{"$error":"#DIV/0!"}},{"$f":"$AL$162/$AL174","v":{"$error":"#DIV/0!"}},{"$f":"$AM$162/$AM174","v":{"$error":"#DIV/0!"}},{"$f":"$AN$162/$AN174","v":{"$error":"#DIV/0!"}},{"$f":"$AO$162/$AO174","v":{"$error":"#DIV/0!"}},{"$f":"$AP$162/$AP174","v":{"$error":"#DIV/0!"}},{"$f":"$AQ$162/$AQ174","v":{"$error":"#DIV/0!"}},{"$f":"$AR$162/$AR174","v":{"$error":"#DIV/0!"}},{"$f":"$AS$162/$AS174","v":{"$error":"#DIV/0!"}},"冷房時消費電力比","εc"]
[null,null,"冷房能力",{"$f":"($R$29-1.077*$R$29)/6*($D$148-35)+$R$29","v":0},{"$f":"($R$29-1.077*$R$29)/6*($E$148-35)+$R$29","v":0},{"$f":"($R$29-1.077*$R$29)/6*($F$148-35)+$R$29","v":0},{"$f":"($R$29-1.077*$R$29)/6*($G$148-35)+$R$29","v":0},{"$f":"($R$29-1.077*$R$29)/6*($H$148-35)+$R$29","v":0},{"$f":"($R$29-1.077*$R$29)/6*($I$148-35)+$R$29","v":0},{"$f":"($R$29-1.077*$R$29)/6*($J$148-35)+$R$29","v":0},{"$f":"($R$29-1.077*$R$29)/6*($K$148-35)+$R$29","v":0},{"$f":"($R$29-1.077*$R$29)/6*($L$148-35)+$R$29","v":0},{"$f":"($R$29-1.077*$R$29)/6*($M$148-35)+$R$29","v":0},{"$f":"($R$29-1.077*$R$29)/6*($N$148-35)+$R$29","v":0},{"$f":"($R$29-1.077*$R$29)/6*($O$148-35)+$R$29","v":0},{"$f":"($R$29-1.077*$R$29)/6*($P$148-35)+$R$29","v":0},{"$f":"($R$29-1.077*$R$29)/6*($Q$148-35)+$R$29","v":0},{"$f":"($R$29-1.077*$R$29)/6*($R$148-35)+$R$29","v":0},{"$f":"($R$29-1.077*$R$29)/6*($S$148-35)+$R$29","v":0},{"$f":"($R$29-1.077*$R$29)/6*($T$148-35)+$R$29","v":0},{"$f":"($R$29-1.077*$R$29)/6*($U$148-35)+$R$29","v":0},{"$f":"($R$29-1.077*$R$29)/6*($V$148-35)+$R$29","v":0},{"$f":"($R$29-1.077*$R$29)/6*($W$148-35)+$R$29","v":0},{"$f":"($R$29-1.077*$R$29)/6*($X$148-35)+$R$29","v":0},{"$f":"($R$29-1.077*$R$29)/6*($Y$148-35)+$R$29","v":0},{"$f":"($R$29-1.077*$R$29)/6*($Z$148-35)+$R$29","v":0},{"$f":"($R$29-1.077*$R$29)/6*($AA$148-35)+$R$29","v":0},{"$f":"($R$29-1.077*$R$29)/6*($AB$148-35)+$R$29","v":0},{"$f":"($R$29-1.077*$R$29)/6*($AC$148-35)+$R$29","v":0},{"$f":"($R$29-1.077*$R$29)/6*($AD$148-35)+$R$29","v":0},{"$f":"($R$29-1.077*$R$29)/6*($AE$148-35)+$R$29","v":0},{"$f":"($R$29-1.077*$R$29)/6*($AF$148-35)+$R$29","v":0},{"$f":"($R$29-1.077*$R$29)/6*($AG$148-35)+$R$29","v":0},{"$f":"($R$29-1.077*$R$29)/6*($AH$148-35)+$R$29","v":0},{"$f":"($R$29-1.077*$R$29)/6*($AI$148-35)+$R$29","v":0},{"$f":"($R$29-1.077*$R$29)/6*($AJ$148-35)+$R$29","v":0},{"$f":"($R$29-1.077*$R$29)/6*($AK$148-35)+$R$29","v":0},{"$f":"($R$29-1.077*$R$29)/6*($AL$148-35)+$R$29","v":0},{"$f":"($R$29-1.077*$R$29)/6*($AM$148-35)+$R$29","v":0},{"$f":"($R$29-1.077*$R$29)/6*($AN$148-35)+$R$29","v":0},{"$f":"($R$29-1.077*$R$29)/6*($AO$148-35)+$R$29","v":0},{"$f":"($R$29-1.077*$R$29)/6*($AP$148-35)+$R$29","v":0},{"$f":"($R$29-1.077*$R$29)/6*($AQ$148-35)+$R$29","v":0},{"$f":"($R$29-1.077*$R$29)/6*($AR$148-35)+$R$29","v":0},{"$f":"($R$29-1.077*$R$29)/6*($AS$148-35)+$R$29","v":0},"冷房能力","Φc"]
[null,null,"冷房消費電力",{"$f":"($R$30-0.914*$R$30)/6*($D$148-35)+$R$30","v":0},{"$f":"($R$30-0.914*$R$30)/6*($E$148-35)+$R$30","v":0},{"$f":"($R$30-0.914*$R$30)/6*($F$148-35)+$R$30","v":0},{"$f":"($R$30-0.914*$R$30)/6*($G$148-35)+$R$30","v":0},{"$f":"($R$30-0.914*$R$30)/6*($H$148-35)+$R$30","v":0},{"$f":"($R$30-0.914*$R$30)/6*($I$148-35)+$R$30","v":0},{"$f":"($R$30-0.914*$R$30)/6*($J$148-35)+$R$30","v":0},{"$f":"($R$30-0.914*$R$30)/6*($K$148-35)+$R$30","v":0},{"$f":"($R$30-0.914*$R$30)/6*($L$148-35)+$R$30","v":0},{"$f":"($R$30-0.914*$R$30)/6*($M$148-35)+$R$30","v":0},{"$f":"($R$30-0.914*$R$30)/6*($N$148-35)+$R$30","v":0},{"$f":"($R$30-0.914*$R$30)/6*($O$148-35)+$R$30","v":0},{"$f":"($R$30-0.914*$R$30)/6*($P$148-35)+$R$30","v":0},{"$f":"($R$30-0.914*$R$30)/6*($Q$148-35)+$R$30","v":0},{"$f":"($R$30-0.914*$R$30)/6*($R$148-35)+$R$30","v":0},{"$f":"($R$30-0.914*$R$30)/6*($S$148-35)+$R$30","v":0},{"$f":"($R$30-0.914*$R$30)/6*($T$148-35)+$R$30","v":0},{"$f":"($R$30-0.914*$R$30)/6*($U$148-35)+$R$30","v":0},{"$f":"($R$30-0.914*$R$30)/6*($V$148-35)+$R$30","v":0},{"$f":"($R$30-0.914*$R$30)/6*($W$148-35)+$R$30","v":0},{"$f":"($R$30-0.914*$R$30)/6*($X$148-35)+$R$30","v":0},{"$f":"($R$30-0.914*$R$30)/6*($Y$148-35)+$R$30","v":0},{"$f":"($R$30-0.914*$R$30)/6*($Z$148-35)+$R$30","v":0},{"$f":"($R$30-0.914*$R$30)/6*($AA$148-35)+$R$30","v":0},{"$f":"($R$30-0.914*$R$30)/6*($AB$148-35)+$R$30","v":0},{"$f":"($R$30-0.914*$R$30)/6*($AC$148-35)+$R$30","v":0},{"$f":"($R$30-0.914*$R$30)/6*($AD$148-35)+$R$30","v":0},{"$f":"($R$30-0.914*$R$30)/6*($AE$148-35)+$R$30","v":0},{"$f":"($R$30-0.914*$R$30)/6*($AF$148-35)+$R$30","v":0},{"$f":"($R$30-0.914*$R$30)/6*($AG$148-35)+$R$30","v":0},{"$f":"($R$30-0.914*$R$30)/6*($AH$148-35)+$R$30","v":0},{"$f":"($R$30-0.914*$R$30)/6*($AI$148-35)+$R$30","v":0},{"$f":"($R$30-0.914*$R$30)/6*($AJ$148-35)+$R$30","v":0},{"$f":"($R$30-0.914*$R$30)/6*($AK$148-35)+$R$30","v":0},{"$f":"($R$30-0.914*$R$30)/6*($AL$148-35)+$R$30","v":0},{"$f":"($R$30-0.914*$R$30)/6*($AM$148-35)+$R$30","v":0},{"$f":"($R$30-0.914*$R$30)/6*($AN$148-35)+$R$30","v":0},{"$f":"($R$30-0.914*$R$30)/6*($AO$148-35)+$R$30","v":0},{"$f":"($R$30-0.914*$R$30)/6*($AP$148-35)+$R$30","v":0},{"$f":"($R$30-0.914*$R$30)/6*($AQ$148-35)+$R$30","v":0},{"$f":"($R$30-0.914*$R$30)/6*($AR$148-35)+$R$30","v":0},{"$f":"($R$30-0.914*$R$30)/6*($AS$148-35)+$R$30","v":0},"冷房消費電力","Pc"]
[null,null,"冷房COP",{"$f":"D$171/D$172","v":{"$error":"#DIV/0!"}},{"$f":"E$171/E$172","v":{"$error":"#DIV/0!"}},{"$error":"#DIV/0!"},{"$error":"#DIV/0!"},{"$error":"#DIV/0!"},{"$error":"#DIV/0!"},{"$error":"#DIV/0!"},{"$error":"#DIV/0!"},{"$error":"#DIV/0!"},{"$error":"#DIV/0!"},{"$error":"#DIV/0!"},{"$error":"#DIV/0!"},{"$error":"#DIV/0!"},{"$error":"#DIV/0!"},{"$error":"#DIV/0!"},{"$error":"#DIV/0!"},{"$error":"#DIV/0!"},{"$error":"#DIV/0!"},{"$error":"#DIV/0!"},{"$error":"#DIV/0!"},{"$error":"#DIV/0!"},{"$error":"#DIV/0!"},{"$error":"#DIV/0!"},{"$error":"#DIV/0!"},{"$error":"#DIV/0!"},{"$error":"#DIV/0!"},{"$error":"#DIV/0!"},{"$error":"#DIV/0!"},{"$error":"#DIV/0!"},{"$error":"#DIV/0!"},{"$error":"#DIV/0!"},{"$error":"#DIV/0!"},{"$error":"#DIV/0!"},{"$error":"#DIV/0!"},{"$error":"#DIV/0!"},{"$error":"#DIV/0!"},{"$error":"#DIV/0!"},{"$error":"#DIV/0!"},{"$error":"#DIV/0!"},{"$error":"#DIV/0!"},{"$error":"#DIV/0!"},{"$error":"#DIV/0!"},"冷房COP","σc"]
[null,null,"冷房COP比",{"$f":"D$173/$AS$173","v":{"$error":"#DIV/0!"}},{"$error":"#DIV/0!"},{"$error":"#DIV/0!"},{"$error":"#DIV/0!"},{"$error":"#DIV/0!"},{"$error":"#DIV/0!"},{"$error":"#DIV/0!"},{"$error":"#DIV/0!"},{"$error":"#DIV/0!"},{"$error":"#DIV/0!"},{"$error":"#DIV/0!"},{"$error":"#DIV/0!"},{"$error":"#DIV/0!"},{"$error":"#DIV/0!"},{"$error":"#DIV/0!"},{"$error":"#DIV/0!"},{"$error":"#DIV/0!"},{"$error":"#DIV/0!"},{"$error":"#DIV/0!"},{"$error":"#DIV/0!"},{"$error":"#DIV/0!"},{"$error":"#DIV/0!"},{"$error":"#DIV/0!"},{"$error":"#DIV/0!"},{"$error":"#DIV/0!"},{"$error":"#DIV/0!"},{"$error":"#DIV/0!"},{"$error":"#DIV/0!"},{"$error":"#DIV/0!"},{"$error":"#DIV/0!"},{"$error":"#DIV/0!"},{"$error":"#DIV/0!"},{"$error":"#DIV/0!"},{"$error":"#DIV/0!"},{"$error":"#DIV/0!"},{"$error":"#DIV/0!"},{"$error":"#DIV/0!"},{"$error":"#DIV/0!"},{"$error":"#DIV/0!"},{"$error":"#DIV/0!"},{"$error":"#DIV/0!"},{"$error":"#DIV/0!"},"冷房COP比","βc"]
[null,null,"Σ",{"$f":"D$161*D$170","v":{"$error":"#DIV/0!"}},{"$f":"E$161*E$170","v":{"$error":"#DIV/0!"}},{"$error":"#DIV/0!"},{"$f":"G$161*G$170","v":{"$error":"#DIV/0!"}},{"$error":"#DIV/0!"},{"$error":"#DIV/0!"},{"$error":"#DIV/0!"},{"$error":"#DIV/0!"},{"$error":"#DIV/0!"},{"$error":"#DIV/0!"},{"$error":"#DIV/0!"},{"$error":"#DIV/0!"},{"$error":"#DIV/0!"},{"$error":"#DIV/0!"},{"$error":"#DIV/0!"},{"$error":"#DIV/0!"},{"$error":"#DIV/0!"},{"$error":"#DIV/0!"},{"$error":"#DIV/0!"},{"$error":"#DIV/0!"},{"$error":"#DIV/0!"},{"$error":"#DIV/0!"},{"$error":"#DIV/0!"},{"$error":"#DIV/0!"},{"$error":"#DIV/0!"},{"$error":"#DIV/0!"},{"$error":"#DIV/0!"},{"$error":"#DIV/0!"},{"$error":"#DIV/0!"},{"$error":"#DIV/0!"},{"$error":"#DIV/0!"},{"$error":"#DIV/0!"},{"$error":"#DIV/0!"},{"$error":"#DIV/0!"},{"$error":"#DIV/0!"},{"$error":"#DIV/0!"},{"$error":"#DIV/0!"},{"$error":"#DIV/0!"},{"$error":"#DIV/0!"},{"$error":"#DIV/0!"},{"$error":"#DIV/0!"},{"$error":"#DIV/0!"},{"$f":"SUM($D$175:$AS$175)","v":{"$error":"#DIV/0!"}},"Σ"]
[null,"前3","冷房時消費電力比",{"$f":"$D$162/$D180","v":{"$error":"#DIV/0!"}},{"$f":"$E$162/$E180","v":{"$error":"#DIV/0!"}},{"$f":"$F$162/$F180","v":{"$error":"#DIV/0!"}},{"$f":"$G$162/$G180","v":{"$error":"#DIV/0!"}},{"$f":"$H$162/$H180","v":{"$error":"#DIV/0!"}},{"$f":"$I$162/$I180","v":{"$error":"#DIV/0!"}},{"$f":"$J$162/$J180","v":{"$error":"#DIV/0!"}},{"$f":"$K$162/$K180","v":{"$error":"#DIV/0!"}},{"$f":"$L$162/$L180","v":{"$error":"#DIV/0!"}},{"$f":"$M$162/$M180","v":{"$error":"#DIV/0!"}},{"$f":"$N$162/$N180","v":{"$error":"#DIV/0!"}},{"$f":"$O$162/$O180","v":{"$error":"#DIV/0!"}},{"$f":"$P$162/$P180","v":{"$error":"#DIV/0!"}},{"$f":"$Q$162/$Q180","v":{"$error":"#DIV/0!"}},{"$f":"$R$162/$R180","v":{"$error":"#DIV/0!"}},{"$f":"$S$162/$S180","v":{"$error":"#DIV/0!"}},{"$f":"$T$162/$T180","v":{"$error":"#DIV/0!"}},{"$f":"$U$162/$U180","v":{"$error":"#DIV/0!"}},{"$f":"$V$162/$V180","v":{"$error":"#DIV/0!"}},{"$f":"$W$162/$W180","v":{"$error":"#DIV/0!"}},{"$f":"$X$162/$X180","v":{"$error":"#DIV/0!"}},{"$f":"$Y$162/$Y180","v":{"$error":"#DIV/0!"}},{"$f":"$Z$162/$Z180","v":{"$error":"#DIV/0!"}},{"$f":"$AA$162/$AA180","v":{"$error":"#DIV/0!"}},{"$f":"$AB$162/$AB180","v":{"$error":"#DIV/0!"}},{"$f":"$AC$162/$AC180","v":{"$error":"#DIV/0!"}},{"$f":"$AD$162/$AD180","v":{"$error":"#DIV/0!"}},{"$f":"$AE$162/$AE180","v":{"$error":"#DIV/0!"}},{"$f":"$AF$162/$AF180","v":{"$error":"#DIV/0!"}},{"$f":"$AG$162/$AG180","v":{"$error":"#DIV/0!"}},{"$f":"$AH$162/$AH180","v":{"$error":"#DIV/0!"}},{"$f":"$AI$162/$AI180","v":{"$error":"#DIV/0!"}},{"$f":"$AJ$162/$AJ180","v":{"$error":"#DIV/0!"}},{"$f":"$AK$162/$AK180","v":{"$error":"#DIV/0!"}},{"$f":"$AL$162/$AL180","v":{"$error":"#DIV/0!"}},{"$f":"$AM$162/$AM180","v":{"$error":"#DIV/0!"}},{"$f":"$AN$162/$AN180","v":{"$error":"#DIV/0!"}},{"$f":"$AO$162/$AO180","v":{"$error":"#DIV/0!"}},{"$f":"$AP$162/$AP180","v":{"$error":"#DIV/0!"}},{"$f":"$AQ$162/$AQ180","v":{"$error":"#DIV/0!"}},{"$f":"$AR$162/$AR180","v":{"$error":"#DIV/0!"}},{"$f":"$AS$162/$AS180","v":{"$error":"#DIV/0!"}},"冷房時消費電力比","εc"]
[null,null,"冷房能力",{"$f":"($S$29-1.077*$S$29)/6*($D$148-35)+$S$29","v":0},{"$f":"($S$29-1.077*$S$29)/6*($E$148-35)+$S$29","v":0},{"$f":"($S$29-1.077*$S$29)/6*($F$148-35)+$S$29","v":0},{"$f":"($S$29-1.077*$S$29)/6*($G$148-35)+$S$29","v":0},{"$f":"($S$29-1.077*$S$29)/6*($H$148-35)+$S$29","v":0},{"$f":"($S$29-1.077*$S$29)/6*($I$148-35)+$S$29","v":0},{"$f":"($S$29-1.077*$S$29)/6*($J$148-35)+$S$29","v":0},{"$f":"($S$29-1.077*$S$29)/6*($K$148-35)+$S$29","v":0},{"$f":"($S$29-1.077*$S$29)/6*($L$148-35)+$S$29","v":0},{"$f":"($S$29-1.077*$S$29)/6*($M$148-35)+$S$29","v":0},{"$f":"($S$29-1.077*$S$29)/6*($N$148-35)+$S$29","v":0},{"$f":"($S$29-1.077*$S$29)/6*($O$148-35)+$S$29","v":0},{"$f":"($S$29-1.077*$S$29)/6*($P$148-35)+$S$29","v":0},{"$f":"($S$29-1.077*$S$29)/6*($Q$148-35)+$S$29","v":0},{"$f":"($S$29-1.077*$S$29)/6*($R$148-35)+$S$29","v":0},{"$f":"($S$29-1.077*$S$29)/6*($S$148-35)+$S$29","v":0},{"$f":"($S$29-1.077*$S$29)/6*($T$148-35)+$S$29","v":0},{"$f":"($S$29-1.077*$S$29)/6*($U$148-35)+$S$29","v":0},{"$f":"($S$29-1.077*$S$29)/6*($V$148-35)+$S$29","v":0},{"$f":"($S$29-1.077*$S$29)/6*($W$148-35)+$S$29","v":0},{"$f":"($S$29-1.077*$S$29)/6*($X$148-35)+$S$29","v":0},{"$f":"($S$29-1.077*$S$29)/6*($Y$148-35)+$S$29","v":0},{"$f":"($S$29-1.077*$S$29)/6*($Z$148-35)+$S$29","v":0},{"$f":"($S$29-1.077*$S$29)/6*($AA$148-35)+$S$29","v":0},{"$f":"($S$29-1.077*$S$29)/6*($AB$148-35)+$S$29","v":0},{"$f":"($S$29-1.077*$S$29)/6*($AC$148-35)+$S$29","v":0},{"$f":"($S$29-1.077*$S$29)/6*($AD$148-35)+$S$29","v":0},{"$f":"($S$29-1.077*$S$29)/6*($AE$148-35)+$S$29","v":0},{"$f":"($S$29-1.077*$S$29)/6*($AF$148-35)+$S$29","v":0},{"$f":"($S$29-1.077*$S$29)/6*($AG$148-35)+$S$29","v":0},{"$f":"($S$29-1.077*$S$29)/6*($AH$148-35)+$S$29","v":0},{"$f":"($S$29-1.077*$S$29)/6*($AI$148-35)+$S$29","v":0},{"$f":"($S$29-1.077*$S$29)/6*($AJ$148-35)+$S$29","v":0},{"$f":"($S$29-1.077*$S$29)/6*($AK$148-35)+$S$29","v":0},{"$f":"($S$29-1.077*$S$29)/6*($AL$148-35)+$S$29","v":0},{"$f":"($S$29-1.077*$S$29)/6*($AM$148-35)+$S$29","v":0},{"$f":"($S$29-1.077*$S$29)/6*($AN$148-35)+$S$29","v":0},{"$f":"($S$29-1.077*$S$29)/6*($AO$148-35)+$S$29","v":0},{"$f":"($S$29-1.077*$S$29)/6*($AP$148-35)+$S$29","v":0},{"$f":"($S$29-1.077*$S$29)/6*($AQ$148-35)+$S$29","v":0},{"$f":"($S$29-1.077*$S$29)/6*($AR$148-35)+$S$29","v":0},{"$f":"($S$29-1.077*$S$29)/6*($AS$148-35)+$S$29","v":0},"冷房能力","Φc"]
[null,null,"冷房消費電力",{"$f":"($S$30-0.914*$S$30)/6*($D$148-35)+$S$30","v":0},{"$f":"($S$30-0.914*$S$30)/6*($E$148-35)+$S$30","v":0},{"$f":"($S$30-0.914*$S$30)/6*($F$148-35)+$S$30","v":0},{"$f":"($S$30-0.914*$S$30)/6*($G$148-35)+$S$30","v":0},{"$f":"($S$30-0.914*$S$30)/6*($H$148-35)+$S$30","v":0},{"$f":"($S$30-0.914*$S$30)/6*($I$148-35)+$S$30","v":0},{"$f":"($S$30-0.914*$S$30)/6*($J$148-35)+$S$30","v":0},{"$f":"($S$30-0.914*$S$30)/6*($K$148-35)+$S$30","v":0},{"$f":"($S$30-0.914*$S$30)/6*($L$148-35)+$S$30","v":0},{"$f":"($S$30-0.914*$S$30)/6*($M$148-35)+$S$30","v":0},{"$f":"($S$30-0.914*$S$30)/6*($N$148-35)+$S$30","v":0},{"$f":"($S$30-0.914*$S$30)/6*($O$148-35)+$S$30","v":0},{"$f":"($S$30-0.914*$S$30)/6*($P$148-35)+$S$30","v":0},{"$f":"($S$30-0.914*$S$30)/6*($Q$148-35)+$S$30","v":0},{"$f":"($S$30-0.914*$S$30)/6*($R$148-35)+$S$30","v":0},{"$f":"($S$30-0.914*$S$30)/6*($S$148-35)+$S$30","v":0},{"$f":"($S$30-0.914*$S$30)/6*($T$148-35)+$S$30","v":0},{"$f":"($S$30-0.914*$S$30)/6*($U$148-35)+$S$30","v":0},{"$f":"($S$30-0.914*$S$30)/6*($V$148-35)+$S$30","v":0},{"$f":"($S$30-0.914*$S$30)/6*($W$148-35)+$S$30","v":0},{"$f":"($S$30-0.914*$S$30)/6*($X$148-35)+$S$30","v":0},{"$f":"($S$30-0.914*$S$30)/6*($Y$148-35)+$S$30","v":0},{"$f":"($S$30-0.914*$S$30)/6*($Z$148-35)+$S$30","v":0},{"$f":"($S$30-0.914*$S$30)/6*($AA$148-35)+$S$30","v":0},{"$f":"($S$30-0.914*$S$30)/6*($AB$148-35)+$S$30","v":0},{"$f":"($S$30-0.914*$S$30)/6*($AC$148-35)+$S$30","v":0},{"$f":"($S$30-0.914*$S$30)/6*($AD$148-35)+$S$30","v":0},{"$f":"($S$30-0.914*$S$30)/6*($AE$148-35)+$S$30","v":0},{"$f":"($S$30-0.914*$S$30)/6*($AF$148-35)+$S$30","v":0},{"$f":"($S$30-0.914*$S$30)/6*($AG$148-35)+$S$30","v":0},{"$f":"($S$30-0.914*$S$30)/6*($AH$148-35)+$S$30","v":0},{"$f":"($S$30-0.914*$S$30)/6*($AI$148-35)+$S$30","v":0},{"$f":"($S$30-0.914*$S$30)/6*($AJ$148-35)+$S$30","v":0},{"$f":"($S$30-0.914*$S$30)/6*($AK$148-35)+$S$30","v":0},{"$f":"($S$30-0.914*$S$30)/6*($AL$148-35)+$S$30","v":0},{"$f":"($S$30-0.914*$S$30)/6*($AM$148-35)+$S$30","v":0},{"$f":"($S$30-0.914*$S$30)/6*($AN$148-35)+$S$30","v":0},{"$f":"($S$30-0.914*$S$30)/6*($AO$148-35)+$S$30","v":0},{"$f":"($S$30-0.914*$S$30)/6*($AP$148-35)+$S$30","v":0},{"$f":"($S$30-0.914*$S$30)/6*($AQ$148-35)+$S$30","v":0},{"$f":"($S$30-0.914*$S$30)/6*($AR$148-35)+$S$30","v":0},{"$f":"($S$30-0.914*$S$30)/6*($AS$148-35)+$S$30","v":0},"冷房消費電力","Pc"]
[null,null,"冷房COP",{"$f":"D$177/D$178","v":{"$error":"#DIV/0!"}},{"$f":"E$177/E$178","v":{"$error":"#DIV/0!"}},{"$error":"#DIV/0!"},{"$error":"#DIV/0!"},{"$error":"#DIV/0!"},{"$error":"#DIV/0!"},{"$error":"#DIV/0!"},{"$error":"#DIV/0!"},{"$error":"#DIV/0!"},{"$error":"#DIV/0!"},{"$error":"#DIV/0!"},{"$error":"#DIV/0!"},{"$error":"#DIV/0!"},{"$error":"#DIV/0!"},{"$error":"#DIV/0!"},{"$error":"#DIV/0!"},{"$error":"#DIV/0!"},{"$error":"#DIV/0!"},{"$error":"#DIV/0!"},{"$error":"#DIV/0!"},{"$error":"#DIV/0!"},{"$error":"#DIV/0!"},{"$error":"#DIV/0!"},{"$error":"#DIV/0!"},{"$error":"#DIV/0!"},{"$error":"#DIV/0!"},{"$error":"#DIV/0!"},{"$error":"#DIV/0!"},{"$error":"#DIV/0!"},{"$error":"#DIV/0!"},{"$error":"#DIV/0!"},{"$error":"#DIV/0!"},{"$error":"#DIV/0!"},{"$error":"#DIV/0!"},{"$error":"#DIV/0!"},{"$error":"#DIV/0!"},{"$error":"#DIV/0!"},{"$error":"#DIV/0!"},{"$error":"#DIV/0!"},{"$error":"#DIV/0!"},{"$error":"#DIV/0!"},{"$error":"#DIV/0!"},"冷房COP","σc"]
[null,null,"冷房COP比",{"$f":"D$179/$AS$179","v":{"$error":"#DIV/0!"}},{"$error":"#DIV/0!"},{"$error":"#DIV/0!"},{"$error":"#DIV/0!"},{"$error":"#DIV/0!"},{"$error":"#DIV/0!"},{"$error":"#DIV/0!"},{"$error":"#DIV/0!"},{"$error":"#DIV/0!"},{"$error":"#DIV/0!"},{"$error":"#DIV/0!"},{"$error":"#DIV/0!"},{"$error":"#DIV/0!"},{"$error":"#DIV/0!"},{"$error":"#DIV/0!"},{"$error":"#DIV/0!"},{"$error":"#DIV/0!"},{"$error":"#DIV/0!"},{"$error":"#DIV/0!"},{"$error":"#DIV/0!"},{"$error":"#DIV/0!"},{"$error":"#DIV/0!"},{"$error":"#DIV/0!"},{"$error":"#DIV/0!"},{"$error":"#DIV/0!"},{"$error":"#DIV/0!"},{"$error":"#DIV/0!"},{"$error":"#DIV/0!"},{"$error":"#DIV/0!"},{"$error":"#DIV/0!"},{"$error":"#DIV/0!"},{"$error":"#DIV/0!"},{"$error":"#DIV/0!"},{"$error":"#DIV/0!"},{"$error":"#DIV/0!"},{"$error":"#DIV/0!"},{"$error":"#DIV/0!"},{"$error":"#DIV/0!"},{"$error":"#DIV/0!"},{"$error":"#DIV/0!"},{"$error":"#DIV/0!"},{"$error":"#DIV/0!"},"冷房COP比","βc"]
[null,null,"Σ",{"$f":"D$161*D$176","v":{"$error":"#DIV/0!"}},{"$f":"E$161*E$176","v":{"$error":"#DIV/0!"}},{"$error":"#DIV/0!"},{"$f":"G$161*G$176","v":{"$error":"#DIV/0!"}},{"$error":"#DIV/0!"},{"$error":"#DIV/0!"},{"$error":"#DIV/0!"},{"$error":"#DIV/0!"},{"$error":"#DIV/0!"},{"$error":"#DIV/0!"},{"$error":"#DIV/0!"},{"$error":"#DIV/0!"},{"$error":"#DIV/0!"},{"$error":"#DIV/0!"},{"$error":"#DIV/0!"},{"$error":"#DIV/0!"},{"$error":"#DIV/0!"},{"$error":"#DIV/0!"},{"$error":"#DIV/0!"},{"$error":"#DIV/0!"},{"$error":"#DIV/0!"},{"$error":"#DIV/0!"},{"$error":"#DIV/0!"},{"$error":"#DIV/0!"},{"$error":"#DIV/0!"},{"$error":"#DIV/0!"},{"$error":"#DIV/0!"},{"$error":"#DIV/0!"},{"$error":"#DIV/0!"},{"$error":"#DIV/0!"},{"$error":"#DIV/0!"},{"$error":"#DIV/0!"},{"$error":"#DIV/0!"},{"$error":"#DIV/0!"},{"$error":"#DIV/0!"},{"$error":"#DIV/0!"},{"$error":"#DIV/0!"},{"$error":"#DIV/0!"},{"$error":"#DIV/0!"},{"$error":"#DIV/0!"},{"$error":"#DIV/0!"},{"$error":"#DIV/0!"},{"$f":"SUM($D$181:$AS$181)","v":{"$error":"#DIV/0!"}},"Σ"]
[null,"前4","冷房時消費電力比",{"$f":"$D$162/$D186","v":{"$error":"#DIV/0!"}},{"$f":"$E$162/$E186","v":{"$error":"#DIV/0!"}},{"$f":"$F$162/$F186","v":{"$error":"#DIV/0!"}},{"$f":"$G$162/$G186","v":{"$error":"#DIV/0!"}},{"$f":"$H$162/$H186","v":{"$error":"#DIV/0!"}},{"$f":"$I$162/$I186","v":{"$error":"#DIV/0!"}},{"$f":"$J$162/$J186","v":{"$error":"#DIV/0!"}},{"$f":"$K$162/$K186","v":{"$error":"#DIV/0!"}},{"$f":"$L$162/$L186","v":{"$error":"#DIV/0!"}},{"$f":"$M$162/$M186","v":{"$error":"#DIV/0!"}},{"$f":"$N$162/$N186","v":{"$error":"#DIV/0!"}},{"$f":"$O$162/$O186","v":{"$error":"#DIV/0!"}},{"$f":"$P$162/$P186","v":{"$error":"#DIV/0!"}},{"$f":"$Q$162/$Q186","v":{"$error":"#DIV/0!"}},{"$f":"$R$162/$R186","v":{"$error":"#DIV/0!"}},{"$f":"$S$162/$S186","v":{"$error":"#DIV/0!"}},{"$f":"$T$162/$T186","v":{"$error":"#DIV/0!"}},{"$f":"$U$162/$U186","v":{"$error":"#DIV/0!"}},{"$f":"$V$162/$V186","v":{"$error":"#DIV/0!"}},{"$f":"$W$162/$W186","v":{"$error":"#DIV/0!"}},{"$f":"$X$162/$X186","v":{"$error":"#DIV/0!"}},{"$f":"$Y$162/$Y186","v":{"$error":"#DIV/0!"}},{"$f":"$Z$162/$Z186","v":{"$error":"#DIV/0!"}},{"$f":"$AA$162/$AA186","v":{"$error":"#DIV/0!"}},{"$f":"$AB$162/$AB186","v":{"$error":"#DIV/0!"}},{"$f":"$AC$162/$AC186","v":{"$error":"#DIV/0!"}},{"$f":"$AD$162/$AD186","v":{"$error":"#DIV/0!"}},{"$f":"$AE$162/$AE186","v":{"$error":"#DIV/0!"}},{"$f":"$AF$162/$AF186","v":{"$error":"#DIV/0!"}},{"$f":"$AG$162/$AG186","v":{"$error":"#DIV/0!"}},{"$f":"$AH$162/$AH186","v":{"$error":"#DIV/0!"}},{"$f":"$AI$162/$AI186","v":{"$error":"#DIV/0!"}},{"$f":"$AJ$162/$AJ186","v":{"$error":"#DIV/0!"}},{"$f":"$AK$162/$AK186","v":{"$error":"#DIV/0!"}},{"$f":"$AL$162/$AL186","v":{"$error":"#DIV/0!"}},{"$f":"$AM$162/$AM186","v":{"$error":"#DIV/0!"}},{"$f":"$AN$162/$AN186","v":{"$error":"#DIV/0!"}},{"$f":"$AO$162/$AO186","v":{"$error":"#DIV/0!"}},{"$f":"$AP$162/$AP186","v":{"$error":"#DIV/0!"}},{"$f":"$AQ$162/$AQ186","v":{"$error":"#DIV/0!"}},{"$f":"$AR$162/$AR186","v":{"$error":"#DIV/0!"}},{"$f":"$AS$162/$AS186","v":{"$error":"#DIV/0!"}},"冷房時消費電力比","εc"]
[null,null,"冷房能力",{"$f":"($T$29-1.077*$T$29)/6*($D$148-35)+$T$29","v":0},{"$f":"($T$29-1.077*$T$29)/6*($E$148-35)+$T$29","v":0},{"$f":"($T$29-1.077*$T$29)/6*($F$148-35)+$T$29","v":0},{"$f":"($T$29-1.077*$T$29)/6*($G$148-35)+$T$29","v":0},{"$f":"($T$29-1.077*$T$29)/6*($H$148-35)+$T$29","v":0},{"$f":"($T$29-1.077*$T$29)/6*($I$148-35)+$T$29","v":0},{"$f":"($T$29-1.077*$T$29)/6*($J$148-35)+$T$29","v":0},{"$f":"($T$29-1.077*$T$29)/6*($K$148-35)+$T$29","v":0},{"$f":"($T$29-1.077*$T$29)/6*($L$148-35)+$T$29","v":0},{"$f":"($T$29-1.077*$T$29)/6*($M$148-35)+$T$29","v":0},{"$f":"($T$29-1.077*$T$29)/6*($N$148-35)+$T$29","v":0},{"$f":"($T$29-1.077*$T$29)/6*($O$148-35)+$T$29","v":0},{"$f":"($T$29-1.077*$T$29)/6*($P$148-35)+$T$29","v":0},{"$f":"($T$29-1.077*$T$29)/6*($Q$148-35)+$T$29","v":0},{"$f":"($T$29-1.077*$T$29)/6*($R$148-35)+$T$29","v":0},{"$f":"($T$29-1.077*$T$29)/6*($S$148-35)+$T$29","v":0},{"$f":"($T$29-1.077*$T$29)/6*($T$148-35)+$T$29","v":0},{"$f":"($T$29-1.077*$T$29)/6*($U$148-35)+$T$29","v":0},{"$f":"($T$29-1.077*$T$29)/6*($V$148-35)+$T$29","v":0},{"$f":"($T$29-1.077*$T$29)/6*($W$148-35)+$T$29","v":0},{"$f":"($T$29-1.077*$T$29)/6*($X$148-35)+$T$29","v":0},{"$f":"($T$29-1.077*$T$29)/6*($Y$148-35)+$T$29","v":0},{"$f":"($T$29-1.077*$T$29)/6*($Z$148-35)+$T$29","v":0},{"$f":"($T$29-1.077*$T$29)/6*($AA$148-35)+$T$29","v":0},{"$f":"($T$29-1.077*$T$29)/6*($AB$148-35)+$T$29","v":0},{"$f":"($T$29-1.077*$T$29)/6*($AC$148-35)+$T$29","v":0},{"$f":"($T$29-1.077*$T$29)/6*($AD$148-35)+$T$29","v":0},{"$f":"($T$29-1.077*$T$29)/6*($AE$148-35)+$T$29","v":0},{"$f":"($T$29-1.077*$T$29)/6*($AF$148-35)+$T$29","v":0},{"$f":"($T$29-1.077*$T$29)/6*($AG$148-35)+$T$29","v":0},{"$f":"($T$29-1.077*$T$29)/6*($AH$148-35)+$T$29","v":0},{"$f":"($T$29-1.077*$T$29)/6*($AI$148-35)+$T$29","v":0},{"$f":"($T$29-1.077*$T$29)/6*($AJ$148-35)+$T$29","v":0},{"$f":"($T$29-1.077*$T$29)/6*($AK$148-35)+$T$29","v":0},{"$f":"($T$29-1.077*$T$29)/6*($AL$148-35)+$T$29","v":0},{"$f":"($T$29-1.077*$T$29)/6*($AM$148-35)+$T$29","v":0},{"$f":"($T$29-1.077*$T$29)/6*($AN$148-35)+$T$29","v":0},{"$f":"($T$29-1.077*$T$29)/6*($AO$148-35)+$T$29","v":0},{"$f":"($T$29-1.077*$T$29)/6*($AP$148-35)+$T$29","v":0},{"$f":"($T$29-1.077*$T$29)/6*($AQ$148-35)+$T$29","v":0},{"$f":"($T$29-1.077*$T$29)/6*($AR$148-35)+$T$29","v":0},{"$f":"($T$29-1.077*$T$29)/6*($AS$148-35)+$T$29","v":0},"冷房能力","Φc"]
[null,null,"冷房消費電力",{"$f":"($T$30-0.914*$T$30)/6*($D$148-35)+$T$30","v":0},{"$f":"($T$30-0.914*$T$30)/6*($E$148-35)+$T$30","v":0},{"$f":"($T$30-0.914*$T$30)/6*($F$148-35)+$T$30","v":0},{"$f":"($T$30-0.914*$T$30)/6*($G$148-35)+$T$30","v":0},{"$f":"($T$30-0.914*$T$30)/6*($H$148-35)+$T$30","v":0},{"$f":"($T$30-0.914*$T$30)/6*($I$148-35)+$T$30","v":0},{"$f":"($T$30-0.914*$T$30)/6*($J$148-35)+$T$30","v":0},{"$f":"($T$30-0.914*$T$30)/6*($K$148-35)+$T$30","v":0},{"$f":"($T$30-0.914*$T$30)/6*($L$148-35)+$T$30","v":0},{"$f":"($T$30-0.914*$T$30)/6*($M$148-35)+$T$30","v":0},{"$f":"($T$30-0.914*$T$30)/6*($N$148-35)+$T$30","v":0},{"$f":"($T$30-0.914*$T$30)/6*($O$148-35)+$T$30","v":0},{"$f":"($T$30-0.914*$T$30)/6*($P$148-35)+$T$30","v":0},{"$f":"($T$30-0.914*$T$30)/6*($Q$148-35)+$T$30","v":0},{"$f":"($T$30-0.914*$T$30)/6*($R$148-35)+$T$30","v":0},{"$f":"($T$30-0.914*$T$30)/6*($S$148-35)+$T$30","v":0},{"$f":"($T$30-0.914*$T$30)/6*($T$148-35)+$T$30","v":0},{"$f":"($T$30-0.914*$T$30)/6*($U$148-35)+$T$30","v":0},{"$f":"($T$30-0.914*$T$30)/6*($V$148-35)+$T$30","v":0},{"$f":"($T$30-0.914*$T$30)/6*($W$148-35)+$T$30","v":0},{"$f":"($T$30-0.914*$T$30)/6*($X$148-35)+$T$30","v":0},{"$f":"($T$30-0.914*$T$30)/6*($Y$148-35)+$T$30","v":0},{"$f":"($T$30-0.914*$T$30)/6*($Z$148-35)+$T$30","v":0},{"$f":"($T$30-0.914*$T$30)/6*($AA$148-35)+$T$30","v":0},{"$f":"($T$30-0.914*$T$30)/6*($AB$148-35)+$T$30","v":0},{"$f":"($T$30-0.914*$T$30)/6*($AC$148-35)+$T$30","v":0},{"$f":"($T$30-0.914*$T$30)/6*($AD$148-35)+$T$30","v":0},{"$f":"($T$30-0.914*$T$30)/6*($AE$148-35)+$T$30","v":0},{"$f":"($T$30-0.914*$T$30)/6*($AF$148-35)+$T$30","v":0},{"$f":"($T$30-0.914*$T$30)/6*($AG$148-35)+$T$30","v":0},{"$f":"($T$30-0.914*$T$30)/6*($AH$148-35)+$T$30","v":0},{"$f":"($T$30-0.914*$T$30)/6*($AI$148-35)+$T$30","v":0},{"$f":"($T$30-0.914*$T$30)/6*($AJ$148-35)+$T$30","v":0},{"$f":"($T$30-0.914*$T$30)/6*($AK$148-35)+$T$30","v":0},{"$f":"($T$30-0.914*$T$30)/6*($AL$148-35)+$T$30","v":0},{"$f":"($T$30-0.914*$T$30)/6*($AM$148-35)+$T$30","v":0},{"$f":"($T$30-0.914*$T$30)/6*($AN$148-35)+$T$30","v":0},{"$f":"($T$30-0.914*$T$30)/6*($AO$148-35)+$T$30","v":0},{"$f":"($T$30-0.914*$T$30)/6*($AP$148-35)+$T$30","v":0},{"$f":"($T$30-0.914*$T$30)/6*($AQ$148-35)+$T$30","v":0},{"$f":"($T$30-0.914*$T$30)/6*($AR$148-35)+$T$30","v":0},{"$f":"($T$30-0.914*$T$30)/6*($AS$148-35)+$T$30","v":0},"冷房消費電力","Pc"]
[null,null,"冷房COP",{"$f":"D$183/D$184","v":{"$error":"#DIV/0!"}},{"$f":"E$183/E$184","v":{"$error":"#DIV/0!"}},{"$error":"#DIV/0!"},{"$error":"#DIV/0!"},{"$error":"#DIV/0!"},{"$error":"#DIV/0!"},{"$error":"#DIV/0!"},{"$error":"#DIV/0!"},{"$error":"#DIV/0!"},{"$error":"#DIV/0!"},{"$error":"#DIV/0!"},{"$error":"#DIV/0!"},{"$error":"#DIV/0!"},{"$error":"#DIV/0!"},{"$error":"#DIV/0!"},{"$error":"#DIV/0!"},{"$error":"#DIV/0!"},{"$error":"#DIV/0!"},{"$error":"#DIV/0!"},{"$error":"#DIV/0!"},{"$error":"#DIV/0!"},{"$error":"#DIV/0!"},{"$error":"#DIV/0!"},{"$error":"#DIV/0!"},{"$error":"#DIV/0!"},{"$error":"#DIV/0!"},{"$error":"#DIV/0!"},{"$error":"#DIV/0!"},{"$error":"#DIV/0!"},{"$error":"#DIV/0!"},{"$error":"#DIV/0!"},{"$error":"#DIV/0!"},{"$error":"#DIV/0!"},{"$error":"#DIV/0!"},{"$error":"#DIV/0!"},{"$error":"#DIV/0!"},{"$error":"#DIV/0!"},{"$error":"#DIV/0!"},{"$error":"#DIV/0!"},{"$error":"#DIV/0!"},{"$error":"#DIV/0!"},{"$error":"#DIV/0!"},"冷房COP","σc"]
[null,null,"冷房COP比",{"$f":"D$185/$AS$185","v":{"$error":"#DIV/0!"}},{"$error":"#DIV/0!"},{"$error":"#DIV/0!"},{"$error":"#DIV/0!"},{"$error":"#DIV/0!"},{"$error":"#DIV/0!"},{"$error":"#DIV/0!"},{"$error":"#DIV/0!"},{"$error":"#DIV/0!"},{"$error":"#DIV/0!"},{"$error":"#DIV/0!"},{"$error":"#DIV/0!"},{"$error":"#DIV/0!"},{"$error":"#DIV/0!"},{"$error":"#DIV/0!"},{"$error":"#DIV/0!"},{"$error":"#DIV/0!"},{"$error":"#DIV/0!"},{"$error":"#DIV/0!"},{"$error":"#DIV/0!"},{"$error":"#DIV/0!"},{"$error":"#DIV/0!"},{"$error":"#DIV/0!"},{"$error":"#DIV/0!"},{"$error":"#DIV/0!"},{"$error":"#DIV/0!"},{"$error":"#DIV/0!"},{"$error":"#DIV/0!"},{"$error":"#DIV/0!"},{"$error":"#DIV/0!"},{"$error":"#DIV/0!"},{"$error":"#DIV/0!"},{"$error":"#DIV/0!"},{"$error":"#DIV/0!"},{"$error":"#DIV/0!"},{"$error":"#DIV/0!"},{"$error":"#DIV/0!"},{"$error":"#DIV/0!"},{"$error":"#DIV/0!"},{"$error":"#DIV/0!"},{"$error":"#DIV/0!"},{"$error":"#DIV/0!"},"冷房COP比","βc"]
[null,null,"Σ",{"$f":"D$161*D$182","v":{"$error":"#DIV/0!"}},{"$f":"E$161*E$182","v":{"$error":"#DIV/0!"}},{"$error":"#DIV/0!"},{"$f":"G$161*G$182","v":{"$error":"#DIV/0!"}},{"$error":"#DIV/0!"},{"$error":"#DIV/0!"},{"$error":"#DIV/0!"},{"$error":"#DIV/0!"},{"$error":"#DIV/0!"},{"$error":"#DIV/0!"},{"$error":"#DIV/0!"},{"$error":"#DIV/0!"},{"$error":"#DIV/0!"},{"$error":"#DIV/0!"},{"$error":"#DIV/0!"},{"$error":"#DIV/0!"},{"$error":"#DIV/0!"},{"$error":"#DIV/0!"},{"$error":"#DIV/0!"},{"$error":"#DIV/0!"},{"$error":"#DIV/0!"},{"$error":"#DIV/0!"},{"$error":"#DIV/0!"},{"$error":"#DIV/0!"},{"$error":"#DIV/0!"},{"$error":"#DIV/0!"},{"$error":"#DIV/0!"},{"$error":"#DIV/0!"},{"$error":"#DIV/0!"},{"$error":"#DIV/0!"},{"$error":"#DIV/0!"},{"$error":"#DIV/0!"},{"$error":"#DIV/0!"},{"$error":"#DIV/0!"},{"$error":"#DIV/0!"},{"$error":"#DIV/0!"},{"$error":"#DIV/0!"},{"$error":"#DIV/0!"},{"$error":"#DIV/0!"},{"$error":"#DIV/0!"},{"$error":"#DIV/0!"},{"$error":"#DIV/0!"},{"$f":"SUM($D$187:$AS$187)","v":{"$error":"#DIV/0!"}},"Σ"]
[null,"前5","冷房時消費電力比",{"$f":"$D$162/$D192","v":{"$error":"#DIV/0!"}},{"$f":"$E$162/$E192","v":{"$error":"#DIV/0!"}},{"$f":"$F$162/$F192","v":{"$error":"#DIV/0!"}},{"$f":"$G$162/$G192","v":{"$error":"#DIV/0!"}},{"$f":"$H$162/$H192","v":{"$error":"#DIV/0!"}},{"$f":"$I$162/$I192","v":{"$error":"#DIV/0!"}},{"$f":"$J$162/$J192","v":{"$error":"#DIV/0!"}},{"$f":"$K$162/$K192","v":{"$error":"#DIV/0!"}},{"$f":"$L$162/$L192","v":{"$error":"#DIV/0!"}},{"$f":"$M$162/$M192","v":{"$error":"#DIV/0!"}},{"$f":"$N$162/$N192","v":{"$error":"#DIV/0!"}},{"$f":"$O$162/$O192","v":{"$error":"#DIV/0!"}},{"$f":"$P$162/$P192","v":{"$error":"#DIV/0!"}},{"$f":"$Q$162/$Q192","v":{"$error":"#DIV/0!"}},{"$f":"$R$162/$R192","v":{"$error":"#DIV/0!"}},{"$f":"$S$162/$S192","v":{"$error":"#DIV/0!"}},{"$f":"$T$162/$T192","v":{"$error":"#DIV/0!"}},{"$f":"$U$162/$U192","v":{"$error":"#DIV/0!"}},{"$f":"$V$162/$V192","v":{"$error":"#DIV/0!"}},{"$f":"$W$162/$W192","v":{"$error":"#DIV/0!"}},{"$f":"$X$162/$X192","v":{"$error":"#DIV/0!"}},{"$f":"$Y$162/$Y192","v":{"$error":"#DIV/0!"}},{"$f":"$Z$162/$Z192","v":{"$error":"#DIV/0!"}},{"$f":"$AA$162/$AA192","v":{"$error":"#DIV/0!"}},{"$f":"$AB$162/$AB192","v":{"$error":"#DIV/0!"}},{"$f":"$AC$162/$AC192","v":{"$error":"#DIV/0!"}},{"$f":"$AD$162/$AD192","v":{"$error":"#DIV/0!"}},{"$f":"$AE$162/$AE192","v":{"$error":"#DIV/0!"}},{"$f":"$AF$162/$AF192","v":{"$error":"#DIV/0!"}},{"$f":"$AG$162/$AG192","v":{"$error":"#DIV/0!"}},{"$f":"$AH$162/$AH192","v":{"$error":"#DIV/0!"}},{"$f":"$AI$162/$AI192","v":{"$error":"#DIV/0!"}},{"$f":"$AJ$162/$AJ192","v":{"$error":"#DIV/0!"}},{"$f":"$AK$162/$AK192","v":{"$error":"#DIV/0!"}},{"$f":"$AL$162/$AL192","v":{"$error":"#DIV/0!"}},{"$f":"$AM$162/$AM192","v":{"$error":"#DIV/0!"}},{"$f":"$AN$162/$AN192","v":{"$error":"#DIV/0!"}},{"$f":"$AO$162/$AO192","v":{"$error":"#DIV/0!"}},{"$f":"$AP$162/$AP192","v":{"$error":"#DIV/0!"}},{"$f":"$AQ$162/$AQ192","v":{"$error":"#DIV/0!"}},{"$f":"$AR$162/$AR192","v":{"$error":"#DIV/0!"}},{"$f":"$AS$162/$AS192","v":{"$error":"#DIV/0!"}},"冷房時消費電力比","εc"]
[null,null,"冷房能力",{"$f":"($U$29-1.077*$U$29)/6*($D$148-35)+$U$29","v":0},{"$f":"($U$29-1.077*$U$29)/6*($E$148-35)+$U$29","v":0},{"$f":"($U$29-1.077*$U$29)/6*($F$148-35)+$U$29","v":0},{"$f":"($U$29-1.077*$U$29)/6*($G$148-35)+$U$29","v":0},{"$f":"($U$29-1.077*$U$29)/6*($H$148-35)+$U$29","v":0},{"$f":"($U$29-1.077*$U$29)/6*($I$148-35)+$U$29","v":0},{"$f":"($U$29-1.077*$U$29)/6*($J$148-35)+$U$29","v":0},{"$f":"($U$29-1.077*$U$29)/6*($K$148-35)+$U$29","v":0},{"$f":"($U$29-1.077*$U$29)/6*($L$148-35)+$U$29","v":0},{"$f":"($U$29-1.077*$U$29)/6*($M$148-35)+$U$29","v":0},{"$f":"($U$29-1.077*$U$29)/6*($N$148-35)+$U$29","v":0},{"$f":"($U$29-1.077*$U$29)/6*($O$148-35)+$U$29","v":0},{"$f":"($U$29-1.077*$U$29)/6*($P$148-35)+$U$29","v":0},{"$f":"($U$29-1.077*$U$29)/6*($Q$148-35)+$U$29","v":0},{"$f":"($U$29-1.077*$U$29)/6*($R$148-35)+$U$29","v":0},{"$f":"($U$29-1.077*$U$29)/6*($S$148-35)+$U$29","v":0},{"$f":"($U$29-1.077*$U$29)/6*($T$148-35)+$U$29","v":0},{"$f":"($U$29-1.077*$U$29)/6*($U$148-35)+$U$29","v":0},{"$f":"($U$29-1.077*$U$29)/6*($V$148-35)+$U$29","v":0},{"$f":"($U$29-1.077*$U$29)/6*($W$148-35)+$U$29","v":0},{"$f":"($U$29-1.077*$U$29)/6*($X$148-35)+$U$29","v":0},{"$f":"($U$29-1.077*$U$29)/6*($Y$148-35)+$U$29","v":0},{"$f":"($U$29-1.077*$U$29)/6*($Z$148-35)+$U$29","v":0},{"$f":"($U$29-1.077*$U$29)/6*($AA$148-35)+$U$29","v":0},{"$f":"($U$29-1.077*$U$29)/6*($AB$148-35)+$U$29","v":0},{"$f":"($U$29-1.077*$U$29)/6*($AC$148-35)+$U$29","v":0},{"$f":"($U$29-1.077*$U$29)/6*($AD$148-35)+$U$29","v":0},{"$f":"($U$29-1.077*$U$29)/6*($AE$148-35)+$U$29","v":0},{"$f":"($U$29-1.077*$U$29)/6*($AF$148-35)+$U$29","v":0},{"$f":"($U$29-1.077*$U$29)/6*($AG$148-35)+$U$29","v":0},{"$f":"($U$29-1.077*$U$29)/6*($AH$148-35)+$U$29","v":0},{"$f":"($U$29-1.077*$U$29)/6*($AI$148-35)+$U$29","v":0},{"$f":"($U$29-1.077*$U$29)/6*($AJ$148-35)+$U$29","v":0},{"$f":"($U$29-1.077*$U$29)/6*($AK$148-35)+$U$29","v":0},{"$f":"($U$29-1.077*$U$29)/6*($AL$148-35)+$U$29","v":0},{"$f":"($U$29-1.077*$U$29)/6*($AM$148-35)+$U$29","v":0},{"$f":"($U$29-1.077*$U$29)/6*($AN$148-35)+$U$29","v":0},{"$f":"($U$29-1.077*$U$29)/6*($AO$148-35)+$U$29","v":0},{"$f":"($U$29-1.077*$U$29)/6*($AP$148-35)+$U$29","v":0},{"$f":"($U$29-1.077*$U$29)/6*($AQ$148-35)+$U$29","v":0},{"$f":"($U$29-1.077*$U$29)/6*($AR$148-35)+$U$29","v":0},{"$f":"($U$29-1.077*$U$29)/6*($AS$148-35)+$U$29","v":0},"冷房能力","Φc"]
[null,null,"冷房消費電力",{"$f":"($U$30-0.914*$U$30)/6*($D$148-35)+$U$30","v":0},{"$f":"($U$30-0.914*$U$30)/6*($E$148-35)+$U$30","v":0},{"$f":"($U$30-0.914*$U$30)/6*($F$148-35)+$U$30","v":0},{"$f":"($U$30-0.914*$U$30)/6*($G$148-35)+$U$30","v":0},{"$f":"($U$30-0.914*$U$30)/6*($H$148-35)+$U$30","v":0},{"$f":"($U$30-0.914*$U$30)/6*($I$148-35)+$U$30","v":0},{"$f":"($U$30-0.914*$U$30)/6*($J$148-35)+$U$30","v":0},{"$f":"($U$30-0.914*$U$30)/6*($K$148-35)+$U$30","v":0},{"$f":"($U$30-0.914*$U$30)/6*($L$148-35)+$U$30","v":0},{"$f":"($U$30-0.914*$U$30)/6*($M$148-35)+$U$30","v":0},{"$f":"($U$30-0.914*$U$30)/6*($N$148-35)+$U$30","v":0},{"$f":"($U$30-0.914*$U$30)/6*($O$148-35)+$U$30","v":0},{"$f":"($U$30-0.914*$U$30)/6*($P$148-35)+$U$30","v":0},{"$f":"($U$30-0.914*$U$30)/6*($Q$148-35)+$U$30","v":0},{"$f":"($U$30-0.914*$U$30)/6*($R$148-35)+$U$30","v":0},{"$f":"($U$30-0.914*$U$30)/6*($S$148-35)+$U$30","v":0},{"$f":"($U$30-0.914*$U$30)/6*($T$148-35)+$U$30","v":0},{"$f":"($U$30-0.914*$U$30)/6*($U$148-35)+$U$30","v":0},{"$f":"($U$30-0.914*$U$30)/6*($V$148-35)+$U$30","v":0},{"$f":"($U$30-0.914*$U$30)/6*($W$148-35)+$U$30","v":0},{"$f":"($U$30-0.914*$U$30)/6*($X$148-35)+$U$30","v":0},{"$f":"($U$30-0.914*$U$30)/6*($Y$148-35)+$U$30","v":0},{"$f":"($U$30-0.914*$U$30)/6*($Z$148-35)+$U$30","v":0},{"$f":"($U$30-0.914*$U$30)/6*($AA$148-35)+$U$30","v":0},{"$f":"($U$30-0.914*$U$30)/6*($AB$148-35)+$U$30","v":0},{"$f":"($U$30-0.914*$U$30)/6*($AC$148-35)+$U$30","v":0},{"$f":"($U$30-0.914*$U$30)/6*($AD$148-35)+$U$30","v":0},{"$f":"($U$30-0.914*$U$30)/6*($AE$148-35)+$U$30","v":0},{"$f":"($U$30-0.914*$U$30)/6*($AF$148-35)+$U$30","v":0},{"$f":"($U$30-0.914*$U$30)/6*($AG$148-35)+$U$30","v":0},{"$f":"($U$30-0.914*$U$30)/6*($AH$148-35)+$U$30","v":0},{"$f":"($U$30-0.914*$U$30)/6*($AI$148-35)+$U$30","v":0},{"$f":"($U$30-0.914*$U$30)/6*($AJ$148-35)+$U$30","v":0},{"$f":"($U$30-0.914*$U$30)/6*($AK$148-35)+$U$30","v":0},{"$f":"($U$30-0.914*$U$30)/6*($AL$148-35)+$U$30","v":0},{"$f":"($U$30-0.914*$U$30)/6*($AM$148-35)+$U$30","v":0},{"$f":"($U$30-0.914*$U$30)/6*($AN$148-35)+$U$30","v":0},{"$f":"($U$30-0.914*$U$30)/6*($AO$148-35)+$U$30","v":0},{"$f":"($U$30-0.914*$U$30)/6*($AP$148-35)+$U$30","v":0},{"$f":"($U$30-0.914*$U$30)/6*($AQ$148-35)+$U$30","v":0},{"$f":"($U$30-0.914*$U$30)/6*($AR$148-35)+$U$30","v":0},{"$f":"($U$30-0.914*$U$30)/6*($AS$148-35)+$U$30","v":0},"冷房消費電力","Pc"]
[null,null,"冷房COP",{"$f":"D$189/D$190","v":{"$error":"#DIV/0!"}},{"$f":"E$189/E$190","v":{"$error":"#DIV/0!"}},{"$error":"#DIV/0!"},{"$error":"#DIV/0!"},{"$error":"#DIV/0!"},{"$error":"#DIV/0!"},{"$error":"#DIV/0!"},{"$error":"#DIV/0!"},{"$error":"#DIV/0!"},{"$error":"#DIV/0!"},{"$error":"#DIV/0!"},{"$error":"#DIV/0!"},{"$error":"#DIV/0!"},{"$error":"#DIV/0!"},{"$error":"#DIV/0!"},{"$error":"#DIV/0!"},{"$error":"#DIV/0!"},{"$error":"#DIV/0!"},{"$error":"#DIV/0!"},{"$error":"#DIV/0!"},{"$error":"#DIV/0!"},{"$error":"#DIV/0!"},{"$error":"#DIV/0!"},{"$error":"#DIV/0!"},{"$error":"#DIV/0!"},{"$error":"#DIV/0!"},{"$error":"#DIV/0!"},{"$error":"#DIV/0!"},{"$error":"#DIV/0!"},{"$error":"#DIV/0!"},{"$error":"#DIV/0!"},{"$error":"#DIV/0!"},{"$error":"#DIV/0!"},{"$error":"#DIV/0!"},{"$error":"#DIV/0!"},{"$error":"#DIV/0!"},{"$error":"#DIV/0!"},{"$error":"#DIV/0!"},{"$error":"#DIV/0!"},{"$error":"#DIV/0!"},{"$error":"#DIV/0!"},{"$error":"#DIV/0!"},"冷房COP","σc"]
[null,null,"冷房COP比",{"$f":"D$191/$AS$191","v":{"$error":"#DIV/0!"}},{"$error":"#DIV/0!"},{"$error":"#DIV/0!"},{"$error":"#DIV/0!"},{"$error":"#DIV/0!"},{"$error":"#DIV/0!"},{"$error":"#DIV/0!"},{"$error":"#DIV/0!"},{"$error":"#DIV/0!"},{"$error":"#DIV/0!"},{"$error":"#DIV/0!"},{"$error":"#DIV/0!"},{"$error":"#DIV/0!"},{"$error":"#DIV/0!"},{"$error":"#DIV/0!"},{"$error":"#DIV/0!"},{"$error":"#DIV/0!"},{"$error":"#DIV/0!"},{"$error":"#DIV/0!"},{"$error":"#DIV/0!"},{"$error":"#DIV/0!"},{"$error":"#DIV/0!"},{"$error":"#DIV/0!"},{"$error":"#DIV/0!"},{"$error":"#DIV/0!"},{"$error":"#DIV/0!"},{"$error":"#DIV/0!"},{"$error":"#DIV/0!"},{"$error":"#DIV/0!"},{"$error":"#DIV/0!"},{"$error":"#DIV/0!"},{"$error":"#DIV/0!"},{"$error":"#DIV/0!"},{"$error":"#DIV/0!"},{"$error":"#DIV/0!"},{"$error":"#DIV/0!"},{"$error":"#DIV/0!"},{"$error":"#DIV/0!"},{"$error":"#DIV/0!"},{"$error":"#DIV/0!"},{"$error":"#DIV/0!"},{"$error":"#DIV/0!"},"冷房COP比","βc"]
[null,null,"Σ",{"$f":"D$161*D$188","v":{"$error":"#DIV/0!"}},{"$f":"E$161*E$188","v":{"$error":"#DIV/0!"}},{"$error":"#DIV/0!"},{"$f":"G$161*G$188","v":{"$error":"#DIV/0!"}},{"$error":"#DIV/0!"},{"$error":"#DIV/0!"},{"$error":"#DIV/0!"},{"$error":"#DIV/0!"},{"$error":"#DIV/0!"},{"$error":"#DIV/0!"},{"$error":"#DIV/0!"},{"$error":"#DIV/0!"},{"$error":"#DIV/0!"},{"$error":"#DIV/0!"},{"$error":"#DIV/0!"},{"$error":"#DIV/0!"},{"$error":"#DIV/0!"},{"$error":"#DIV/0!"},{"$error":"#DIV/0!"},{"$error":"#DIV/0!"},{"$error":"#DIV/0!"},{"$error":"#DIV/0!"},{"$error":"#DIV/0!"},{"$error":"#DIV/0!"},{"$error":"#DIV/0!"},{"$error":"#DIV/0!"},{"$error":"#DIV/0!"},{"$error":"#DIV/0!"},{"$error":"#DIV/0!"},{"$error":"#DIV/0!"},{"$error":"#DIV/0!"},{"$error":"#DIV/0!"},{"$error":"#DIV/0!"},{"$error":"#DIV/0!"},{"$error":"#DIV/0!"},{"$error":"#DIV/0!"},{"$error":"#DIV/0!"},{"$error":"#DIV/0!"},{"$error":"#DIV/0!"},{"$error":"#DIV/0!"},{"$error":"#DIV/0!"},{"$error":"#DIV/0!"},{"$f":"SUM($D$193:$AS$193)","v":{"$error":"#DIV/0!"}},"Σ"]
[null,"前6","冷房時消費電力比",{"$f":"$D$162/$D198","v":{"$error":"#DIV/0!"}},{"$f":"$E$162/$E198","v":{"$error":"#DIV/0!"}},{"$f":"$F$162/$F198","v":{"$error":"#DIV/0!"}},{"$f":"$G$162/$G198","v":{"$error":"#DIV/0!"}},{"$f":"$H$162/$H198","v":{"$error":"#DIV/0!"}},{"$f":"$I$162/$I198","v":{"$error":"#DIV/0!"}},{"$f":"$J$162/$J198","v":{"$error":"#DIV/0!"}},{"$f":"$K$162/$K198","v":{"$error":"#DIV/0!"}},{"$f":"$L$162/$L198","v":{"$error":"#DIV/0!"}},{"$f":"$M$162/$M198","v":{"$error":"#DIV/0!"}},{"$f":"$N$162/$N198","v":{"$error":"#DIV/0!"}},{"$f":"$O$162/$O198","v":{"$error":"#DIV/0!"}},{"$f":"$P$162/$P198","v":{"$error":"#DIV/0!"}},{"$f":"$Q$162/$Q198","v":{"$error":"#DIV/0!"}},{"$f":"$R$162/$R198","v":{"$error":"#DIV/0!"}},{"$f":"$S$162/$S198","v":{"$error":"#DIV/0!"}},{"$f":"$T$162/$T198","v":{"$error":"#DIV/0!"}},{"$f":"$U$162/$U198","v":{"$error":"#DIV/0!"}},{"$f":"$V$162/$V198","v":{"$error":"#DIV/0!"}},{"$f":"$W$162/$W198","v":{"$error":"#DIV/0!"}},{"$f":"$X$162/$X198","v":{"$error":"#DIV/0!"}},{"$f":"$Y$162/$Y198","v":{"$error":"#DIV/0!"}},{"$f":"$Z$162/$Z198","v":{"$error":"#DIV/0!"}},{"$f":"$AA$162/$AA198","v":{"$error":"#DIV/0!"}},{"$f":"$AB$162/$AB198","v":{"$error":"#DIV/0!"}},{"$f":"$AC$162/$AC198","v":{"$error":"#DIV/0!"}},{"$f":"$AD$162/$AD198","v":{"$error":"#DIV/0!"}},{"$f":"$AE$162/$AE198","v":{"$error":"#DIV/0!"}},{"$f":"$AF$162/$AF198","v":{"$error":"#DIV/0!"}},{"$f":"$AG$162/$AG198","v":{"$error":"#DIV/0!"}},{"$f":"$AH$162/$AH198","v":{"$error":"#DIV/0!"}},{"$f":"$AI$162/$AI198","v":{"$error":"#DIV/0!"}},{"$f":"$AJ$162/$AJ198","v":{"$error":"#DIV/0!"}},{"$f":"$AK$162/$AK198","v":{"$error":"#DIV/0!"}},{"$f":"$AL$162/$AL198","v":{"$error":"#DIV/0!"}},{"$f":"$AM$162/$AM198","v":{"$error":"#DIV/0!"}},{"$f":"$AN$162/$AN198","v":{"$error":"#DIV/0!"}},{"$f":"$AO$162/$AO198","v":{"$error":"#DIV/0!"}},{"$f":"$AP$162/$AP198","v":{"$error":"#DIV/0!"}},{"$f":"$AQ$162/$AQ198","v":{"$error":"#DIV/0!"}},{"$f":"$AR$162/$AR198","v":{"$error":"#DIV/0!"}},{"$f":"$AS$162/$AS198","v":{"$error":"#DIV/0!"}},"冷房時消費電力比","εc"]
[null,null,"冷房能力",{"$f":"($V$29-1.077*$V$29)/6*($D$148-35)+$V$29","v":0},{"$f":"($V$29-1.077*$V$29)/6*($E$148-35)+$V$29","v":0},{"$f":"($V$29-1.077*$V$29)/6*($F$148-35)+$V$29","v":0},{"$f":"($V$29-1.077*$V$29)/6*($G$148-35)+$V$29","v":0},{"$f":"($V$29-1.077*$V$29)/6*($H$148-35)+$V$29","v":0},{"$f":"($V$29-1.077*$V$29)/6*($I$148-35)+$V$29","v":0},{"$f":"($V$29-1.077*$V$29)/6*($J$148-35)+$V$29","v":0},{"$f":"($V$29-1.077*$V$29)/6*($K$148-35)+$V$29","v":0},{"$f":"($V$29-1.077*$V$29)/6*($L$148-35)+$V$29","v":0},{"$f":"($V$29-1.077*$V$29)/6*($M$148-35)+$V$29","v":0},{"$f":"($V$29-1.077*$V$29)/6*($N$148-35)+$V$29","v":0},{"$f":"($V$29-1.077*$V$29)/6*($O$148-35)+$V$29","v":0},{"$f":"($V$29-1.077*$V$29)/6*($P$148-35)+$V$29","v":0},{"$f":"($V$29-1.077*$V$29)/6*($Q$148-35)+$V$29","v":0},{"$f":"($V$29-1.077*$V$29)/6*($R$148-35)+$V$29","v":0},{"$f":"($V$29-1.077*$V$29)/6*($S$148-35)+$V$29","v":0},{"$f":"($V$29-1.077*$V$29)/6*($T$148-35)+$V$29","v":0},{"$f":"($V$29-1.077*$V$29)/6*($U$148-35)+$V$29","v":0},{"$f":"($V$29-1.077*$V$29)/6*($V$148-35)+$V$29","v":0},{"$f":"($V$29-1.077*$V$29)/6*($W$148-35)+$V$29","v":0},{"$f":"($V$29-1.077*$V$29)/6*($X$148-35)+$V$29","v":0},{"$f":"($V$29-1.077*$V$29)/6*($Y$148-35)+$V$29","v":0},{"$f":"($V$29-1.077*$V$29)/6*($Z$148-35)+$V$29","v":0},{"$f":"($V$29-1.077*$V$29)/6*($AA$148-35)+$V$29","v":0},{"$f":"($V$29-1.077*$V$29)/6*($AB$148-35)+$V$29","v":0},{"$f":"($V$29-1.077*$V$29)/6*($AC$148-35)+$V$29","v":0},{"$f":"($V$29-1.077*$V$29)/6*($AD$148-35)+$V$29","v":0},{"$f":"($V$29-1.077*$V$29)/6*($AE$148-35)+$V$29","v":0},{"$f":"($V$29-1.077*$V$29)/6*($AF$148-35)+$V$29","v":0},{"$f":"($V$29-1.077*$V$29)/6*($AG$148-35)+$V$29","v":0},{"$f":"($V$29-1.077*$V$29)/6*($AH$148-35)+$V$29","v":0},{"$f":"($V$29-1.077*$V$29)/6*($AI$148-35)+$V$29","v":0},{"$f":"($V$29-1.077*$V$29)/6*($AJ$148-35)+$V$29","v":0},{"$f":"($V$29-1.077*$V$29)/6*($AK$148-35)+$V$29","v":0},{"$f":"($V$29-1.077*$V$29)/6*($AL$148-35)+$V$29","v":0},{"$f":"($V$29-1.077*$V$29)/6*($AM$148-35)+$V$29","v":0},{"$f":"($V$29-1.077*$V$29)/6*($AN$148-35)+$V$29","v":0},{"$f":"($V$29-1.077*$V$29)/6*($AO$148-35)+$V$29","v":0},{"$f":"($V$29-1.077*$V$29)/6*($AP$148-35)+$V$29","v":0},{"$f":"($V$29-1.077*$V$29)/6*($AQ$148-35)+$V$29","v":0},{"$f":"($V$29-1.077*$V$29)/6*($AR$148-35)+$V$29","v":0},{"$f":"($V$29-1.077*$V$29)/6*($AS$148-35)+$V$29","v":0},"冷房能力","Φc"]
[null,null,"冷房消費電力",{"$f":"($V$30-0.914*$V$30)/6*($D$148-35)+$V$30","v":0},{"$f":"($V$30-0.914*$V$30)/6*($E$148-35)+$V$30","v":0},{"$f":"($V$30-0.914*$V$30)/6*($F$148-35)+$V$30","v":0},{"$f":"($V$30-0.914*$V$30)/6*($G$148-35)+$V$30","v":0},{"$f":"($V$30-0.914*$V$30)/6*($H$148-35)+$V$30","v":0},{"$f":"($V$30-0.914*$V$30)/6*($I$148-35)+$V$30","v":0},{"$f":"($V$30-0.914*$V$30)/6*($J$148-35)+$V$30","v":0},{"$f":"($V$30-0.914*$V$30)/6*($K$148-35)+$V$30","v":0},{"$f":"($V$30-0.914*$V$30)/6*($L$148-35)+$V$30","v":0},{"$f":"($V$30-0.914*$V$30)/6*($M$148-35)+$V$30","v":0},{"$f":"($V$30-0.914*$V$30)/6*($N$148-35)+$V$30","v":0},{"$f":"($V$30-0.914*$V$30)/6*($O$148-35)+$V$30","v":0},{"$f":"($V$30-0.914*$V$30)/6*($P$148-35)+$V$30","v":0},{"$f":"($V$30-0.914*$V$30)/6*($Q$148-35)+$V$30","v":0},{"$f":"($V$30-0.914*$V$30)/6*($R$148-35)+$V$30","v":0},{"$f":"($V$30-0.914*$V$30)/6*($S$148-35)+$V$30","v":0},{"$f":"($V$30-0.914*$V$30)/6*($T$148-35)+$V$30","v":0},{"$f":"($V$30-0.914*$V$30)/6*($U$148-35)+$V$30","v":0},{"$f":"($V$30-0.914*$V$30)/6*($V$148-35)+$V$30","v":0},{"$f":"($V$30-0.914*$V$30)/6*($W$148-35)+$V$30","v":0},{"$f":"($V$30-0.914*$V$30)/6*($X$148-35)+$V$30","v":0},{"$f":"($V$30-0.914*$V$30)/6*($Y$148-35)+$V$30","v":0},{"$f":"($V$30-0.914*$V$30)/6*($Z$148-35)+$V$30","v":0},{"$f":"($V$30-0.914*$V$30)/6*($AA$148-35)+$V$30","v":0},{"$f":"($V$30-0.914*$V$30)/6*($AB$148-35)+$V$30","v":0},{"$f":"($V$30-0.914*$V$30)/6*($AC$148-35)+$V$30","v":0},{"$f":"($V$30-0.914*$V$30)/6*($AD$148-35)+$V$30","v":0},{"$f":"($V$30-0.914*$V$30)/6*($AE$148-35)+$V$30","v":0},{"$f":"($V$30-0.914*$V$30)/6*($AF$148-35)+$V$30","v":0},{"$f":"($V$30-0.914*$V$30)/6*($AG$148-35)+$V$30","v":0},{"$f":"($V$30-0.914*$V$30)/6*($AH$148-35)+$V$30","v":0},{"$f":"($V$30-0.914*$V$30)/6*($AI$148-35)+$V$30","v":0},{"$f":"($V$30-0.914*$V$30)/6*($AJ$148-35)+$V$30","v":0},{"$f":"($V$30-0.914*$V$30)/6*($AK$148-35)+$V$30","v":0},{"$f":"($V$30-0.914*$V$30)/6*($AL$148-35)+$V$30","v":0},{"$f":"($V$30-0.914*$V$30)/6*($AM$148-35)+$V$30","v":0},{"$f":"($V$30-0.914*$V$30)/6*($AN$148-35)+$V$30","v":0},{"$f":"($V$30-0.914*$V$30)/6*($AO$148-35)+$V$30","v":0},{"$f":"($V$30-0.914*$V$30)/6*($AP$148-35)+$V$30","v":0},{"$f":"($V$30-0.914*$V$30)/6*($AQ$148-35)+$V$30","v":0},{"$f":"($V$30-0.914*$V$30)/6*($AR$148-35)+$V$30","v":0},{"$f":"($V$30-0.914*$V$30)/6*($AS$148-35)+$V$30","v":0},"冷房消費電力","Pc"]
[null,null,"冷房COP",{"$f":"D$195/D$196","v":{"$error":"#DIV/0!"}},{"$f":"E$195/E$196","v":{"$error":"#DIV/0!"}},{"$error":"#DIV/0!"},{"$error":"#DIV/0!"},{"$error":"#DIV/0!"},{"$error":"#DIV/0!"},{"$error":"#DIV/0!"},{"$error":"#DIV/0!"},{"$error":"#DIV/0!"},{"$error":"#DIV/0!"},{"$error":"#DIV/0!"},{"$error":"#DIV/0!"},{"$error":"#DIV/0!"},{"$error":"#DIV/0!"},{"$error":"#DIV/0!"},{"$error":"#DIV/0!"},{"$error":"#DIV/0!"},{"$error":"#DIV/0!"},{"$error":"#DIV/0!"},{"$error":"#DIV/0!"},{"$error":"#DIV/0!"},{"$error":"#DIV/0!"},{"$error":"#DIV/0!"},{"$error":"#DIV/0!"},{"$error":"#DIV/0!"},{"$error":"#DIV/0!"},{"$error":"#DIV/0!"},{"$error":"#DIV/0!"},{"$error":"#DIV/0!"},{"$error":"#DIV/0!"},{"$error":"#DIV/0!"},{"$error":"#DIV/0!"},{"$error":"#DIV/0!"},{"$error":"#DIV/0!"},{"$error":"#DIV/0!"},{"$error":"#DIV/0!"},{"$error":"#DIV/0!"},{"$error":"#DIV/0!"},{"$error":"#DIV/0!"},{"$error":"#DIV/0!"},{"$error":"#DIV/0!"},{"$error":"#DIV/0!"},"冷房COP","σc"]
[null,null,"冷房COP比",{"$f":"D$197/$AS$197","v":{"$error":"#DIV/0!"}},{"$error":"#DIV/0!"},{"$error":"#DIV/0!"},{"$error":"#DIV/0!"},{"$error":"#DIV/0!"},{"$error":"#DIV/0!"},{"$error":"#DIV/0!"},{"$error":"#DIV/0!"},{"$error":"#DIV/0!"},{"$error":"#DIV/0!"},{"$error":"#DIV/0!"},{"$error":"#DIV/0!"},{"$error":"#DIV/0!"},{"$error":"#DIV/0!"},{"$error":"#DIV/0!"},{"$error":"#DIV/0!"},{"$error":"#DIV/0!"},{"$error":"#DIV/0!"},{"$error":"#DIV/0!"},{"$error":"#DIV/0!"},{"$error":"#DIV/0!"},{"$error":"#DIV/0!"},{"$error":"#DIV/0!"},{"$error":"#DIV/0!"},{"$error":"#DIV/0!"},{"$error":"#DIV/0!"},{"$error":"#DIV/0!"},{"$error":"#DIV/0!"},{"$error":"#DIV/0!"},{"$error":"#DIV/0!"},{"$error":"#DIV/0!"},{"$error":"#DIV/0!"},{"$error":"#DIV/0!"},{"$error":"#DIV/0!"},{"$error":"#DIV/0!"},{"$error":"#DIV/0!"},{"$error":"#DIV/0!"},{"$error":"#DIV/0!"},{"$error":"#DIV/0!"},{"$error":"#DIV/0!"},{"$error":"#DIV/0!"},{"$error":"#DIV/0!"},"冷房COP比","βc"]
[null,null,"Σ",{"$f":"D$161*D$194","v":{"$error":"#DIV/0!"}},{"$f":"E$161*E$194","v":{"$error":"#DIV/0!"}},{"$error":"#DIV/0!"},{"$f":"G$161*G$194","v":{"$error":"#DIV/0!"}},{"$error":"#DIV/0!"},{"$error":"#DIV/0!"},{"$error":"#DIV/0!"},{"$error":"#DIV/0!"},{"$error":"#DIV/0!"},{"$error":"#DIV/0!"},{"$error":"#DIV/0!"},{"$error":"#DIV/0!"},{"$error":"#DIV/0!"},{"$error":"#DIV/0!"},{"$error":"#DIV/0!"},{"$error":"#DIV/0!"},{"$error":"#DIV/0!"},{"$error":"#DIV/0!"},{"$error":"#DIV/0!"},{"$error":"#DIV/0!"},{"$error":"#DIV/0!"},{"$error":"#DIV/0!"},{"$error":"#DIV/0!"},{"$error":"#DIV/0!"},{"$error":"#DIV/0!"},{"$error":"#DIV/0!"},{"$error":"#DIV/0!"},{"$error":"#DIV/0!"},{"$error":"#DIV/0!"},{"$error":"#DIV/0!"},{"$error":"#DIV/0!"},{"$error":"#DIV/0!"},{"$error":"#DIV/0!"},{"$error":"#DIV/0!"},{"$error":"#DIV/0!"},{"$error":"#DIV/0!"},{"$error":"#DIV/0!"},{"$error":"#DIV/0!"},{"$error":"#DIV/0!"},{"$error":"#DIV/0!"},{"$error":"#DIV/0!"},{"$error":"#DIV/0!"},{"$f":"SUM($D$199:$AS$199)","v":{"$error":"#DIV/0!"}},"Σ"]
[null,"前7","冷房時消費電力比",{"$f":"$D$162/$D204","v":{"$error":"#DIV/0!"}},{"$f":"$E$162/$E204","v":{"$error":"#DIV/0!"}},{"$f":"$F$162/$F204","v":{"$error":"#DIV/0!"}},{"$f":"$G$162/$G204","v":{"$error":"#DIV/0!"}},{"$f":"$H$162/$H204","v":{"$error":"#DIV/0!"}},{"$f":"$I$162/$I204","v":{"$error":"#DIV/0!"}},{"$f":"$J$162/$J204","v":{"$error":"#DIV/0!"}},{"$f":"$K$162/$K204","v":{"$error":"#DIV/0!"}},{"$f":"$L$162/$L204","v":{"$error":"#DIV/0!"}},{"$f":"$M$162/$M204","v":{"$error":"#DIV/0!"}},{"$f":"$N$162/$N204","v":{"$error":"#DIV/0!"}},{"$f":"$O$162/$O204","v":{"$error":"#DIV/0!"}},{"$f":"$P$162/$P204","v":{"$error":"#DIV/0!"}},{"$f":"$Q$162/$Q204","v":{"$error":"#DIV/0!"}},{"$f":"$R$162/$R204","v":{"$error":"#DIV/0!"}},{"$f":"$S$162/$S204","v":{"$error":"#DIV/0!"}},{"$f":"$T$162/$T204","v":{"$error":"#DIV/0!"}},{"$f":"$U$162/$U204","v":{"$error":"#DIV/0!"}},{"$f":"$V$162/$V204","v":{"$error":"#DIV/0!"}},{"$f":"$W$162/$W204","v":{"$error":"#DIV/0!"}},{"$f":"$X$162/$X204","v":{"$error":"#DIV/0!"}},{"$f":"$Y$162/$Y204","v":{"$error":"#DIV/0!"}},{"$f":"$Z$162/$Z204","v":{"$error":"#DIV/0!"}},{"$f":"$AA$162/$AA204","v":{"$error":"#DIV/0!"}},{"$f":"$AB$162/$AB204","v":{"$error":"#DIV/0!"}},{"$f":"$AC$162/$AC204","v":{"$error":"#DIV/0!"}},{"$f":"$AD$162/$AD204","v":{"$error":"#DIV/0!"}},{"$f":"$AE$162/$AE204","v":{"$error":"#DIV/0!"}},{"$f":"$AF$162/$AF204","v":{"$error":"#DIV/0!"}},{"$f":"$AG$162/$AG204","v":{"$error":"#DIV/0!"}},{"$f":"$AH$162/$AH204","v":{"$error":"#DIV/0!"}},{"$f":"$AI$162/$AI204","v":{"$error":"#DIV/0!"}},{"$f":"$AJ$162/$AJ204","v":{"$error":"#DIV/0!"}},{"$f":"$AK$162/$AK204","v":{"$error":"#DIV/0!"}},{"$f":"$AL$162/$AL204","v":{"$error":"#DIV/0!"}},{"$f":"$AM$162/$AM204","v":{"$error":"#DIV/0!"}},{"$f":"$AN$162/$AN204","v":{"$error":"#DIV/0!"}},{"$f":"$AO$162/$AO204","v":{"$error":"#DIV/0!"}},{"$f":"$AP$162/$AP204","v":{"$error":"#DIV/0!"}},{"$f":"$AQ$162/$AQ204","v":{"$error":"#DIV/0!"}},{"$f":"$AR$162/$AR204","v":{"$error":"#DIV/0!"}},{"$f":"$AS$162/$AS204","v":{"$error":"#DIV/0!"}},"冷房時消費電力比","εc"]
[null,null,"冷房能力",{"$f":"($W$29-1.077*$W$29)/6*($D$148-35)+$W$29","v":0},{"$f":"($W$29-1.077*$W$29)/6*($E$148-35)+$W$29","v":0},{"$f":"($W$29-1.077*$W$29)/6*($F$148-35)+$W$29","v":0},{"$f":"($W$29-1.077*$W$29)/6*($G$148-35)+$W$29","v":0},{"$f":"($W$29-1.077*$W$29)/6*($H$148-35)+$W$29","v":0},{"$f":"($W$29-1.077*$W$29)/6*($I$148-35)+$W$29","v":0},{"$f":"($W$29-1.077*$W$29)/6*($J$148-35)+$W$29","v":0},{"$f":"($W$29-1.077*$W$29)/6*($K$148-35)+$W$29","v":0},{"$f":"($W$29-1.077*$W$29)/6*($L$148-35)+$W$29","v":0},{"$f":"($W$29-1.077*$W$29)/6*($M$148-35)+$W$29","v":0},{"$f":"($W$29-1.077*$W$29)/6*($N$148-35)+$W$29","v":0},{"$f":"($W$29-1.077*$W$29)/6*($O$148-35)+$W$29","v":0},{"$f":"($W$29-1.077*$W$29)/6*($P$148-35)+$W$29","v":0},{"$f":"($W$29-1.077*$W$29)/6*($Q$148-35)+$W$29","v":0},{"$f":"($W$29-1.077*$W$29)/6*($R$148-35)+$W$29","v":0},{"$f":"($W$29-1.077*$W$29)/6*($S$148-35)+$W$29","v":0},{"$f":"($W$29-1.077*$W$29)/6*($T$148-35)+$W$29","v":0},{"$f":"($W$29-1.077*$W$29)/6*($U$148-35)+$W$29","v":0},{"$f":"($W$29-1.077*$W$29)/6*($V$148-35)+$W$29","v":0},{"$f":"($W$29-1.077*$W$29)/6*($W$148-35)+$W$29","v":0},{"$f":"($W$29-1.077*$W$29)/6*($X$148-35)+$W$29","v":0},{"$f":"($W$29-1.077*$W$29)/6*($Y$148-35)+$W$29","v":0},{"$f":"($W$29-1.077*$W$29)/6*($Z$148-35)+$W$29","v":0},{"$f":"($W$29-1.077*$W$29)/6*($AA$148-35)+$W$29","v":0},{"$f":"($W$29-1.077*$W$29)/6*($AB$148-35)+$W$29","v":0},{"$f":"($W$29-1.077*$W$29)/6*($AC$148-35)+$W$29","v":0},{"$f":"($W$29-1.077*$W$29)/6*($AD$148-35)+$W$29","v":0},{"$f":"($W$29-1.077*$W$29)/6*($AE$148-35)+$W$29","v":0},{"$f":"($W$29-1.077*$W$29)/6*($AF$148-35)+$W$29","v":0},{"$f":"($W$29-1.077*$W$29)/6*($AG$148-35)+$W$29","v":0},{"$f":"($W$29-1.077*$W$29)/6*($AH$148-35)+$W$29","v":0},{"$f":"($W$29-1.077*$W$29)/6*($AI$148-35)+$W$29","v":0},{"$f":"($W$29-1.077*$W$29)/6*($AJ$148-35)+$W$29","v":0},{"$f":"($W$29-1.077*$W$29)/6*($AK$148-35)+$W$29","v":0},{"$f":"($W$29-1.077*$W$29)/6*($AL$148-35)+$W$29","v":0},{"$f":"($W$29-1.077*$W$29)/6*($AM$148-35)+$W$29","v":0},{"$f":"($W$29-1.077*$W$29)/6*($AN$148-35)+$W$29","v":0},{"$f":"($W$29-1.077*$W$29)/6*($AO$148-35)+$W$29","v":0},{"$f":"($W$29-1.077*$W$29)/6*($AP$148-35)+$W$29","v":0},{"$f":"($W$29-1.077*$W$29)/6*($AQ$148-35)+$W$29","v":0},{"$f":"($W$29-1.077*$W$29)/6*($AR$148-35)+$W$29","v":0},{"$f":"($W$29-1.077*$W$29)/6*($AS$148-35)+$W$29","v":0},"冷房能力","Φc"]
[null,null,"冷房消費電力",{"$f":"($W$30-0.914*$W$30)/6*($D$148-35)+$W$30","v":0},{"$f":"($W$30-0.914*$W$30)/6*($E$148-35)+$W$30","v":0},{"$f":"($W$30-0.914*$W$30)/6*($F$148-35)+$W$30","v":0},{"$f":"($W$30-0.914*$W$30)/6*($G$148-35)+$W$30","v":0},{"$f":"($W$30-0.914*$W$30)/6*($H$148-35)+$W$30","v":0},{"$f":"($W$30-0.914*$W$30)/6*($I$148-35)+$W$30","v":0},{"$f":"($W$30-0.914*$W$30)/6*($J$148-35)+$W$30","v":0},{"$f":"($W$30-0.914*$W$30)/6*($K$148-35)+$W$30","v":0},{"$f":"($W$30-0.914*$W$30)/6*($L$148-35)+$W$30","v":0},{"$f":"($W$30-0.914*$W$30)/6*($M$148-35)+$W$30","v":0},{"$f":"($W$30-0.914*$W$30)/6*($N$148-35)+$W$30","v":0},{"$f":"($W$30-0.914*$W$30)/6*($O$148-35)+$W$30","v":0},{"$f":"($W$30-0.914*$W$30)/6*($P$148-35)+$W$30","v":0},{"$f":"($W$30-0.914*$W$30)/6*($Q$148-35)+$W$30","v":0},{"$f":"($W$30-0.914*$W$30)/6*($R$148-35)+$W$30","v":0},{"$f":"($W$30-0.914*$W$30)/6*($S$148-35)+$W$30","v":0},{"$f":"($W$30-0.914*$W$30)/6*($T$148-35)+$W$30","v":0},{"$f":"($W$30-0.914*$W$30)/6*($U$148-35)+$W$30","v":0},{"$f":"($W$30-0.914*$W$30)/6*($V$148-35)+$W$30","v":0},{"$f":"($W$30-0.914*$W$30)/6*($W$148-35)+$W$30","v":0},{"$f":"($W$30-0.914*$W$30)/6*($X$148-35)+$W$30","v":0},{"$f":"($W$30-0.914*$W$30)/6*($Y$148-35)+$W$30","v":0},{"$f":"($W$30-0.914*$W$30)/6*($Z$148-35)+$W$30","v":0},{"$f":"($W$30-0.914*$W$30)/6*($AA$148-35)+$W$30","v":0},{"$f":"($W$30-0.914*$W$30)/6*($AB$148-35)+$W$30","v":0},{"$f":"($W$30-0.914*$W$30)/6*($AC$148-35)+$W$30","v":0},{"$f":"($W$30-0.914*$W$30)/6*($AD$148-35)+$W$30","v":0},{"$f":"($W$30-0.914*$W$30)/6*($AE$148-35)+$W$30","v":0},{"$f":"($W$30-0.914*$W$30)/6*($AF$148-35)+$W$30","v":0},{"$f":"($W$30-0.914*$W$30)/6*($AG$148-35)+$W$30","v":0},{"$f":"($W$30-0.914*$W$30)/6*($AH$148-35)+$W$30","v":0},{"$f":"($W$30-0.914*$W$30)/6*($AI$148-35)+$W$30","v":0},{"$f":"($W$30-0.914*$W$30)/6*($AJ$148-35)+$W$30","v":0},{"$f":"($W$30-0.914*$W$30)/6*($AK$148-35)+$W$30","v":0},{"$f":"($W$30-0.914*$W$30)/6*($AL$148-35)+$W$30","v":0},{"$f":"($W$30-0.914*$W$30)/6*($AM$148-35)+$W$30","v":0},{"$f":"($W$30-0.914*$W$30)/6*($AN$148-35)+$W$30","v":0},{"$f":"($W$30-0.914*$W$30)/6*($AO$148-35)+$W$30","v":0},{"$f":"($W$30-0.914*$W$30)/6*($AP$148-35)+$W$30","v":0},{"$f":"($W$30-0.914*$W$30)/6*($AQ$148-35)+$W$30","v":0},{"$f":"($W$30-0.914*$W$30)/6*($AR$148-35)+$W$30","v":0},{"$f":"($W$30-0.914*$W$30)/6*($AS$148-35)+$W$30","v":0},"冷房消費電力","Pc"]
[null,null,"冷房COP",{"$f":"D$201/D$202","v":{"$error":"#DIV/0!"}},{"$f":"E$201/E$202","v":{"$error":"#DIV/0!"}},{"$error":"#DIV/0!"},{"$error":"#DIV/0!"},{"$error":"#DIV/0!"},{"$error":"#DIV/0!"},{"$error":"#DIV/0!"},{"$error":"#DIV/0!"},{"$error":"#DIV/0!"},{"$error":"#DIV/0!"},{"$error":"#DIV/0!"},{"$error":"#DIV/0!"},{"$error":"#DIV/0!"},{"$error":"#DIV/0!"},{"$error":"#DIV/0!"},{"$error":"#DIV/0!"},{"$error":"#DIV/0!"},{"$error":"#DIV/0!"},{"$error":"#DIV/0!"},{"$error":"#DIV/0!"},{"$error":"#DIV/0!"},{"$error":"#DIV/0!"},{"$error":"#DIV/0!"},{"$error":"#DIV/0!"},{"$error":"#DIV/0!"},{"$error":"#DIV/0!"},{"$error":"#DIV/0!"},{"$error":"#DIV/0!"},{"$error":"#DIV/0!"},{"$error":"#DIV/0!"},{"$error":"#DIV/0!"},{"$error":"#DIV/0!"},{"$error":"#DIV/0!"},{"$error":"#DIV/0!"},{"$error":"#DIV/0!"},{"$error":"#DIV/0!"},{"$error":"#DIV/0!"},{"$error":"#DIV/0!"},{"$error":"#DIV/0!"},{"$error":"#DIV/0!"},{"$error":"#DIV/0!"},{"$error":"#DIV/0!"},"冷房COP","σc"]
[null,null,"冷房COP比",{"$f":"D$203/$AS$203","v":{"$error":"#DIV/0!"}},{"$error":"#DIV/0!"},{"$error":"#DIV/0!"},{"$error":"#DIV/0!"},{"$error":"#DIV/0!"},{"$error":"#DIV/0!"},{"$error":"#DIV/0!"},{"$error":"#DIV/0!"},{"$error":"#DIV/0!"},{"$error":"#DIV/0!"},{"$error":"#DIV/0!"},{"$error":"#DIV/0!"},{"$error":"#DIV/0!"},{"$error":"#DIV/0!"},{"$error":"#DIV/0!"},{"$error":"#DIV/0!"},{"$error":"#DIV/0!"},{"$error":"#DIV/0!"},{"$error":"#DIV/0!"},{"$error":"#DIV/0!"},{"$error":"#DIV/0!"},{"$error":"#DIV/0!"},{"$error":"#DIV/0!"},{"$error":"#DIV/0!"},{"$error":"#DIV/0!"},{"$error":"#DIV/0!"},{"$error":"#DIV/0!"},{"$error":"#DIV/0!"},{"$error":"#DIV/0!"},{"$error":"#DIV/0!"},{"$error":"#DIV/0!"},{"$error":"#DIV/0!"},{"$error":"#DIV/0!"},{"$error":"#DIV/0!"},{"$error":"#DIV/0!"},{"$error":"#DIV/0!"},{"$error":"#DIV/0!"},{"$error":"#DIV/0!"},{"$error":"#DIV/0!"},{"$error":"#DIV/0!"},{"$error":"#DIV/0!"},{"$error":"#DIV/0!"},"冷房COP比","βc"]
[null,null,"Σ",{"$f":"D$161*D$200","v":{"$error":"#DIV/0!"}},{"$f":"E$161*E$200","v":{"$error":"#DIV/0!"}},{"$error":"#DIV/0!"},{"$f":"G$161*G$200","v":{"$error":"#DIV/0!"}},{"$error":"#DIV/0!"},{"$error":"#DIV/0!"},{"$error":"#DIV/0!"},{"$error":"#DIV/0!"},{"$error":"#DIV/0!"},{"$error":"#DIV/0!"},{"$error":"#DIV/0!"},{"$error":"#DIV/0!"},{"$error":"#DIV/0!"},{"$error":"#DIV/0!"},{"$error":"#DIV/0!"},{"$error":"#DIV/0!"},{"$error":"#DIV/0!"},{"$error":"#DIV/0!"},{"$error":"#DIV/0!"},{"$error":"#DIV/0!"},{"$error":"#DIV/0!"},{"$error":"#DIV/0!"},{"$error":"#DIV/0!"},{"$error":"#DIV/0!"},{"$error":"#DIV/0!"},{"$error":"#DIV/0!"},{"$error":"#DIV/0!"},{"$error":"#DIV/0!"},{"$error":"#DIV/0!"},{"$error":"#DIV/0!"},{"$error":"#DIV/0!"},{"$error":"#DIV/0!"},{"$error":"#DIV/0!"},{"$error":"#DIV/0!"},{"$error":"#DIV/0!"},{"$error":"#DIV/0!"},{"$error":"#DIV/0!"},{"$error":"#DIV/0!"},{"$error":"#DIV/0!"},{"$error":"#DIV/0!"},{"$error":"#DIV/0!"},{"$error":"#DIV/0!"},{"$f":"SUM($D$205:$AS$205)","v":{"$error":"#DIV/0!"}},"Σ"]
[null,"前8","冷房時消費電力比",{"$f":"$D$162/$D210","v":{"$error":"#DIV/0!"}},{"$f":"$E$162/$E210","v":{"$error":"#DIV/0!"}},{"$f":"$F$162/$F210","v":{"$error":"#DIV/0!"}},{"$f":"$G$162/$G210","v":{"$error":"#DIV/0!"}},{"$f":"$H$162/$H210","v":{"$error":"#DIV/0!"}},{"$f":"$I$162/$I210","v":{"$error":"#DIV/0!"}},{"$f":"$J$162/$J210","v":{"$error":"#DIV/0!"}},{"$f":"$K$162/$K210","v":{"$error":"#DIV/0!"}},{"$f":"$L$162/$L210","v":{"$error":"#DIV/0!"}},{"$f":"$M$162/$M210","v":{"$error":"#DIV/0!"}},{"$f":"$N$162/$N210","v":{"$error":"#DIV/0!"}},{"$f":"$O$162/$O210","v":{"$error":"#DIV/0!"}},{"$f":"$P$162/$P210","v":{"$error":"#DIV/0!"}},{"$f":"$Q$162/$Q210","v":{"$error":"#DIV/0!"}},{"$f":"$R$162/$R210","v":{"$error":"#DIV/0!"}},{"$f":"$S$162/$S210","v":{"$error":"#DIV/0!"}},{"$f":"$T$162/$T210","v":{"$error":"#DIV/0!"}},{"$f":"$U$162/$U210","v":{"$error":"#DIV/0!"}},{"$f":"$V$162/$V210","v":{"$error":"#DIV/0!"}},{"$f":"$W$162/$W210","v":{"$error":"#DIV/0!"}},{"$f":"$X$162/$X210","v":{"$error":"#DIV/0!"}},{"$f":"$Y$162/$Y210","v":{"$error":"#DIV/0!"}},{"$f":"$Z$162/$Z210","v":{"$error":"#DIV/0!"}},{"$f":"$AA$162/$AA210","v":{"$error":"#DIV/0!"}},{"$f":"$AB$162/$AB210","v":{"$error":"#DIV/0!"}},{"$f":"$AC$162/$AC210","v":{"$error":"#DIV/0!"}},{"$f":"$AD$162/$AD210","v":{"$error":"#DIV/0!"}},{"$f":"$AE$162/$AE210","v":{"$error":"#DIV/0!"}},{"$f":"$AF$162/$AF210","v":{"$error":"#DIV/0!"}},{"$f":"$AG$162/$AG210","v":{"$error":"#DIV/0!"}},{"$f":"$AH$162/$AH210","v":{"$error":"#DIV/0!"}},{"$f":"$AI$162/$AI210","v":{"$error":"#DIV/0!"}},{"$f":"$AJ$162/$AJ210","v":{"$error":"#DIV/0!"}},{"$f":"$AK$162/$AK210","v":{"$error":"#DIV/0!"}},{"$f":"$AL$162/$AL210","v":{"$error":"#DIV/0!"}},{"$f":"$AM$162/$AM210","v":{"$error":"#DIV/0!"}},{"$f":"$AN$162/$AN210","v":{"$error":"#DIV/0!"}},{"$f":"$AO$162/$AO210","v":{"$error":"#DIV/0!"}},{"$f":"$AP$162/$AP210","v":{"$error":"#DIV/0!"}},{"$f":"$AQ$162/$AQ210","v":{"$error":"#DIV/0!"}},{"$f":"$AR$162/$AR210","v":{"$error":"#DIV/0!"}},{"$f":"$AS$162/$AS210","v":{"$error":"#DIV/0!"}},"冷房時消費電力比","εc"]
[null,null,"冷房能力",{"$f":"($X$29-1.077*$X$29)/6*($D$148-35)+$X$29","v":0},{"$f":"($X$29-1.077*$X$29)/6*($E$148-35)+$X$29","v":0},{"$f":"($X$29-1.077*$X$29)/6*($F$148-35)+$X$29","v":0},{"$f":"($X$29-1.077*$X$29)/6*($G$148-35)+$X$29","v":0},{"$f":"($X$29-1.077*$X$29)/6*($H$148-35)+$X$29","v":0},{"$f":"($X$29-1.077*$X$29)/6*($I$148-35)+$X$29","v":0},{"$f":"($X$29-1.077*$X$29)/6*($J$148-35)+$X$29","v":0},{"$f":"($X$29-1.077*$X$29)/6*($K$148-35)+$X$29","v":0},{"$f":"($X$29-1.077*$X$29)/6*($L$148-35)+$X$29","v":0},{"$f":"($X$29-1.077*$X$29)/6*($M$148-35)+$X$29","v":0},{"$f":"($X$29-1.077*$X$29)/6*($N$148-35)+$X$29","v":0},{"$f":"($X$29-1.077*$X$29)/6*($O$148-35)+$X$29","v":0},{"$f":"($X$29-1.077*$X$29)/6*($P$148-35)+$X$29","v":0},{"$f":"($X$29-1.077*$X$29)/6*($Q$148-35)+$X$29","v":0},{"$f":"($X$29-1.077*$X$29)/6*($R$148-35)+$X$29","v":0},{"$f":"($X$29-1.077*$X$29)/6*($S$148-35)+$X$29","v":0},{"$f":"($X$29-1.077*$X$29)/6*($T$148-35)+$X$29","v":0},{"$f":"($X$29-1.077*$X$29)/6*($U$148-35)+$X$29","v":0},{"$f":"($X$29-1.077*$X$29)/6*($V$148-35)+$X$29","v":0},{"$f":"($X$29-1.077*$X$29)/6*($W$148-35)+$X$29","v":0},{"$f":"($X$29-1.077*$X$29)/6*($X$148-35)+$X$29","v":0},{"$f":"($X$29-1.077*$X$29)/6*($Y$148-35)+$X$29","v":0},{"$f":"($X$29-1.077*$X$29)/6*($Z$148-35)+$X$29","v":0},{"$f":"($X$29-1.077*$X$29)/6*($AA$148-35)+$X$29","v":0},{"$f":"($X$29-1.077*$X$29)/6*($AB$148-35)+$X$29","v":0},{"$f":"($X$29-1.077*$X$29)/6*($AC$148-35)+$X$29","v":0},{"$f":"($X$29-1.077*$X$29)/6*($AD$148-35)+$X$29","v":0},{"$f":"($X$29-1.077*$X$29)/6*($AE$148-35)+$X$29","v":0},{"$f":"($X$29-1.077*$X$29)/6*($AF$148-35)+$X$29","v":0},{"$f":"($X$29-1.077*$X$29)/6*($AG$148-35)+$X$29","v":0},{"$f":"($X$29-1.077*$X$29)/6*($AH$148-35)+$X$29","v":0},{"$f":"($X$29-1.077*$X$29)/6*($AI$148-35)+$X$29","v":0},{"$f":"($X$29-1.077*$X$29)/6*($AJ$148-35)+$X$29","v":0},{"$f":"($X$29-1.077*$X$29)/6*($AK$148-35)+$X$29","v":0},{"$f":"($X$29-1.077*$X$29)/6*($AL$148-35)+$X$29","v":0},{"$f":"($X$29-1.077*$X$29)/6*($AM$148-35)+$X$29","v":0},{"$f":"($X$29-1.077*$X$29)/6*($AN$148-35)+$X$29","v":0},{"$f":"($X$29-1.077*$X$29)/6*($AO$148-35)+$X$29","v":0},{"$f":"($X$29-1.077*$X$29)/6*($AP$148-35)+$X$29","v":0},{"$f":"($X$29-1.077*$X$29)/6*($AQ$148-35)+$X$29","v":0},{"$f":"($X$29-1.077*$X$29)/6*($AR$148-35)+$X$29","v":0},{"$f":"($X$29-1.077*$X$29)/6*($AS$148-35)+$X$29","v":0},"冷房能力","Φc"]
[null,null,"冷房消費電力",{"$f":"($X$30-0.914*$X$30)/6*($D$148-35)+$X$30","v":0},{"$f":"($X$30-0.914*$X$30)/6*($E$148-35)+$X$30","v":0},{"$f":"($X$30-0.914*$X$30)/6*($F$148-35)+$X$30","v":0},{"$f":"($X$30-0.914*$X$30)/6*($G$148-35)+$X$30","v":0},{"$f":"($X$30-0.914*$X$30)/6*($H$148-35)+$X$30","v":0},{"$f":"($X$30-0.914*$X$30)/6*($I$148-35)+$X$30","v":0},{"$f":"($X$30-0.914*$X$30)/6*($J$148-35)+$X$30","v":0},{"$f":"($X$30-0.914*$X$30)/6*($K$148-35)+$X$30","v":0},{"$f":"($X$30-0.914*$X$30)/6*($L$148-35)+$X$30","v":0},{"$f":"($X$30-0.914*$X$30)/6*($M$148-35)+$X$30","v":0},{"$f":"($X$30-0.914*$X$30)/6*($N$148-35)+$X$30","v":0},{"$f":"($X$30-0.914*$X$30)/6*($O$148-35)+$X$30","v":0},{"$f":"($X$30-0.914*$X$30)/6*($P$148-35)+$X$30","v":0},{"$f":"($X$30-0.914*$X$30)/6*($Q$148-35)+$X$30","v":0},{"$f":"($X$30-0.914*$X$30)/6*($R$148-35)+$X$30","v":0},{"$f":"($X$30-0.914*$X$30)/6*($S$148-35)+$X$30","v":0},{"$f":"($X$30-0.914*$X$30)/6*($T$148-35)+$X$30","v":0},{"$f":"($X$30-0.914*$X$30)/6*($U$148-35)+$X$30","v":0},{"$f":"($X$30-0.914*$X$30)/6*($V$148-35)+$X$30","v":0},{"$f":"($X$30-0.914*$X$30)/6*($W$148-35)+$X$30","v":0},{"$f":"($X$30-0.914*$X$30)/6*($X$148-35)+$X$30","v":0},{"$f":"($X$30-0.914*$X$30)/6*($Y$148-35)+$X$30","v":0},{"$f":"($X$30-0.914*$X$30)/6*($Z$148-35)+$X$30","v":0},{"$f":"($X$30-0.914*$X$30)/6*($AA$148-35)+$X$30","v":0},{"$f":"($X$30-0.914*$X$30)/6*($AB$148-35)+$X$30","v":0},{"$f":"($X$30-0.914*$X$30)/6*($AC$148-35)+$X$30","v":0},{"$f":"($X$30-0.914*$X$30)/6*($AD$148-35)+$X$30","v":0},{"$f":"($X$30-0.914*$X$30)/6*($AE$148-35)+$X$30","v":0},{"$f":"($X$30-0.914*$X$30)/6*($AF$148-35)+$X$30","v":0},{"$f":"($X$30-0.914*$X$30)/6*($AG$148-35)+$X$30","v":0},{"$f":"($X$30-0.914*$X$30)/6*($AH$148-35)+$X$30","v":0},{"$f":"($X$30-0.914*$X$30)/6*($AI$148-35)+$X$30","v":0},{"$f":"($X$30-0.914*$X$30)/6*($AJ$148-35)+$X$30","v":0},{"$f":"($X$30-0.914*$X$30)/6*($AK$148-35)+$X$30","v":0},{"$f":"($X$30-0.914*$X$30)/6*($AL$148-35)+$X$30","v":0},{"$f":"($X$30-0.914*$X$30)/6*($AM$148-35)+$X$30","v":0},{"$f":"($X$30-0.914*$X$30)/6*($AN$148-35)+$X$30","v":0},{"$f":"($X$30-0.914*$X$30)/6*($AO$148-35)+$X$30","v":0},{"$f":"($X$30-0.914*$X$30)/6*($AP$148-35)+$X$30","v":0},{"$f":"($X$30-0.914*$X$30)/6*($AQ$148-35)+$X$30","v":0},{"$f":"($X$30-0.914*$X$30)/6*($AR$148-35)+$X$30","v":0},{"$f":"($X$30-0.914*$X$30)/6*($AS$148-35)+$X$30","v":0},"冷房消費電力","Pc"]
[null,null,"冷房COP",{"$f":"D$207/D$208","v":{"$error":"#DIV/0!"}},{"$f":"E$207/E$208","v":{"$error":"#DIV/0!"}},{"$error":"#DIV/0!"},{"$error":"#DIV/0!"},{"$error":"#DIV/0!"},{"$error":"#DIV/0!"},{"$error":"#DIV/0!"},{"$error":"#DIV/0!"},{"$error":"#DIV/0!"},{"$error":"#DIV/0!"},{"$error":"#DIV/0!"},{"$error":"#DIV/0!"},{"$error":"#DIV/0!"},{"$error":"#DIV/0!"},{"$error":"#DIV/0!"},{"$error":"#DIV/0!"},{"$error":"#DIV/0!"},{"$error":"#DIV/0!"},{"$error":"#DIV/0!"},{"$error":"#DIV/0!"},{"$error":"#DIV/0!"},{"$error":"#DIV/0!"},{"$error":"#DIV/0!"},{"$error":"#DIV/0!"},{"$error":"#DIV/0!"},{"$error":"#DIV/0!"},{"$error":"#DIV/0!"},{"$error":"#DIV/0!"},{"$error":"#DIV/0!"},{"$error":"#DIV/0!"},{"$error":"#DIV/0!"},{"$error":"#DIV/0!"},{"$error":"#DIV/0!"},{"$error":"#DIV/0!"},{"$error":"#DIV/0!"},{"$error":"#DIV/0!"},{"$error":"#DIV/0!"},{"$error":"#DIV/0!"},{"$error":"#DIV/0!"},{"$error":"#DIV/0!"},{"$error":"#DIV/0!"},{"$error":"#DIV/0!"},"冷房COP","σc"]
[null,null,"冷房COP比",{"$f":"D$209/$AS$209","v":{"$error":"#DIV/0!"}},{"$error":"#DIV/0!"},{"$error":"#DIV/0!"},{"$error":"#DIV/0!"},{"$error":"#DIV/0!"},{"$error":"#DIV/0!"},{"$error":"#DIV/0!"},{"$error":"#DIV/0!"},{"$error":"#DIV/0!"},{"$error":"#DIV/0!"},{"$error":"#DIV/0!"},{"$error":"#DIV/0!"},{"$error":"#DIV/0!"},{"$error":"#DIV/0!"},{"$error":"#DIV/0!"},{"$error":"#DIV/0!"},{"$error":"#DIV/0!"},{"$error":"#DIV/0!"},{"$error":"#DIV/0!"},{"$error":"#DIV/0!"},{"$error":"#DIV/0!"},{"$error":"#DIV/0!"},{"$error":"#DIV/0!"},{"$error":"#DIV/0!"},{"$error":"#DIV/0!"},{"$error":"#DIV/0!"},{"$error":"#DIV/0!"},{"$error":"#DIV/0!"},{"$error":"#DIV/0!"},{"$error":"#DIV/0!"},{"$error":"#DIV/0!"},{"$error":"#DIV/0!"},{"$error":"#DIV/0!"},{"$error":"#DIV/0!"},{"$error":"#DIV/0!"},{"$error":"#DIV/0!"},{"$error":"#DIV/0!"},{"$error":"#DIV/0!"},{"$error":"#DIV/0!"},{"$error":"#DIV/0!"},{"$error":"#DIV/0!"},{"$error":"#DIV/0!"},"冷房COP比","βc"]
[null,null,"Σ",{"$f":"D$161*D$206","v":{"$error":"#DIV/0!"}},{"$f":"E$161*E$206","v":{"$error":"#DIV/0!"}},{"$error":"#DIV/0!"},{"$f":"G$161*G$206","v":{"$error":"#DIV/0!"}},{"$error":"#DIV/0!"},{"$error":"#DIV/0!"},{"$error":"#DIV/0!"},{"$error":"#DIV/0!"},{"$error":"#DIV/0!"},{"$error":"#DIV/0!"},{"$error":"#DIV/0!"},{"$error":"#DIV/0!"},{"$error":"#DIV/0!"},{"$error":"#DIV/0!"},{"$error":"#DIV/0!"},{"$error":"#DIV/0!"},{"$error":"#DIV/0!"},{"$error":"#DIV/0!"},{"$error":"#DIV/0!"},{"$error":"#DIV/0!"},{"$error":"#DIV/0!"},{"$error":"#DIV/0!"},{"$error":"#DIV/0!"},{"$error":"#DIV/0!"},{"$error":"#DIV/0!"},{"$error":"#DIV/0!"},{"$error":"#DIV/0!"},{"$error":"#DIV/0!"},{"$error":"#DIV/0!"},{"$error":"#DIV/0!"},{"$error":"#DIV/0!"},{"$error":"#DIV/0!"},{"$error":"#DIV/0!"},{"$error":"#DIV/0!"},{"$error":"#DIV/0!"},{"$error":"#DIV/0!"},{"$error":"#DIV/0!"},{"$error":"#DIV/0!"},{"$error":"#DIV/0!"},{"$error":"#DIV/0!"},{"$error":"#DIV/0!"},{"$error":"#DIV/0!"},{"$f":"SUM($D$211:$AS$211)","v":{"$error":"#DIV/0!"}},"Σ"]
[null,"前9","冷房時消費電力比",{"$f":"$D$162/$D216","v":{"$error":"#DIV/0!"}},{"$f":"$E$162/$E216","v":{"$error":"#DIV/0!"}},{"$f":"$F$162/$F216","v":{"$error":"#DIV/0!"}},{"$f":"$G$162/$G216","v":{"$error":"#DIV/0!"}},{"$f":"$H$162/$H216","v":{"$error":"#DIV/0!"}},{"$f":"$I$162/$I216","v":{"$error":"#DIV/0!"}},{"$f":"$J$162/$J216","v":{"$error":"#DIV/0!"}},{"$f":"$K$162/$K216","v":{"$error":"#DIV/0!"}},{"$f":"$L$162/$L216","v":{"$error":"#DIV/0!"}},{"$f":"$M$162/$M216","v":{"$error":"#DIV/0!"}},{"$f":"$N$162/$N216","v":{"$error":"#DIV/0!"}},{"$f":"$O$162/$O216","v":{"$error":"#DIV/0!"}},{"$f":"$P$162/$P216","v":{"$error":"#DIV/0!"}},{"$f":"$Q$162/$Q216","v":{"$error":"#DIV/0!"}},{"$f":"$R$162/$R216","v":{"$error":"#DIV/0!"}},{"$f":"$S$162/$S216","v":{"$error":"#DIV/0!"}},{"$f":"$T$162/$T216","v":{"$error":"#DIV/0!"}},{"$f":"$U$162/$U216","v":{"$error":"#DIV/0!"}},{"$f":"$V$162/$V216","v":{"$error":"#DIV/0!"}},{"$f":"$W$162/$W216","v":{"$error":"#DIV/0!"}},{"$f":"$X$162/$X216","v":{"$error":"#DIV/0!"}},{"$f":"$Y$162/$Y216","v":{"$error":"#DIV/0!"}},{"$f":"$Z$162/$Z216","v":{"$error":"#DIV/0!"}},{"$f":"$AA$162/$AA216","v":{"$error":"#DIV/0!"}},{"$f":"$AB$162/$AB216","v":{"$error":"#DIV/0!"}},{"$f":"$AC$162/$AC216","v":{"$error":"#DIV/0!"}},{"$f":"$AD$162/$AD216","v":{"$error":"#DIV/0!"}},{"$f":"$AE$162/$AE216","v":{"$error":"#DIV/0!"}},{"$f":"$AF$162/$AF216","v":{"$error":"#DIV/0!"}},{"$f":"$AG$162/$AG216","v":{"$error":"#DIV/0!"}},{"$f":"$AH$162/$AH216","v":{"$error":"#DIV/0!"}},{"$f":"$AI$162/$AI216","v":{"$error":"#DIV/0!"}},{"$f":"$AJ$162/$AJ216","v":{"$error":"#DIV/0!"}},{"$f":"$AK$162/$AK216","v":{"$error":"#DIV/0!"}},{"$f":"$AL$162/$AL216","v":{"$error":"#DIV/0!"}},{"$f":"$AM$162/$AM216","v":{"$error":"#DIV/0!"}},{"$f":"$AN$162/$AN216","v":{"$error":"#DIV/0!"}},{"$f":"$AO$162/$AO216","v":{"$error":"#DIV/0!"}},{"$f":"$AP$162/$AP216","v":{"$error":"#DIV/0!"}},{"$f":"$AQ$162/$AQ216","v":{"$error":"#DIV/0!"}},{"$f":"$AR$162/$AR216","v":{"$error":"#DIV/0!"}},{"$f":"$AS$162/$AS216","v":{"$error":"#DIV/0!"}},"冷房時消費電力比","εc"]
[null,null,"冷房能力",{"$f":"($Y$29-1.077*$Y$29)/6*($D$148-35)+$Y$29","v":0},{"$f":"($Y$29-1.077*$Y$29)/6*($E$148-35)+$Y$29","v":0},{"$f":"($Y$29-1.077*$Y$29)/6*($F$148-35)+$Y$29","v":0},{"$f":"($Y$29-1.077*$Y$29)/6*($G$148-35)+$Y$29","v":0},{"$f":"($Y$29-1.077*$Y$29)/6*($H$148-35)+$Y$29","v":0},{"$f":"($Y$29-1.077*$Y$29)/6*($I$148-35)+$Y$29","v":0},{"$f":"($Y$29-1.077*$Y$29)/6*($J$148-35)+$Y$29","v":0},{"$f":"($Y$29-1.077*$Y$29)/6*($K$148-35)+$Y$29","v":0},{"$f":"($Y$29-1.077*$Y$29)/6*($L$148-35)+$Y$29","v":0},{"$f":"($Y$29-1.077*$Y$29)/6*($M$148-35)+$Y$29","v":0},{"$f":"($Y$29-1.077*$Y$29)/6*($N$148-35)+$Y$29","v":0},{"$f":"($Y$29-1.077*$Y$29)/6*($O$148-35)+$Y$29","v":0},{"$f":"($Y$29-1.077*$Y$29)/6*($P$148-35)+$Y$29","v":0},{"$f":"($Y$29-1.077*$Y$29)/6*($Q$148-35)+$Y$29","v":0},{"$f":"($Y$29-1.077*$Y$29)/6*($R$148-35)+$Y$29","v":0},{"$f":"($Y$29-1.077*$Y$29)/6*($S$148-35)+$Y$29","v":0},{"$f":"($Y$29-1.077*$Y$29)/6*($T$148-35)+$Y$29","v":0},{"$f":"($Y$29-1.077*$Y$29)/6*($U$148-35)+$Y$29","v":0},{"$f":"($Y$29-1.077*$Y$29)/6*($V$148-35)+$Y$29","v":0},{"$f":"($Y$29-1.077*$Y$29)/6*($W$148-35)+$Y$29","v":0},{"$f":"($Y$29-1.077*$Y$29)/6*($X$148-35)+$Y$29","v":0},{"$f":"($Y$29-1.077*$Y$29)/6*($Y$148-35)+$Y$29","v":0},{"$f":"($Y$29-1.077*$Y$29)/6*($Z$148-35)+$Y$29","v":0},{"$f":"($Y$29-1.077*$Y$29)/6*($AA$148-35)+$Y$29","v":0},{"$f":"($Y$29-1.077*$Y$29)/6*($AB$148-35)+$Y$29","v":0},{"$f":"($Y$29-1.077*$Y$29)/6*($AC$148-35)+$Y$29","v":0},{"$f":"($Y$29-1.077*$Y$29)/6*($AD$148-35)+$Y$29","v":0},{"$f":"($Y$29-1.077*$Y$29)/6*($AE$148-35)+$Y$29","v":0},{"$f":"($Y$29-1.077*$Y$29)/6*($AF$148-35)+$Y$29","v":0},{"$f":"($Y$29-1.077*$Y$29)/6*($AG$148-35)+$Y$29","v":0},{"$f":"($Y$29-1.077*$Y$29)/6*($AH$148-35)+$Y$29","v":0},{"$f":"($Y$29-1.077*$Y$29)/6*($AI$148-35)+$Y$29","v":0},{"$f":"($Y$29-1.077*$Y$29)/6*($AJ$148-35)+$Y$29","v":0},{"$f":"($Y$29-1.077*$Y$29)/6*($AK$148-35)+$Y$29","v":0},{"$f":"($Y$29-1.077*$Y$29)/6*($AL$148-35)+$Y$29","v":0},{"$f":"($Y$29-1.077*$Y$29)/6*($AM$148-35)+$Y$29","v":0},{"$f":"($Y$29-1.077*$Y$29)/6*($AN$148-35)+$Y$29","v":0},{"$f":"($Y$29-1.077*$Y$29)/6*($AO$148-35)+$Y$29","v":0},{"$f":"($Y$29-1.077*$Y$29)/6*($AP$148-35)+$Y$29","v":0},{"$f":"($Y$29-1.077*$Y$29)/6*($AQ$148-35)+$Y$29","v":0},{"$f":"($Y$29-1.077*$Y$29)/6*($AR$148-35)+$Y$29","v":0},{"$f":"($Y$29-1.077*$Y$29)/6*($AS$148-35)+$Y$29","v":0},"冷房能力","Φc"]
[null,null,"冷房消費電力",{"$f":"($Y$30-0.914*$Y$30)/6*($D$148-35)+$Y$30","v":0},{"$f":"($Y$30-0.914*$Y$30)/6*($E$148-35)+$Y$30","v":0},{"$f":"($Y$30-0.914*$Y$30)/6*($F$148-35)+$Y$30","v":0},{"$f":"($Y$30-0.914*$Y$30)/6*($G$148-35)+$Y$30","v":0},{"$f":"($Y$30-0.914*$Y$30)/6*($H$148-35)+$Y$30","v":0},{"$f":"($Y$30-0.914*$Y$30)/6*($I$148-35)+$Y$30","v":0},{"$f":"($Y$30-0.914*$Y$30)/6*($J$148-35)+$Y$30","v":0},{"$f":"($Y$30-0.914*$Y$30)/6*($K$148-35)+$Y$30","v":0},{"$f":"($Y$30-0.914*$Y$30)/6*($L$148-35)+$Y$30","v":0},{"$f":"($Y$30-0.914*$Y$30)/6*($M$148-35)+$Y$30","v":0},{"$f":"($Y$30-0.914*$Y$30)/6*($N$148-35)+$Y$30","v":0},{"$f":"($Y$30-0.914*$Y$30)/6*($O$148-35)+$Y$30","v":0},{"$f":"($Y$30-0.914*$Y$30)/6*($P$148-35)+$Y$30","v":0},{"$f":"($Y$30-0.914*$Y$30)/6*($Q$148-35)+$Y$30","v":0},{"$f":"($Y$30-0.914*$Y$30)/6*($R$148-35)+$Y$30","v":0},{"$f":"($Y$30-0.914*$Y$30)/6*($S$148-35)+$Y$30","v":0},{"$f":"($Y$30-0.914*$Y$30)/6*($T$148-35)+$Y$30","v":0},{"$f":"($Y$30-0.914*$Y$30)/6*($U$148-35)+$Y$30","v":0},{"$f":"($Y$30-0.914*$Y$30)/6*($V$148-35)+$Y$30","v":0},{"$f":"($Y$30-0.914*$Y$30)/6*($W$148-35)+$Y$30","v":0},{"$f":"($Y$30-0.914*$Y$30)/6*($X$148-35)+$Y$30","v":0},{"$f":"($Y$30-0.914*$Y$30)/6*($Y$148-35)+$Y$30","v":0},{"$f":"($Y$30-0.914*$Y$30)/6*($Z$148-35)+$Y$30","v":0},{"$f":"($Y$30-0.914*$Y$30)/6*($AA$148-35)+$Y$30","v":0},{"$f":"($Y$30-0.914*$Y$30)/6*($AB$148-35)+$Y$30","v":0},{"$f":"($Y$30-0.914*$Y$30)/6*($AC$148-35)+$Y$30","v":0},{"$f":"($Y$30-0.914*$Y$30)/6*($AD$148-35)+$Y$30","v":0},{"$f":"($Y$30-0.914*$Y$30)/6*($AE$148-35)+$Y$30","v":0},{"$f":"($Y$30-0.914*$Y$30)/6*($AF$148-35)+$Y$30","v":0},{"$f":"($Y$30-0.914*$Y$30)/6*($AG$148-35)+$Y$30","v":0},{"$f":"($Y$30-0.914*$Y$30)/6*($AH$148-35)+$Y$30","v":0},{"$f":"($Y$30-0.914*$Y$30)/6*($AI$148-35)+$Y$30","v":0},{"$f":"($Y$30-0.914*$Y$30)/6*($AJ$148-35)+$Y$30","v":0},{"$f":"($Y$30-0.914*$Y$30)/6*($AK$148-35)+$Y$30","v":0},{"$f":"($Y$30-0.914*$Y$30)/6*($AL$148-35)+$Y$30","v":0},{"$f":"($Y$30-0.914*$Y$30)/6*($AM$148-35)+$Y$30","v":0},{"$f":"($Y$30-0.914*$Y$30)/6*($AN$148-35)+$Y$30","v":0},{"$f":"($Y$30-0.914*$Y$30)/6*($AO$148-35)+$Y$30","v":0},{"$f":"($Y$30-0.914*$Y$30)/6*($AP$148-35)+$Y$30","v":0},{"$f":"($Y$30-0.914*$Y$30)/6*($AQ$148-35)+$Y$30","v":0},{"$f":"($Y$30-0.914*$Y$30)/6*($AR$148-35)+$Y$30","v":0},{"$f":"($Y$30-0.914*$Y$30)/6*($AS$148-35)+$Y$30","v":0},"冷房消費電力","Pc"]
[null,null,"冷房COP",{"$f":"D$213/D$214","v":{"$error":"#DIV/0!"}},{"$f":"E$213/E$214","v":{"$error":"#DIV/0!"}},{"$error":"#DIV/0!"},{"$error":"#DIV/0!"},{"$error":"#DIV/0!"},{"$error":"#DIV/0!"},{"$error":"#DIV/0!"},{"$error":"#DIV/0!"},{"$error":"#DIV/0!"},{"$error":"#DIV/0!"},{"$error":"#DIV/0!"},{"$error":"#DIV/0!"},{"$error":"#DIV/0!"},{"$error":"#DIV/0!"},{"$error":"#DIV/0!"},{"$error":"#DIV/0!"},{"$error":"#DIV/0!"},{"$error":"#DIV/0!"},{"$error":"#DIV/0!"},{"$error":"#DIV/0!"},{"$error":"#DIV/0!"},{"$error":"#DIV/0!"},{"$error":"#DIV/0!"},{"$error":"#DIV/0!"},{"$error":"#DIV/0!"},{"$error":"#DIV/0!"},{"$error":"#DIV/0!"},{"$error":"#DIV/0!"},{"$error":"#DIV/0!"},{"$error":"#DIV/0!"},{"$error":"#DIV/0!"},{"$error":"#DIV/0!"},{"$error":"#DIV/0!"},{"$error":"#DIV/0!"},{"$error":"#DIV/0!"},{"$error":"#DIV/0!"},{"$error":"#DIV/0!"},{"$error":"#DIV/0!"},{"$error":"#DIV/0!"},{"$error":"#DIV/0!"},{"$error":"#DIV/0!"},{"$error":"#DIV/0!"},"冷房COP","σc"]
[null,null,"冷房COP比",{"$f":"D$215/$AS$215","v":{"$error":"#DIV/0!"}},{"$error":"#DIV/0!"},{"$error":"#DIV/0!"},{"$error":"#DIV/0!"},{"$error":"#DIV/0!"},{"$error":"#DIV/0!"},{"$error":"#DIV/0!"},{"$error":"#DIV/0!"},{"$error":"#DIV/0!"},{"$error":"#DIV/0!"},{"$error":"#DIV/0!"},{"$error":"#DIV/0!"},{"$error":"#DIV/0!"},{"$error":"#DIV/0!"},{"$error":"#DIV/0!"},{"$error":"#DIV/0!"},{"$error":"#DIV/0!"},{"$error":"#DIV/0!"},{"$error":"#DIV/0!"},{"$error":"#DIV/0!"},{"$error":"#DIV/0!"},{"$error":"#DIV/0!"},{"$error":"#DIV/0!"},{"$error":"#DIV/0!"},{"$error":"#DIV/0!"},{"$error":"#DIV/0!"},{"$error":"#DIV/0!"},{"$error":"#DIV/0!"},{"$error":"#DIV/0!"},{"$error":"#DIV/0!"},{"$error":"#DIV/0!"},{"$error":"#DIV/0!"},{"$error":"#DIV/0!"},{"$error":"#DIV/0!"},{"$error":"#DIV/0!"},{"$error":"#DIV/0!"},{"$error":"#DIV/0!"},{"$error":"#DIV/0!"},{"$error":"#DIV/0!"},{"$error":"#DIV/0!"},{"$error":"#DIV/0!"},{"$error":"#DIV/0!"},"冷房COP比","βc"]
[null,null,"Σ",{"$f":"D$161*D$212","v":{"$error":"#DIV/0!"}},{"$f":"E$161*E$212","v":{"$error":"#DIV/0!"}},{"$error":"#DIV/0!"},{"$f":"G$161*G$212","v":{"$error":"#DIV/0!"}},{"$error":"#DIV/0!"},{"$error":"#DIV/0!"},{"$error":"#DIV/0!"},{"$error":"#DIV/0!"},{"$error":"#DIV/0!"},{"$error":"#DIV/0!"},{"$error":"#DIV/0!"},{"$error":"#DIV/0!"},{"$error":"#DIV/0!"},{"$error":"#DIV/0!"},{"$error":"#DIV/0!"},{"$error":"#DIV/0!"},{"$error":"#DIV/0!"},{"$error":"#DIV/0!"},{"$error":"#DIV/0!"},{"$error":"#DIV/0!"},{"$error":"#DIV/0!"},{"$error":"#DIV/0!"},{"$error":"#DIV/0!"},{"$error":"#DIV/0!"},{"$error":"#DIV/0!"},{"$error":"#DIV/0!"},{"$error":"#DIV/0!"},{"$error":"#DIV/0!"},{"$error":"#DIV/0!"},{"$error":"#DIV/0!"},{"$error":"#DIV/0!"},{"$error":"#DIV/0!"},{"$error":"#DIV/0!"},{"$error":"#DIV/0!"},{"$error":"#DIV/0!"},{"$error":"#DIV/0!"},{"$error":"#DIV/0!"},{"$error":"#DIV/0!"},{"$error":"#DIV/0!"},{"$error":"#DIV/0!"},{"$error":"#DIV/0!"},{"$error":"#DIV/0!"},{"$f":"SUM($D$217:$AS$217)","v":{"$error":"#DIV/0!"}},"Σ"]
[null,"前10","冷房時消費電力比",{"$f":"$D$162/$D222","v":{"$error":"#DIV/0!"}},{"$f":"$E$162/$E222","v":{"$error":"#DIV/0!"}},{"$f":"$F$162/$F222","v":{"$error":"#DIV/0!"}},{"$f":"$G$162/$G222","v":{"$error":"#DIV/0!"}},{"$f":"$H$162/$H222","v":{"$error":"#DIV/0!"}},{"$f":"$I$162/$I222","v":{"$error":"#DIV/0!"}},{"$f":"$J$162/$J222","v":{"$error":"#DIV/0!"}},{"$f":"$K$162/$K222","v":{"$error":"#DIV/0!"}},{"$f":"$L$162/$L222","v":{"$error":"#DIV/0!"}},{"$f":"$M$162/$M222","v":{"$error":"#DIV/0!"}},{"$f":"$N$162/$N222","v":{"$error":"#DIV/0!"}},{"$f":"$O$162/$O222","v":{"$error":"#DIV/0!"}},{"$f":"$P$162/$P222","v":{"$error":"#DIV/0!"}},{"$f":"$Q$162/$Q222","v":{"$error":"#DIV/0!"}},{"$f":"$R$162/$R222","v":{"$error":"#DIV/0!"}},{"$f":"$S$162/$S222","v":{"$error":"#DIV/0!"}},{"$f":"$T$162/$T222","v":{"$error":"#DIV/0!"}},{"$f":"$U$162/$U222","v":{"$error":"#DIV/0!"}},{"$f":"$V$162/$V222","v":{"$error":"#DIV/0!"}},{"$f":"$W$162/$W222","v":{"$error":"#DIV/0!"}},{"$f":"$X$162/$X222","v":{"$error":"#DIV/0!"}},{"$f":"$Y$162/$Y222","v":{"$error":"#DIV/0!"}},{"$f":"$Z$162/$Z222","v":{"$error":"#DIV/0!"}},{"$f":"$AA$162/$AA222","v":{"$error":"#DIV/0!"}},{"$f":"$AB$162/$AB222","v":{"$error":"#DIV/0!"}},{"$f":"$AC$162/$AC222","v":{"$error":"#DIV/0!"}},{"$f":"$AD$162/$AD222","v":{"$error":"#DIV/0!"}},{"$f":"$AE$162/$AE222","v":{"$error":"#DIV/0!"}},{"$f":"$AF$162/$AF222","v":{"$error":"#DIV/0!"}},{"$f":"$AG$162/$AG222","v":{"$error":"#DIV/0!"}},{"$f":"$AH$162/$AH222","v":{"$error":"#DIV/0!"}},{"$f":"$AI$162/$AI222","v":{"$error":"#DIV/0!"}},{"$f":"$AJ$162/$AJ222","v":{"$error":"#DIV/0!"}},{"$f":"$AK$162/$AK222","v":{"$error":"#DIV/0!"}},{"$f":"$AL$162/$AL222","v":{"$error":"#DIV/0!"}},{"$f":"$AM$162/$AM222","v":{"$error":"#DIV/0!"}},{"$f":"$AN$162/$AN222","v":{"$error":"#DIV/0!"}},{"$f":"$AO$162/$AO222","v":{"$error":"#DIV/0!"}},{"$f":"$AP$162/$AP222","v":{"$error":"#DIV/0!"}},{"$f":"$AQ$162/$AQ222","v":{"$error":"#DIV/0!"}},{"$f":"$AR$162/$AR222","v":{"$error":"#DIV/0!"}},{"$f":"$AS$162/$AS222","v":{"$error":"#DIV/0!"}},"冷房時消費電力比","εc"]
[null,null,"冷房能力",{"$f":"($Z$29-1.077*$Z$29)/6*($D$148-35)+$Z$29","v":0},{"$f":"($Z$29-1.077*$Z$29)/6*($E$148-35)+$Z$29","v":0},{"$f":"($Z$29-1.077*$Z$29)/6*($F$148-35)+$Z$29","v":0},{"$f":"($Z$29-1.077*$Z$29)/6*($G$148-35)+$Z$29","v":0},{"$f":"($Z$29-1.077*$Z$29)/6*($H$148-35)+$Z$29","v":0},{"$f":"($Z$29-1.077*$Z$29)/6*($I$148-35)+$Z$29","v":0},{"$f":"($Z$29-1.077*$Z$29)/6*($J$148-35)+$Z$29","v":0},{"$f":"($Z$29-1.077*$Z$29)/6*($K$148-35)+$Z$29","v":0},{"$f":"($Z$29-1.077*$Z$29)/6*($L$148-35)+$Z$29","v":0},{"$f":"($Z$29-1.077*$Z$29)/6*($M$148-35)+$Z$29","v":0},{"$f":"($Z$29-1.077*$Z$29)/6*($N$148-35)+$Z$29","v":0},{"$f":"($Z$29-1.077*$Z$29)/6*($O$148-35)+$Z$29","v":0},{"$f":"($Z$29-1.077*$Z$29)/6*($P$148-35)+$Z$29","v":0},{"$f":"($Z$29-1.077*$Z$29)/6*($Q$148-35)+$Z$29","v":0},{"$f":"($Z$29-1.077*$Z$29)/6*($R$148-35)+$Z$29","v":0},{"$f":"($Z$29-1.077*$Z$29)/6*($S$148-35)+$Z$29","v":0},{"$f":"($Z$29-1.077*$Z$29)/6*($T$148-35)+$Z$29","v":0},{"$f":"($Z$29-1.077*$Z$29)/6*($U$148-35)+$Z$29","v":0},{"$f":"($Z$29-1.077*$Z$29)/6*($V$148-35)+$Z$29","v":0},{"$f":"($Z$29-1.077*$Z$29)/6*($W$148-35)+$Z$29","v":0},{"$f":"($Z$29-1.077*$Z$29)/6*($X$148-35)+$Z$29","v":0},{"$f":"($Z$29-1.077*$Z$29)/6*($Y$148-35)+$Z$29","v":0},{"$f":"($Z$29-1.077*$Z$29)/6*($Z$148-35)+$Z$29","v":0},{"$f":"($Z$29-1.077*$Z$29)/6*($AA$148-35)+$Z$29","v":0},{"$f":"($Z$29-1.077*$Z$29)/6*($AB$148-35)+$Z$29","v":0},{"$f":"($Z$29-1.077*$Z$29)/6*($AC$148-35)+$Z$29","v":0},{"$f":"($Z$29-1.077*$Z$29)/6*($AD$148-35)+$Z$29","v":0},{"$f":"($Z$29-1.077*$Z$29)/6*($AE$148-35)+$Z$29","v":0},{"$f":"($Z$29-1.077*$Z$29)/6*($AF$148-35)+$Z$29","v":0},{"$f":"($Z$29-1.077*$Z$29)/6*($AG$148-35)+$Z$29","v":0},{"$f":"($Z$29-1.077*$Z$29)/6*($AH$148-35)+$Z$29","v":0},{"$f":"($Z$29-1.077*$Z$29)/6*($AI$148-35)+$Z$29","v":0},{"$f":"($Z$29-1.077*$Z$29)/6*($AJ$148-35)+$Z$29","v":0},{"$f":"($Z$29-1.077*$Z$29)/6*($AK$148-35)+$Z$29","v":0},{"$f":"($Z$29-1.077*$Z$29)/6*($AL$148-35)+$Z$29","v":0},{"$f":"($Z$29-1.077*$Z$29)/6*($AM$148-35)+$Z$29","v":0},{"$f":"($Z$29-1.077*$Z$29)/6*($AN$148-35)+$Z$29","v":0},{"$f":"($Z$29-1.077*$Z$29)/6*($AO$148-35)+$Z$29","v":0},{"$f":"($Z$29-1.077*$Z$29)/6*($AP$148-35)+$Z$29","v":0},{"$f":"($Z$29-1.077*$Z$29)/6*($AQ$148-35)+$Z$29","v":0},{"$f":"($Z$29-1.077*$Z$29)/6*($AR$148-35)+$Z$29","v":0},{"$f":"($Z$29-1.077*$Z$29)/6*($AS$148-35)+$Z$29","v":0},"冷房能力","Φc"]
[null,null,"冷房消費電力",{"$f":"($Z$30-0.914*$Z$30)/6*($D$148-35)+$Z$30","v":0},{"$f":"($Z$30-0.914*$Z$30)/6*($E$148-35)+$Z$30","v":0},{"$f":"($Z$30-0.914*$Z$30)/6*($F$148-35)+$Z$30","v":0},{"$f":"($Z$30-0.914*$Z$30)/6*($G$148-35)+$Z$30","v":0},{"$f":"($Z$30-0.914*$Z$30)/6*($H$148-35)+$Z$30","v":0},{"$f":"($Z$30-0.914*$Z$30)/6*($I$148-35)+$Z$30","v":0},{"$f":"($Z$30-0.914*$Z$30)/6*($J$148-35)+$Z$30","v":0},{"$f":"($Z$30-0.914*$Z$30)/6*($K$148-35)+$Z$30","v":0},{"$f":"($Z$30-0.914*$Z$30)/6*($L$148-35)+$Z$30","v":0},{"$f":"($Z$30-0.914*$Z$30)/6*($M$148-35)+$Z$30","v":0},{"$f":"($Z$30-0.914*$Z$30)/6*($N$148-35)+$Z$30","v":0},{"$f":"($Z$30-0.914*$Z$30)/6*($O$148-35)+$Z$30","v":0},{"$f":"($Z$30-0.914*$Z$30)/6*($P$148-35)+$Z$30","v":0},{"$f":"($Z$30-0.914*$Z$30)/6*($Q$148-35)+$Z$30","v":0},{"$f":"($Z$30-0.914*$Z$30)/6*($R$148-35)+$Z$30","v":0},{"$f":"($Z$30-0.914*$Z$30)/6*($S$148-35)+$Z$30","v":0},{"$f":"($Z$30-0.914*$Z$30)/6*($T$148-35)+$Z$30","v":0},{"$f":"($Z$30-0.914*$Z$30)/6*($U$148-35)+$Z$30","v":0},{"$f":"($Z$30-0.914*$Z$30)/6*($V$148-35)+$Z$30","v":0},{"$f":"($Z$30-0.914*$Z$30)/6*($W$148-35)+$Z$30","v":0},{"$f":"($Z$30-0.914*$Z$30)/6*($X$148-35)+$Z$30","v":0},{"$f":"($Z$30-0.914*$Z$30)/6*($Y$148-35)+$Z$30","v":0},{"$f":"($Z$30-0.914*$Z$30)/6*($Z$148-35)+$Z$30","v":0},{"$f":"($Z$30-0.914*$Z$30)/6*($AA$148-35)+$Z$30","v":0},{"$f":"($Z$30-0.914*$Z$30)/6*($AB$148-35)+$Z$30","v":0},{"$f":"($Z$30-0.914*$Z$30)/6*($AC$148-35)+$Z$30","v":0},{"$f":"($Z$30-0.914*$Z$30)/6*($AD$148-35)+$Z$30","v":0},{"$f":"($Z$30-0.914*$Z$30)/6*($AE$148-35)+$Z$30","v":0},{"$f":"($Z$30-0.914*$Z$30)/6*($AF$148-35)+$Z$30","v":0},{"$f":"($Z$30-0.914*$Z$30)/6*($AG$148-35)+$Z$30","v":0},{"$f":"($Z$30-0.914*$Z$30)/6*($AH$148-35)+$Z$30","v":0},{"$f":"($Z$30-0.914*$Z$30)/6*($AI$148-35)+$Z$30","v":0},{"$f":"($Z$30-0.914*$Z$30)/6*($AJ$148-35)+$Z$30","v":0},{"$f":"($Z$30-0.914*$Z$30)/6*($AK$148-35)+$Z$30","v":0},{"$f":"($Z$30-0.914*$Z$30)/6*($AL$148-35)+$Z$30","v":0},{"$f":"($Z$30-0.914*$Z$30)/6*($AM$148-35)+$Z$30","v":0},{"$f":"($Z$30-0.914*$Z$30)/6*($AN$148-35)+$Z$30","v":0},{"$f":"($Z$30-0.914*$Z$30)/6*($AO$148-35)+$Z$30","v":0},{"$f":"($Z$30-0.914*$Z$30)/6*($AP$148-35)+$Z$30","v":0},{"$f":"($Z$30-0.914*$Z$30)/6*($AQ$148-35)+$Z$30","v":0},{"$f":"($Z$30-0.914*$Z$30)/6*($AR$148-35)+$Z$30","v":0},{"$f":"($Z$30-0.914*$Z$30)/6*($AS$148-35)+$Z$30","v":0},"冷房消費電力","Pc"]
[null,null,"冷房COP",{"$f":"D$219/D$220","v":{"$error":"#DIV/0!"}},{"$f":"E$219/E$220","v":{"$error":"#DIV/0!"}},{"$error":"#DIV/0!"},{"$error":"#DIV/0!"},{"$error":"#DIV/0!"},{"$error":"#DIV/0!"},{"$error":"#DIV/0!"},{"$error":"#DIV/0!"},{"$error":"#DIV/0!"},{"$error":"#DIV/0!"},{"$error":"#DIV/0!"},{"$error":"#DIV/0!"},{"$error":"#DIV/0!"},{"$error":"#DIV/0!"},{"$error":"#DIV/0!"},{"$error":"#DIV/0!"},{"$error":"#DIV/0!"},{"$error":"#DIV/0!"},{"$error":"#DIV/0!"},{"$error":"#DIV/0!"},{"$error":"#DIV/0!"},{"$error":"#DIV/0!"},{"$error":"#DIV/0!"},{"$error":"#DIV/0!"},{"$error":"#DIV/0!"},{"$error":"#DIV/0!"},{"$error":"#DIV/0!"},{"$error":"#DIV/0!"},{"$error":"#DIV/0!"},{"$error":"#DIV/0!"},{"$error":"#DIV/0!"},{"$error":"#DIV/0!"},{"$error":"#DIV/0!"},{"$error":"#DIV/0!"},{"$error":"#DIV/0!"},{"$error":"#DIV/0!"},{"$error":"#DIV/0!"},{"$error":"#DIV/0!"},{"$error":"#DIV/0!"},{"$error":"#DIV/0!"},{"$error":"#DIV/0!"},{"$error":"#DIV/0!"},"冷房COP","σc"]
[null,null,"冷房COP比",{"$f":"D$221/$AS$221","v":{"$error":"#DIV/0!"}},{"$error":"#DIV/0!"},{"$error":"#DIV/0!"},{"$error":"#DIV/0!"},{"$error":"#DIV/0!"},{"$error":"#DIV/0!"},{"$error":"#DIV/0!"},{"$error":"#DIV/0!"},{"$error":"#DIV/0!"},{"$error":"#DIV/0!"},{"$error":"#DIV/0!"},{"$error":"#DIV/0!"},{"$error":"#DIV/0!"},{"$error":"#DIV/0!"},{"$error":"#DIV/0!"},{"$error":"#DIV/0!"},{"$error":"#DIV/0!"},{"$error":"#DIV/0!"},{"$error":"#DIV/0!"},{"$error":"#DIV/0!"},{"$error":"#DIV/0!"},{"$error":"#DIV/0!"},{"$error":"#DIV/0!"},{"$error":"#DIV/0!"},{"$error":"#DIV/0!"},{"$error":"#DIV/0!"},{"$error":"#DIV/0!"},{"$error":"#DIV/0!"},{"$error":"#DIV/0!"},{"$error":"#DIV/0!"},{"$error":"#DIV/0!"},{"$error":"#DIV/0!"},{"$error":"#DIV/0!"},{"$error":"#DIV/0!"},{"$error":"#DIV/0!"},{"$error":"#DIV/0!"},{"$error":"#DIV/0!"},{"$error":"#DIV/0!"},{"$error":"#DIV/0!"},{"$error":"#DIV/0!"},{"$error":"#DIV/0!"},{"$error":"#DIV/0!"},"冷房COP比","βc"]
[null,null,"Σ",{"$f":"D$161*D$218","v":{"$error":"#DIV/0!"}},{"$f":"E$161*E$218","v":{"$error":"#DIV/0!"}},{"$error":"#DIV/0!"},{"$f":"G$161*G$218","v":{"$error":"#DIV/0!"}},{"$error":"#DIV/0!"},{"$error":"#DIV/0!"},{"$error":"#DIV/0!"},{"$error":"#DIV/0!"},{"$error":"#DIV/0!"},{"$error":"#DIV/0!"},{"$error":"#DIV/0!"},{"$error":"#DIV/0!"},{"$error":"#DIV/0!"},{"$error":"#DIV/0!"},{"$error":"#DIV/0!"},{"$error":"#DIV/0!"},{"$error":"#DIV/0!"},{"$error":"#DIV/0!"},{"$error":"#DIV/0!"},{"$error":"#DIV/0!"},{"$error":"#DIV/0!"},{"$error":"#DIV/0!"},{"$error":"#DIV/0!"},{"$error":"#DIV/0!"},{"$error":"#DIV/0!"},{"$error":"#DIV/0!"},{"$error":"#DIV/0!"},{"$error":"#DIV/0!"},{"$error":"#DIV/0!"},{"$error":"#DIV/0!"},{"$error":"#DIV/0!"},{"$error":"#DIV/0!"},{"$error":"#DIV/0!"},{"$error":"#DIV/0!"},{"$error":"#DIV/0!"},{"$error":"#DIV/0!"},{"$error":"#DIV/0!"},{"$error":"#DIV/0!"},{"$error":"#DIV/0!"},{"$error":"#DIV/0!"},{"$error":"#DIV/0!"},{"$error":"#DIV/0!"},{"$f":"SUM($D$223:$AS$223)","v":{"$error":"#DIV/0!"}},"Σ"]
[]
[null,"後1","冷房時消費電力比",{"$f":"$D$162/$D229","v":{"$error":"#DIV/0!"}},{"$f":"$E$162/$E229","v":{"$error":"#DIV/0!"}},{"$f":"$F$162/$F229","v":{"$error":"#DIV/0!"}},{"$f":"$G$162/$G229","v":{"$error":"#DIV/0!"}},{"$f":"$H$162/$H229","v":{"$error":"#DIV/0!"}},{"$f":"$I$162/$I229","v":{"$error":"#DIV/0!"}},{"$f":"$J$162/$J229","v":{"$error":"#DIV/0!"}},{"$f":"$K$162/$K229","v":{"$error":"#DIV/0!"}},{"$f":"$L$162/$L229","v":{"$error":"#DIV/0!"}},{"$f":"$M$162/$M229","v":{"$error":"#DIV/0!"}},{"$f":"$N$162/$N229","v":{"$error":"#DIV/0!"}},{"$f":"$O$162/$O229","v":{"$error":"#DIV/0!"}},{"$f":"$P$162/$P229","v":{"$error":"#DIV/0!"}},{"$f":"$Q$162/$Q229","v":{"$error":"#DIV/0!"}},{"$f":"$R$162/$R229","v":{"$error":"#DIV/0!"}},{"$f":"$S$162/$S229","v":{"$error":"#DIV/0!"}},{"$f":"$T$162/$T229","v":{"$error":"#DIV/0!"}},{"$f":"$U$162/$U229","v":{"$error":"#DIV/0!"}},{"$f":"$V$162/$V229","v":{"$error":"#DIV/0!"}},{"$f":"$W$162/$W229","v":{"$error":"#DIV/0!"}},{"$f":"$X$162/$X229","v":{"$error":"#DIV/0!"}},{"$f":"$Y$162/$Y229","v":{"$error":"#DIV/0!"}},{"$f":"$Z$162/$Z229","v":{"$error":"#DIV/0!"}},{"$f":"$AA$162/$AA229","v":{"$error":"#DIV/0!"}},{"$f":"$AB$162/$AB229","v":{"$error":"#DIV/0!"}},{"$f":"$AC$162/$AC229","v":{"$error":"#DIV/0!"}},{"$f":"$AD$162/$AD229","v":{"$error":"#DIV/0!"}},{"$f":"$AE$162/$AE229","v":{"$error":"#DIV/0!"}},{"$f":"$AF$162/$AF229","v":{"$error":"#DIV/0!"}},{"$f":"$AG$162/$AG229","v":{"$error":"#DIV/0!"}},{"$f":"$AH$162/$AH229","v":{"$error":"#DIV/0!"}},{"$f":"$AI$162/$AI229","v":{"$error":"#DIV/0!"}},{"$f":"$AJ$162/$AJ229","v":{"$error":"#DIV/0!"}},{"$f":"$AK$162/$AK229","v":{"$error":"#DIV/0!"}},{"$f":"$AL$162/$AL229","v":{"$error":"#DIV/0!"}},{"$f":"$AM$162/$AM229","v":{"$error":"#DIV/0!"}},{"$f":"$AN$162/$AN229","v":{"$error":"#DIV/0!"}},{"$f":"$AO$162/$AO229","v":{"$error":"#DIV/0!"}},{"$f":"$AP$162/$AP229","v":{"$error":"#DIV/0!"}},{"$f":"$AQ$162/$AQ229","v":{"$error":"#DIV/0!"}},{"$f":"$AR$162/$AR229","v":{"$error":"#DIV/0!"}},{"$f":"$AS$162/$AS229","v":{"$error":"#DIV/0!"}},"冷房時消費電力比","εc"]
[null,null,"冷房能力",{"$f":"($Q$43-1.077*$Q$43)/6*($D$148-35)+$Q$43","v":0},{"$f":"($Q$43-1.077*$Q$43)/6*($E$148-35)+$Q$43","v":0},{"$f":"($Q$43-1.077*$Q$43)/6*($F$148-35)+$Q$43","v":0},{"$f":"($Q$43-1.077*$Q$43)/6*($G$148-35)+$Q$43","v":0},{"$f":"($Q$43-1.077*$Q$43)/6*($H$148-35)+$Q$43","v":0},{"$f":"($Q$43-1.077*$Q$43)/6*($I$148-35)+$Q$43","v":0},{"$f":"($Q$43-1.077*$Q$43)/6*($J$148-35)+$Q$43","v":0},{"$f":"($Q$43-1.077*$Q$43)/6*($K$148-35)+$Q$43","v":0},{"$f":"($Q$43-1.077*$Q$43)/6*($L$148-35)+$Q$43","v":0},{"$f":"($Q$43-1.077*$Q$43)/6*($M$148-35)+$Q$43","v":0},{"$f":"($Q$43-1.077*$Q$43)/6*($N$148-35)+$Q$43","v":0},{"$f":"($Q$43-1.077*$Q$43)/6*($O$148-35)+$Q$43","v":0},{"$f":"($Q$43-1.077*$Q$43)/6*($P$148-35)+$Q$43","v":0},{"$f":"($Q$43-1.077*$Q$43)/6*($Q$148-35)+$Q$43","v":0},{"$f":"($Q$43-1.077*$Q$43)/6*($R$148-35)+$Q$43","v":0},{"$f":"($Q$43-1.077*$Q$43)/6*($S$148-35)+$Q$43","v":0},{"$f":"($Q$43-1.077*$Q$43)/6*($T$148-35)+$Q$43","v":0},{"$f":"($Q$43-1.077*$Q$43)/6*($U$148-35)+$Q$43","v":0},{"$f":"($Q$43-1.077*$Q$43)/6*($V$148-35)+$Q$43","v":0},{"$f":"($Q$43-1.077*$Q$43)/6*($W$148-35)+$Q$43","v":0},{"$f":"($Q$43-1.077*$Q$43)/6*($X$148-35)+$Q$43","v":0},{"$f":"($Q$43-1.077*$Q$43)/6*($Y$148-35)+$Q$43","v":0},{"$f":"($Q$43-1.077*$Q$43)/6*($Z$148-35)+$Q$43","v":0},{"$f":"($Q$43-1.077*$Q$43)/6*($AA$148-35)+$Q$43","v":0},{"$f":"($Q$43-1.077*$Q$43)/6*($AB$148-35)+$Q$43","v":0},{"$f":"($Q$43-1.077*$Q$43)/6*($AC$148-35)+$Q$43","v":0},{"$f":"($Q$43-1.077*$Q$43)/6*($AD$148-35)+$Q$43","v":0},{"$f":"($Q$43-1.077*$Q$43)/6*($AE$148-35)+$Q$43","v":0},{"$f":"($Q$43-1.077*$Q$43)/6*($AF$148-35)+$Q$43","v":0},{"$f":"($Q$43-1.077*$Q$43)/6*($AG$148-35)+$Q$43","v":0},{"$f":"($Q$43-1.077*$Q$43)/6*($AH$148-35)+$Q$43","v":0},{"$f":"($Q$43-1.077*$Q$43)/6*($AI$148-35)+$Q$43","v":0},{"$f":"($Q$43-1.077*$Q$43)/6*($AJ$148-35)+$Q$43","v":0},{"$f":"($Q$43-1.077*$Q$43)/6*($AK$148-35)+$Q$43","v":0},{"$f":"($Q$43-1.077*$Q$43)/6*($AL$148-35)+$Q$43","v":0},{"$f":"($Q$43-1.077*$Q$43)/6*($AM$148-35)+$Q$43","v":0},{"$f":"($Q$43-1.077*$Q$43)/6*($AN$148-35)+$Q$43","v":0},{"$f":"($Q$43-1.077*$Q$43)/6*($AO$148-35)+$Q$43","v":0},{"$f":"($Q$43-1.077*$Q$43)/6*($AP$148-35)+$Q$43","v":0},{"$f":"($Q$43-1.077*$Q$43)/6*($AQ$148-35)+$Q$43","v":0},{"$f":"($Q$43-1.077*$Q$43)/6*($AR$148-35)+$Q$43","v":0},{"$f":"($Q$43-1.077*$Q$43)/6*($AS$148-35)+$Q$43","v":0},"冷房能力","Φc"]
[null,null,"冷房消費電力",{"$f":"($Q$44-0.914*$Q$44)/6*($D$148-35)+$Q$44","v":0},{"$f":"($Q$44-0.914*$Q$44)/6*($E$148-35)+$Q$44","v":0},{"$f":"($Q$44-0.914*$Q$44)/6*($F$148-35)+$Q$44","v":0},{"$f":"($Q$44-0.914*$Q$44)/6*($G$148-35)+$Q$44","v":0},{"$f":"($Q$44-0.914*$Q$44)/6*($H$148-35)+$Q$44","v":0},{"$f":"($Q$44-0.914*$Q$44)/6*($I$148-35)+$Q$44","v":0},{"$f":"($Q$44-0.914*$Q$44)/6*($J$148-35)+$Q$44","v":0},{"$f":"($Q$44-0.914*$Q$44)/6*($K$148-35)+$Q$44","v":0},{"$f":"($Q$44-0.914*$Q$44)/6*($L$148-35)+$Q$44","v":0},{"$f":"($Q$44-0.914*$Q$44)/6*($M$148-35)+$Q$44","v":0},{"$f":"($Q$44-0.914*$Q$44)/6*($N$148-35)+$Q$44","v":0},{"$f":"($Q$44-0.914*$Q$44)/6*($O$148-35)+$Q$44","v":0},{"$f":"($Q$44-0.914*$Q$44)/6*($P$148-35)+$Q$44","v":0},{"$f":"($Q$44-0.914*$Q$44)/6*($Q$148-35)+$Q$44","v":0},{"$f":"($Q$44-0.914*$Q$44)/6*($R$148-35)+$Q$44","v":0},{"$f":"($Q$44-0.914*$Q$44)/6*($S$148-35)+$Q$44","v":0},{"$f":"($Q$44-0.914*$Q$44)/6*($T$148-35)+$Q$44","v":0},{"$f":"($Q$44-0.914*$Q$44)/6*($U$148-35)+$Q$44","v":0},{"$f":"($Q$44-0.914*$Q$44)/6*($V$148-35)+$Q$44","v":0},{"$f":"($Q$44-0.914*$Q$44)/6*($W$148-35)+$Q$44","v":0},{"$f":"($Q$44-0.914*$Q$44)/6*($X$148-35)+$Q$44","v":0},{"$f":"($Q$44-0.914*$Q$44)/6*($Y$148-35)+$Q$44","v":0},{"$f":"($Q$44-0.914*$Q$44)/6*($Z$148-35)+$Q$44","v":0},{"$f":"($Q$44-0.914*$Q$44)/6*($AA$148-35)+$Q$44","v":0},{"$f":"($Q$44-0.914*$Q$44)/6*($AB$148-35)+$Q$44","v":0},{"$f":"($Q$44-0.914*$Q$44)/6*($AC$148-35)+$Q$44","v":0},{"$f":"($Q$44-0.914*$Q$44)/6*($AD$148-35)+$Q$44","v":0},{"$f":"($Q$44-0.914*$Q$44)/6*($AE$148-35)+$Q$44","v":0},{"$f":"($Q$44-0.914*$Q$44)/6*($AF$148-35)+$Q$44","v":0},{"$f":"($Q$44-0.914*$Q$44)/6*($AG$148-35)+$Q$44","v":0},{"$f":"($Q$44-0.914*$Q$44)/6*($AH$148-35)+$Q$44","v":0},{"$f":"($Q$44-0.914*$Q$44)/6*($AI$148-35)+$Q$44","v":0},{"$f":"($Q$44-0.914*$Q$44)/6*($AJ$148-35)+$Q$44","v":0},{"$f":"($Q$44-0.914*$Q$44)/6*($AK$148-35)+$Q$44","v":0},{"$f":"($Q$44-0.914*$Q$44)/6*($AL$148-35)+$Q$44","v":0},{"$f":"($Q$44-0.914*$Q$44)/6*($AM$148-35)+$Q$44","v":0},{"$f":"($Q$44-0.914*$Q$44)/6*($AN$148-35)+$Q$44","v":0},{"$f":"($Q$44-0.914*$Q$44)/6*($AO$148-35)+$Q$44","v":0},{"$f":"($Q$44-0.914*$Q$44)/6*($AP$148-35)+$Q$44","v":0},{"$f":"($Q$44-0.914*$Q$44)/6*($AQ$148-35)+$Q$44","v":0},{"$f":"($Q$44-0.914*$Q$44)/6*($AR$148-35)+$Q$44","v":0},{"$f":"($Q$44-0.914*$Q$44)/6*($AS$148-35)+$Q$44","v":0},"冷房消費電力","Pc"]
[null,null,"冷房COP",{"$f":"$D$226/$D$227","v":{"$error":"#DIV/0!"}},{"$f":"$E$226/$E$227","v":{"$error":"#DIV/0!"}},{"$f":"$F$226/$F$227","v":{"$error":"#DIV/0!"}},{"$f":"$G$226/$G$227","v":{"$error":"#DIV/0!"}},{"$f":"$H$226/$H$227","v":{"$error":"#DIV/0!"}},{"$f":"$I$226/$I$227","v":{"$error":"#DIV/0!"}},{"$f":"$J$226/$J$227","v":{"$error":"#DIV/0!"}},{"$f":"$K$226/$K$227","v":{"$error":"#DIV/0!"}},{"$f":"$L$226/$L$227","v":{"$error":"#DIV/0!"}},{"$f":"$M$226/$M$227","v":{"$error":"#DIV/0!"}},{"$f":"$N$226/$N$227","v":{"$error":"#DIV/0!"}},{"$f":"$O$226/$O$227","v":{"$error":"#DIV/0!"}},{"$f":"$P$226/$P$227","v":{"$error":"#DIV/0!"}},{"$f":"$Q$226/$Q$227","v":{"$error":"#DIV/0!"}},{"$f":"$R$226/$R$227","v":{"$error":"#DIV/0!"}},{"$f":"$S$226/$S$227","v":{"$error":"#DIV/0!"}},{"$f":"$T$226/$T$227","v":{"$error":"#DIV/0!"}},{"$f":"$U$226/$U$227","v":{"$error":"#DIV/0!"}},{"$f":"$V$226/$V$227","v":{"$error":"#DIV/0!"}},{"$f":"$W$226/$W$227","v":{"$error":"#DIV/0!"}},{"$f":"$X$226/$X$227","v":{"$error":"#DIV/0!"}},{"$f":"$Y$226/$Y$227","v":{"$error":"#DIV/0!"}},{"$f":"$Z$226/$Z$227","v":{"$error":"#DIV/0!"}},{"$f":"$AA$226/$AA$227","v":{"$error":"#DIV/0!"}},{"$f":"$AB$226/$AB$227","v":{"$error":"#DIV/0!"}},{"$f":"$AC$226/$AC$227","v":{"$error":"#DIV/0!"}},{"$f":"$AD$226/$AD$227","v":{"$error":"#DIV/0!"}},{"$f":"$AE$226/$AE$227","v":{"$error":"#DIV/0!"}},{"$f":"$AF$226/$AF$227","v":{"$error":"#DIV/0!"}},{"$f":"$AG$226/$AG$227","v":{"$error":"#DIV/0!"}},{"$f":"$AH$226/$AH$227","v":{"$error":"#DIV/0!"}},{"$f":"$AI$226/$AI$227","v":{"$error":"#DIV/0!"}},{"$f":"$AJ$226/$AJ$227","v":{"$error":"#DIV/0!"}},{"$f":"$AK$226/$AK$227","v":{"$error":"#DIV/0!"}},{"$f":"$AL$226/$AL$227","v":{"$error":"#DIV/0!"}},{"$f":"$AM$226/$AM$227","v":{"$error":"#DIV/0!"}},{"$f":"$AN$226/$AN$227","v":{"$error":"#DIV/0!"}},{"$f":"$AO$226/$AO$227","v":{"$error":"#DIV/0!"}},{"$f":"$AP$226/$AP$227","v":{"$error":"#DIV/0!"}},{"$f":"$AQ$226/$AQ$227","v":{"$error":"#DIV/0!"}},{"$f":"$AR$226/$AR$227","v":{"$error":"#DIV/0!"}},{"$f":"$AS$226/$AS$227","v":{"$error":"#DIV/0!"}},"冷房COP","σc"]
[null,null,"冷房COP比",{"$f":"$D$228/$AS$228","v":{"$error":"#DIV/0!"}},{"$f":"$E$228/$AS$228","v":{"$error":"#DIV/0!"}},{"$f":"$F$228/$AS$228","v":{"$error":"#DIV/0!"}},{"$f":"$G$228/$AS$228","v":{"$error":"#DIV/0!"}},{"$f":"$H$228/$AS$228","v":{"$error":"#DIV/0!"}},{"$f":"$I$228/$AS$228","v":{"$error":"#DIV/0!"}},{"$f":"$J$228/$AS$228","v":{"$error":"#DIV/0!"}},{"$f":"$K$228/$AS$228","v":{"$error":"#DIV/0!"}},{"$f":"$L$228/$AS$228","v":{"$error":"#DIV/0!"}},{"$f":"$M$228/$AS$228","v":{"$error":"#DIV/0!"}},{"$f":"$N$228/$AS$228","v":{"$error":"#DIV/0!"}},{"$f":"$O$228/$AS$228","v":{"$error":"#DIV/0!"}},{"$f":"$P$228/$AS$228","v":{"$error":"#DIV/0!"}},{"$f":"$Q$228/$AS$228","v":{"$error":"#DIV/0!"}},{"$f":"$R$228/$AS$228","v":{"$error":"#DIV/0!"}},{"$f":"$S$228/$AS$228","v":{"$error":"#DIV/0!"}},{"$f":"$T$228/$AS$228","v":{"$error":"#DIV/0!"}},{"$f":"$U$228/$AS$228","v":{"$error":"#DIV/0!"}},{"$f":"$V$228/$AS$228","v":{"$error":"#DIV/0!"}},{"$f":"$W$228/$AS$228","v":{"$error":"#DIV/0!"}},{"$f":"$X$228/$AS$228","v":{"$error":"#DIV/0!"}},{"$f":"$Y$228/$AS$228","v":{"$error":"#DIV/0!"}},{"$f":"$Z$228/$AS$228","v":{"$error":"#DIV/0!"}},{"$f":"$AA$228/$AS$228","v":{"$error":"#DIV/0!"}},{"$f":"$AB$228/$AS$228","v":{"$error":"#DIV/0!"}},{"$f":"$AC$228/$AS$228","v":{"$error":"#DIV/0!"}},{"$f":"$AD$228/$AS$228","v":{"$error":"#DIV/0!"}},{"$f":"$AE$228/$AS$228","v":{"$error":"#DIV/0!"}},{"$f":"$AF$228/$AS$228","v":{"$error":"#DIV/0!"}},{"$f":"$AG$228/$AS$228","v":{"$error":"#DIV/0!"}},{"$f":"$AH$228/$AS$228","v":{"$error":"#DIV/0!"}},{"$f":"$AI$228/$AS$228","v":{"$error":"#DIV/0!"}},{"$f":"$AJ$228/$AS$228","v":{"$error":"#DIV/0!"}},{"$f":"$AK$228/$AS$228","v":{"$error":"#DIV/0!"}},{"$f":"$AL$228/$AS$228","v":{"$error":"#DIV/0!"}},{"$f":"$AM$228/$AS$228","v":{"$error":"#DIV/0!"}},{"$f":"$AN$228/$AS$228","v":{"$error":"#DIV/0!"}},{"$f":"$AO$228/$AS$228","v":{"$error":"#DIV/0!"}},{"$f":"$AP$228/$AS$228","v":{"$error":"#DIV/0!"}},{"$f":"$AQ$228/$AS$228","v":{"$error":"#DIV/0!"}},{"$f":"$AR$228/$AS$228","v":{"$error":"#DIV/0!"}},{"$f":"$AS$228/$AS$228","v":{"$error":"#DIV/0!"}},"冷房COP比","βc"]
[null,null,"Σ",{"$f":"$D$161*$D$225","v":{"$error":"#DIV/0!"}},{"$f":"$E$161*$E$225","v":{"$error":"#DIV/0!"}},{"$f":"$F$161*$F$225","v":{"$error":"#DIV/0!"}},{"$f":"$G$161*$G$225","v":{"$error":"#DIV/0!"}},{"$f":"$H$161*$H$225","v":{"$error":"#DIV/0!"}},{"$f":"$I$161*$I$225","v":{"$error":"#DIV/0!"}},{"$f":"$J$161*$J$225","v":{"$error":"#DIV/0!"}},{"$f":"$K$161*$K$225","v":{"$error":"#DIV/0!"}},{"$f":"$L$161*$L$225","v":{"$error":"#DIV/0!"}},{"$f":"$M$161*$M$225","v":{"$error":"#DIV/0!"}},{"$f":"$N$161*$N$225","v":{"$error":"#DIV/0!"}},{"$f":"$O$161*$O$225","v":{"$error":"#DIV/0!"}},{"$f":"$P$161*$P$225","v":{"$error":"#DIV/0!"}},{"$f":"$Q$161*$Q$225","v":{"$error":"#DIV/0!"}},{"$f":"$R$161*$R$225","v":{"$error":"#DIV/0!"}},{"$f":"$S$161*$S$225","v":{"$error":"#DIV/0!"}},{"$f":"$T$161*$T$225","v":{"$error":"#DIV/0!"}},{"$f":"$U$161*$U$225","v":{"$error":"#DIV/0!"}},{"$f":"$V$161*$V$225","v":{"$error":"#DIV/0!"}},{"$f":"$W$161*$W$225","v":{"$error":"#DIV/0!"}},{"$f":"$X$161*$X$225","v":{"$error":"#DIV/0!"}},{"$f":"$Y$161*$Y$225","v":{"$error":"#DIV/0!"}},{"$f":"$Z$161*$Z$225","v":{"$error":"#DIV/0!"}},{"$f":"$AA$161*$AA$225","v":{"$error":"#DIV/0!"}},{"$f":"$AB$161*$AB$225","v":{"$error":"#DIV/0!"}},{"$f":"$AC$161*$AC$225","v":{"$error":"#DIV/0!"}},{"$f":"$AD$161*$AD$225","v":{"$error":"#DIV/0!"}},{"$f":"$AE$161*$AE$225","v":{"$error":"#DIV/0!"}},{"$f":"$AF$161*$AF$225","v":{"$error":"#DIV/0!"}},{"$f":"$AG$161*$AG$225","v":{"$error":"#DIV/0!"}},{"$f":"$AH$161*$AH$225","v":{"$error":"#DIV/0!"}},{"$f":"$AI$161*$AI$225","v":{"$error":"#DIV/0!"}},{"$f":"$AJ$161*$AJ$225","v":{"$error":"#DIV/0!"}},{"$f":"$AK$161*$AK$225","v":{"$error":"#DIV/0!"}},{"$f":"$AL$161*$AL$225","v":{"$error":"#DIV/0!"}},{"$f":"$AM$161*$AM$225","v":{"$error":"#DIV/0!"}},{"$f":"$AN$161*$AN$225","v":{"$error":"#DIV/0!"}},{"$f":"$AO$161*$AO$225","v":{"$error":"#DIV/0!"}},{"$f":"$AP$161*$AP$225","v":{"$error":"#DIV/0!"}},{"$f":"$AQ$161*$AQ$225","v":{"$error":"#DIV/0!"}},{"$f":"$AR$161*$AR$225","v":{"$error":"#DIV/0!"}},{"$f":"$AS$161*$AS$225","v":{"$error":"#DIV/0!"}},{"$f":"SUM($D$230:$AS$230)","v":{"$error":"#DIV/0!"}},"Σ"]
[null,"後2","冷房時消費電力比",{"$f":"$D$162/$D235","v":{"$error":"#DIV/0!"}},{"$f":"$E$162/$E235","v":{"$error":"#DIV/0!"}},{"$f":"$F$162/$F235","v":{"$error":"#DIV/0!"}},{"$f":"$G$162/$G235","v":{"$error":"#DIV/0!"}},{"$f":"$H$162/$H235","v":{"$error":"#DIV/0!"}},{"$f":"$I$162/$I235","v":{"$error":"#DIV/0!"}},{"$f":"$J$162/$J235","v":{"$error":"#DIV/0!"}},{"$f":"$K$162/$K235","v":{"$error":"#DIV/0!"}},{"$f":"$L$162/$L235","v":{"$error":"#DIV/0!"}},{"$f":"$M$162/$M235","v":{"$error":"#DIV/0!"}},{"$f":"$N$162/$N235","v":{"$error":"#DIV/0!"}},{"$f":"$O$162/$O235","v":{"$error":"#DIV/0!"}},{"$f":"$P$162/$P235","v":{"$error":"#DIV/0!"}},{"$f":"$Q$162/$Q235","v":{"$error":"#DIV/0!"}},{"$f":"$R$162/$R235","v":{"$error":"#DIV/0!"}},{"$f":"$S$162/$S235","v":{"$error":"#DIV/0!"}},{"$f":"$T$162/$T235","v":{"$error":"#DIV/0!"}},{"$f":"$U$162/$U235","v":{"$error":"#DIV/0!"}},{"$f":"$V$162/$V235","v":{"$error":"#DIV/0!"}},{"$f":"$W$162/$W235","v":{"$error":"#DIV/0!"}},{"$f":"$X$162/$X235","v":{"$error":"#DIV/0!"}},{"$f":"$Y$162/$Y235","v":{"$error":"#DIV/0!"}},{"$f":"$Z$162/$Z235","v":{"$error":"#DIV/0!"}},{"$f":"$AA$162/$AA235","v":{"$error":"#DIV/0!"}},{"$f":"$AB$162/$AB235","v":{"$error":"#DIV/0!"}},{"$f":"$AC$162/$AC235","v":{"$error":"#DIV/0!"}},{"$f":"$AD$162/$AD235","v":{"$error":"#DIV/0!"}},{"$f":"$AE$162/$AE235","v":{"$error":"#DIV/0!"}},{"$f":"$AF$162/$AF235","v":{"$error":"#DIV/0!"}},{"$f":"$AG$162/$AG235","v":{"$error":"#DIV/0!"}},{"$f":"$AH$162/$AH235","v":{"$error":"#DIV/0!"}},{"$f":"$AI$162/$AI235","v":{"$error":"#DIV/0!"}},{"$f":"$AJ$162/$AJ235","v":{"$error":"#DIV/0!"}},{"$f":"$AK$162/$AK235","v":{"$error":"#DIV/0!"}},{"$f":"$AL$162/$AL235","v":{"$error":"#DIV/0!"}},{"$f":"$AM$162/$AM235","v":{"$error":"#DIV/0!"}},{"$f":"$AN$162/$AN235","v":{"$error":"#DIV/0!"}},{"$f":"$AO$162/$AO235","v":{"$error":"#DIV/0!"}},{"$f":"$AP$162/$AP235","v":{"$error":"#DIV/0!"}},{"$f":"$AQ$162/$AQ235","v":{"$error":"#DIV/0!"}},{"$f":"$AR$162/$AR235","v":{"$error":"#DIV/0!"}},{"$f":"$AS$162/$AS235","v":{"$error":"#DIV/0!"}},"冷房時消費電力比","εc"]
[null,null,"冷房能力",{"$f":"($R$43-1.077*$R$43)/6*($D$148-35)+$R$43","v":0},{"$f":"($R$43-1.077*$R$43)/6*($E$148-35)+$R$43","v":0},{"$f":"($R$43-1.077*$R$43)/6*($F$148-35)+$R$43","v":0},{"$f":"($R$43-1.077*$R$43)/6*($G$148-35)+$R$43","v":0},{"$f":"($R$43-1.077*$R$43)/6*($H$148-35)+$R$43","v":0},{"$f":"($R$43-1.077*$R$43)/6*($I$148-35)+$R$43","v":0},{"$f":"($R$43-1.077*$R$43)/6*($J$148-35)+$R$43","v":0},{"$f":"($R$43-1.077*$R$43)/6*($K$148-35)+$R$43","v":0},{"$f":"($R$43-1.077*$R$43)/6*($L$148-35)+$R$43","v":0},{"$f":"($R$43-1.077*$R$43)/6*($M$148-35)+$R$43","v":0},{"$f":"($R$43-1.077*$R$43)/6*($N$148-35)+$R$43","v":0},{"$f":"($R$43-1.077*$R$43)/6*($O$148-35)+$R$43","v":0},{"$f":"($R$43-1.077*$R$43)/6*($P$148-35)+$R$43","v":0},{"$f":"($R$43-1.077*$R$43)/6*($Q$148-35)+$R$43","v":0},{"$f":"($R$43-1.077*$R$43)/6*($R$148-35)+$R$43","v":0},{"$f":"($R$43-1.077*$R$43)/6*($S$148-35)+$R$43","v":0},{"$f":"($R$43-1.077*$R$43)/6*($T$148-35)+$R$43","v":0},{"$f":"($R$43-1.077*$R$43)/6*($U$148-35)+$R$43","v":0},{"$f":"($R$43-1.077*$R$43)/6*($V$148-35)+$R$43","v":0},{"$f":"($R$43-1.077*$R$43)/6*($W$148-35)+$R$43","v":0},{"$f":"($R$43-1.077*$R$43)/6*($X$148-35)+$R$43","v":0},{"$f":"($R$43-1.077*$R$43)/6*($Y$148-35)+$R$43","v":0},{"$f":"($R$43-1.077*$R$43)/6*($Z$148-35)+$R$43","v":0},{"$f":"($R$43-1.077*$R$43)/6*($AA$148-35)+$R$43","v":0},{"$f":"($R$43-1.077*$R$43)/6*($AB$148-35)+$R$43","v":0},{"$f":"($R$43-1.077*$R$43)/6*($AC$148-35)+$R$43","v":0},{"$f":"($R$43-1.077*$R$43)/6*($AD$148-35)+$R$43","v":0},{"$f":"($R$43-1.077*$R$43)/6*($AE$148-35)+$R$43","v":0},{"$f":"($R$43-1.077*$R$43)/6*($AF$148-35)+$R$43","v":0},{"$f":"($R$43-1.077*$R$43)/6*($AG$148-35)+$R$43","v":0},{"$f":"($R$43-1.077*$R$43)/6*($AH$148-35)+$R$43","v":0},{"$f":"($R$43-1.077*$R$43)/6*($AI$148-35)+$R$43","v":0},{"$f":"($R$43-1.077*$R$43)/6*($AJ$148-35)+$R$43","v":0},{"$f":"($R$43-1.077*$R$43)/6*($AK$148-35)+$R$43","v":0},{"$f":"($R$43-1.077*$R$43)/6*($AL$148-35)+$R$43","v":0},{"$f":"($R$43-1.077*$R$43)/6*($AM$148-35)+$R$43","v":0},{"$f":"($R$43-1.077*$R$43)/6*($AN$148-35)+$R$43","v":0},{"$f":"($R$43-1.077*$R$43)/6*($AO$148-35)+$R$43","v":0},{"$f":"($R$43-1.077*$R$43)/6*($AP$148-35)+$R$43","v":0},{"$f":"($R$43-1.077*$R$43)/6*($AQ$148-35)+$R$43","v":0},{"$f":"($R$43-1.077*$R$43)/6*($AR$148-35)+$R$43","v":0},{"$f":"($R$43-1.077*$R$43)/6*($AS$148-35)+$R$43","v":0},"冷房能力","Φc"]
[null,null,"冷房消費電力",{"$f":"($R$44-0.914*$R$44)/6*($D$148-35)+$R$44","v":0},{"$f":"($R$44-0.914*$R$44)/6*($E$148-35)+$R$44","v":0},{"$f":"($R$44-0.914*$R$44)/6*($F$148-35)+$R$44","v":0},{"$f":"($R$44-0.914*$R$44)/6*($G$148-35)+$R$44","v":0},{"$f":"($R$44-0.914*$R$44)/6*($H$148-35)+$R$44","v":0},{"$f":"($R$44-0.914*$R$44)/6*($I$148-35)+$R$44","v":0},{"$f":"($R$44-0.914*$R$44)/6*($J$148-35)+$R$44","v":0},{"$f":"($R$44-0.914*$R$44)/6*($K$148-35)+$R$44","v":0},{"$f":"($R$44-0.914*$R$44)/6*($L$148-35)+$R$44","v":0},{"$f":"($R$44-0.914*$R$44)/6*($M$148-35)+$R$44","v":0},{"$f":"($R$44-0.914*$R$44)/6*($N$148-35)+$R$44","v":0},{"$f":"($R$44-0.914*$R$44)/6*($O$148-35)+$R$44","v":0},{"$f":"($R$44-0.914*$R$44)/6*($P$148-35)+$R$44","v":0},{"$f":"($R$44-0.914*$R$44)/6*($Q$148-35)+$R$44","v":0},{"$f":"($R$44-0.914*$R$44)/6*($R$148-35)+$R$44","v":0},{"$f":"($R$44-0.914*$R$44)/6*($S$148-35)+$R$44","v":0},{"$f":"($R$44-0.914*$R$44)/6*($T$148-35)+$R$44","v":0},{"$f":"($R$44-0.914*$R$44)/6*($U$148-35)+$R$44","v":0},{"$f":"($R$44-0.914*$R$44)/6*($V$148-35)+$R$44","v":0},{"$f":"($R$44-0.914*$R$44)/6*($W$148-35)+$R$44","v":0},{"$f":"($R$44-0.914*$R$44)/6*($X$148-35)+$R$44","v":0},{"$f":"($R$44-0.914*$R$44)/6*($Y$148-35)+$R$44","v":0},{"$f":"($R$44-0.914*$R$44)/6*($Z$148-35)+$R$44","v":0},{"$f":"($R$44-0.914*$R$44)/6*($AA$148-35)+$R$44","v":0},{"$f":"($R$44-0.914*$R$44)/6*($AB$148-35)+$R$44","v":0},{"$f":"($R$44-0.914*$R$44)/6*($AC$148-35)+$R$44","v":0},{"$f":"($R$44-0.914*$R$44)/6*($AD$148-35)+$R$44","v":0},{"$f":"($R$44-0.914*$R$44)/6*($AE$148-35)+$R$44","v":0},{"$f":"($R$44-0.914*$R$44)/6*($AF$148-35)+$R$44","v":0},{"$f":"($R$44-0.914*$R$44)/6*($AG$148-35)+$R$44","v":0},{"$f":"($R$44-0.914*$R$44)/6*($AH$148-35)+$R$44","v":0},{"$f":"($R$44-0.914*$R$44)/6*($AI$148-35)+$R$44","v":0},{"$f":"($R$44-0.914*$R$44)/6*($AJ$148-35)+$R$44","v":0},{"$f":"($R$44-0.914*$R$44)/6*($AK$148-35)+$R$44","v":0},{"$f":"($R$44-0.914*$R$44)/6*($AL$148-35)+$R$44","v":0},{"$f":"($R$44-0.914*$R$44)/6*($AM$148-35)+$R$44","v":0},{"$f":"($R$44-0.914*$R$44)/6*($AN$148-35)+$R$44","v":0},{"$f":"($R$44-0.914*$R$44)/6*($AO$148-35)+$R$44","v":0},{"$f":"($R$44-0.914*$R$44)/6*($AP$148-35)+$R$44","v":0},{"$f":"($R$44-0.914*$R$44)/6*($AQ$148-35)+$R$44","v":0},{"$f":"($R$44-0.914*$R$44)/6*($AR$148-35)+$R$44","v":0},{"$f":"($R$44-0.914*$R$44)/6*($AS$148-35)+$R$44","v":0},"冷房消費電力","Pc"]
[null,null,"冷房COP",{"$f":"D$232/D$233","v":{"$error":"#DIV/0!"}},{"$error":"#DIV/0!"},{"$error":"#DIV/0!"},{"$error":"#DIV/0!"},{"$error":"#DIV/0!"},{"$error":"#DIV/0!"},{"$error":"#DIV/0!"},{"$error":"#DIV/0!"},{"$error":"#DIV/0!"},{"$error":"#DIV/0!"},{"$error":"#DIV/0!"},{"$error":"#DIV/0!"},{"$error":"#DIV/0!"},{"$error":"#DIV/0!"},{"$error":"#DIV/0!"},{"$error":"#DIV/0!"},{"$error":"#DIV/0!"},{"$error":"#DIV/0!"},{"$error":"#DIV/0!"},{"$error":"#DIV/0!"},{"$error":"#DIV/0!"},{"$error":"#DIV/0!"},{"$error":"#DIV/0!"},{"$error":"#DIV/0!"},{"$error":"#DIV/0!"},{"$error":"#DIV/0!"},{"$error":"#DIV/0!"},{"$error":"#DIV/0!"},{"$error":"#DIV/0!"},{"$error":"#DIV/0!"},{"$error":"#DIV/0!"},{"$error":"#DIV/0!"},{"$error":"#DIV/0!"},{"$error":"#DIV/0!"},{"$error":"#DIV/0!"},{"$error":"#DIV/0!"},{"$error":"#DIV/0!"},{"$error":"#DIV/0!"},{"$error":"#DIV/0!"},{"$error":"#DIV/0!"},{"$error":"#DIV/0!"},{"$error":"#DIV/0!"},"冷房COP","σc"]
[null,null,"冷房COP比",{"$f":"D$234/$AS$234","v":{"$error":"#DIV/0!"}},{"$error":"#DIV/0!"},{"$error":"#DIV/0!"},{"$error":"#DIV/0!"},{"$error":"#DIV/0!"},{"$error":"#DIV/0!"},{"$error":"#DIV/0!"},{"$error":"#DIV/0!"},{"$error":"#DIV/0!"},{"$error":"#DIV/0!"},{"$error":"#DIV/0!"},{"$error":"#DIV/0!"},{"$error":"#DIV/0!"},{"$error":"#DIV/0!"},{"$error":"#DIV/0!"},{"$error":"#DIV/0!"},{"$error":"#DIV/0!"},{"$error":"#DIV/0!"},{"$error":"#DIV/0!"},{"$error":"#DIV/0!"},{"$error":"#DIV/0!"},{"$error":"#DIV/0!"},{"$error":"#DIV/0!"},{"$error":"#DIV/0!"},{"$error":"#DIV/0!"},{"$error":"#DIV/0!"},{"$error":"#DIV/0!"},{"$error":"#DIV/0!"},{"$error":"#DIV/0!"},{"$error":"#DIV/0!"},{"$error":"#DIV/0!"},{"$error":"#DIV/0!"},{"$error":"#DIV/0!"},{"$error":"#DIV/0!"},{"$error":"#DIV/0!"},{"$error":"#DIV/0!"},{"$error":"#DIV/0!"},{"$error":"#DIV/0!"},{"$error":"#DIV/0!"},{"$error":"#DIV/0!"},{"$error":"#DIV/0!"},{"$error":"#DIV/0!"},"冷房COP比","βc"]
[null,null,"Σ",{"$f":"D$161*D$231","v":{"$error":"#DIV/0!"}},{"$f":"E$161*E$231","v":{"$error":"#DIV/0!"}},{"$error":"#DIV/0!"},{"$error":"#DIV/0!"},{"$error":"#DIV/0!"},{"$error":"#DIV/0!"},{"$error":"#DIV/0!"},{"$error":"#DIV/0!"},{"$error":"#DIV/0!"},{"$error":"#DIV/0!"},{"$error":"#DIV/0!"},{"$error":"#DIV/0!"},{"$error":"#DIV/0!"},{"$error":"#DIV/0!"},{"$error":"#DIV/0!"},{"$error":"#DIV/0!"},{"$error":"#DIV/0!"},{"$error":"#DIV/0!"},{"$error":"#DIV/0!"},{"$error":"#DIV/0!"},{"$error":"#DIV/0!"},{"$error":"#DIV/0!"},{"$error":"#DIV/0!"},{"$error":"#DIV/0!"},{"$error":"#DIV/0!"},{"$error":"#DIV/0!"},{"$error":"#DIV/0!"},{"$error":"#DIV/0!"},{"$error":"#DIV/0!"},{"$error":"#DIV/0!"},{"$error":"#DIV/0!"},{"$error":"#DIV/0!"},{"$error":"#DIV/0!"},{"$error":"#DIV/0!"},{"$error":"#DIV/0!"},{"$error":"#DIV/0!"},{"$error":"#DIV/0!"},{"$error":"#DIV/0!"},{"$error":"#DIV/0!"},{"$error":"#DIV/0!"},{"$error":"#DIV/0!"},{"$error":"#DIV/0!"},{"$f":"SUM($D$236:$AS$236)","v":{"$error":"#DIV/0!"}},"Σ"]
[null,"後3","冷房時消費電力比",{"$f":"$D$162/$D241","v":{"$error":"#DIV/0!"}},{"$f":"$E$162/$E241","v":{"$error":"#DIV/0!"}},{"$f":"$F$162/$F241","v":{"$error":"#DIV/0!"}},{"$f":"$G$162/$G241","v":{"$error":"#DIV/0!"}},{"$f":"$H$162/$H241","v":{"$error":"#DIV/0!"}},{"$f":"$I$162/$I241","v":{"$error":"#DIV/0!"}},{"$f":"$J$162/$J241","v":{"$error":"#DIV/0!"}},{"$f":"$K$162/$K241","v":{"$error":"#DIV/0!"}},{"$f":"$L$162/$L241","v":{"$error":"#DIV/0!"}},{"$f":"$M$162/$M241","v":{"$error":"#DIV/0!"}},{"$f":"$N$162/$N241","v":{"$error":"#DIV/0!"}},{"$f":"$O$162/$O241","v":{"$error":"#DIV/0!"}},{"$f":"$P$162/$P241","v":{"$error":"#DIV/0!"}},{"$f":"$Q$162/$Q241","v":{"$error":"#DIV/0!"}},{"$f":"$R$162/$R241","v":{"$error":"#DIV/0!"}},{"$f":"$S$162/$S241","v":{"$error":"#DIV/0!"}},{"$f":"$T$162/$T241","v":{"$error":"#DIV/0!"}},{"$f":"$U$162/$U241","v":{"$error":"#DIV/0!"}},{"$f":"$V$162/$V241","v":{"$error":"#DIV/0!"}},{"$f":"$W$162/$W241","v":{"$error":"#DIV/0!"}},{"$f":"$X$162/$X241","v":{"$error":"#DIV/0!"}},{"$f":"$Y$162/$Y241","v":{"$error":"#DIV/0!"}},{"$f":"$Z$162/$Z241","v":{"$error":"#DIV/0!"}},{"$f":"$AA$162/$AA241","v":{"$error":"#DIV/0!"}},{"$f":"$AB$162/$AB241","v":{"$error":"#DIV/0!"}},{"$f":"$AC$162/$AC241","v":{"$error":"#DIV/0!"}},{"$f":"$AD$162/$AD241","v":{"$error":"#DIV/0!"}},{"$f":"$AE$162/$AE241","v":{"$error":"#DIV/0!"}},{"$f":"$AF$162/$AF241","v":{"$error":"#DIV/0!"}},{"$f":"$AG$162/$AG241","v":{"$error":"#DIV/0!"}},{"$f":"$AH$162/$AH241","v":{"$error":"#DIV/0!"}},{"$f":"$AI$162/$AI241","v":{"$error":"#DIV/0!"}},{"$f":"$AJ$162/$AJ241","v":{"$error":"#DIV/0!"}},{"$f":"$AK$162/$AK241","v":{"$error":"#DIV/0!"}},{"$f":"$AL$162/$AL241","v":{"$error":"#DIV/0!"}},{"$f":"$AM$162/$AM241","v":{"$error":"#DIV/0!"}},{"$f":"$AN$162/$AN241","v":{"$error":"#DIV/0!"}},{"$f":"$AO$162/$AO241","v":{"$error":"#DIV/0!"}},{"$f":"$AP$162/$AP241","v":{"$error":"#DIV/0!"}},{"$f":"$AQ$162/$AQ241","v":{"$error":"#DIV/0!"}},{"$f":"$AR$162/$AR241","v":{"$error":"#DIV/0!"}},{"$f":"$AS$162/$AS241","v":{"$error":"#DIV/0!"}},"冷房時消費電力比","εc"]
[null,null,"冷房能力",{"$f":"($S$43-1.077*$S$43)/6*($D$148-35)+$S$43","v":0},{"$f":"($S$43-1.077*$S$43)/6*($E$148-35)+$S$43","v":0},{"$f":"($S$43-1.077*$S$43)/6*($F$148-35)+$S$43","v":0},{"$f":"($S$43-1.077*$S$43)/6*($G$148-35)+$S$43","v":0},{"$f":"($S$43-1.077*$S$43)/6*($H$148-35)+$S$43","v":0},{"$f":"($S$43-1.077*$S$43)/6*($I$148-35)+$S$43","v":0},{"$f":"($S$43-1.077*$S$43)/6*($J$148-35)+$S$43","v":0},{"$f":"($S$43-1.077*$S$43)/6*($K$148-35)+$S$43","v":0},{"$f":"($S$43-1.077*$S$43)/6*($L$148-35)+$S$43","v":0},{"$f":"($S$43-1.077*$S$43)/6*($M$148-35)+$S$43","v":0},{"$f":"($S$43-1.077*$S$43)/6*($N$148-35)+$S$43","v":0},{"$f":"($S$43-1.077*$S$43)/6*($O$148-35)+$S$43","v":0},{"$f":"($S$43-1.077*$S$43)/6*($P$148-35)+$S$43","v":0},{"$f":"($S$43-1.077*$S$43)/6*($Q$148-35)+$S$43","v":0},{"$f":"($S$43-1.077*$S$43)/6*($R$148-35)+$S$43","v":0},{"$f":"($S$43-1.077*$S$43)/6*($S$148-35)+$S$43","v":0},{"$f":"($S$43-1.077*$S$43)/6*($T$148-35)+$S$43","v":0},{"$f":"($S$43-1.077*$S$43)/6*($U$148-35)+$S$43","v":0},{"$f":"($S$43-1.077*$S$43)/6*($V$148-35)+$S$43","v":0},{"$f":"($S$43-1.077*$S$43)/6*($W$148-35)+$S$43","v":0},{"$f":"($S$43-1.077*$S$43)/6*($X$148-35)+$S$43","v":0},{"$f":"($S$43-1.077*$S$43)/6*($Y$148-35)+$S$43","v":0},{"$f":"($S$43-1.077*$S$43)/6*($Z$148-35)+$S$43","v":0},{"$f":"($S$43-1.077*$S$43)/6*($AA$148-35)+$S$43","v":0},{"$f":"($S$43-1.077*$S$43)/6*($AB$148-35)+$S$43","v":0},{"$f":"($S$43-1.077*$S$43)/6*($AC$148-35)+$S$43","v":0},{"$f":"($S$43-1.077*$S$43)/6*($AD$148-35)+$S$43","v":0},{"$f":"($S$43-1.077*$S$43)/6*($AE$148-35)+$S$43","v":0},{"$f":"($S$43-1.077*$S$43)/6*($AF$148-35)+$S$43","v":0},{"$f":"($S$43-1.077*$S$43)/6*($AG$148-35)+$S$43","v":0},{"$f":"($S$43-1.077*$S$43)/6*($AH$148-35)+$S$43","v":0},{"$f":"($S$43-1.077*$S$43)/6*($AI$148-35)+$S$43","v":0},{"$f":"($S$43-1.077*$S$43)/6*($AJ$148-35)+$S$43","v":0},{"$f":"($S$43-1.077*$S$43)/6*($AK$148-35)+$S$43","v":0},{"$f":"($S$43-1.077*$S$43)/6*($AL$148-35)+$S$43","v":0},{"$f":"($S$43-1.077*$S$43)/6*($AM$148-35)+$S$43","v":0},{"$f":"($S$43-1.077*$S$43)/6*($AN$148-35)+$S$43","v":0},{"$f":"($S$43-1.077*$S$43)/6*($AO$148-35)+$S$43","v":0},{"$f":"($S$43-1.077*$S$43)/6*($AP$148-35)+$S$43","v":0},{"$f":"($S$43-1.077*$S$43)/6*($AQ$148-35)+$S$43","v":0},{"$f":"($S$43-1.077*$S$43)/6*($AR$148-35)+$S$43","v":0},{"$f":"($S$43-1.077*$S$43)/6*($AS$148-35)+$S$43","v":0},"冷房能力","Φc"]
[null,null,"冷房消費電力",{"$f":"($S$44-0.914*$S$44)/6*($D$148-35)+$S$44","v":0},{"$f":"($S$44-0.914*$S$44)/6*($E$148-35)+$S$44","v":0},{"$f":"($S$44-0.914*$S$44)/6*($F$148-35)+$S$44","v":0},{"$f":"($S$44-0.914*$S$44)/6*($G$148-35)+$S$44","v":0},{"$f":"($S$44-0.914*$S$44)/6*($H$148-35)+$S$44","v":0},{"$f":"($S$44-0.914*$S$44)/6*($I$148-35)+$S$44","v":0},{"$f":"($S$44-0.914*$S$44)/6*($J$148-35)+$S$44","v":0},{"$f":"($S$44-0.914*$S$44)/6*($K$148-35)+$S$44","v":0},{"$f":"($S$44-0.914*$S$44)/6*($L$148-35)+$S$44","v":0},{"$f":"($S$44-0.914*$S$44)/6*($M$148-35)+$S$44","v":0},{"$f":"($S$44-0.914*$S$44)/6*($N$148-35)+$S$44","v":0},{"$f":"($S$44-0.914*$S$44)/6*($O$148-35)+$S$44","v":0},{"$f":"($S$44-0.914*$S$44)/6*($P$148-35)+$S$44","v":0},{"$f":"($S$44-0.914*$S$44)/6*($Q$148-35)+$S$44","v":0},{"$f":"($S$44-0.914*$S$44)/6*($R$148-35)+$S$44","v":0},{"$f":"($S$44-0.914*$S$44)/6*($S$148-35)+$S$44","v":0},{"$f":"($S$44-0.914*$S$44)/6*($T$148-35)+$S$44","v":0},{"$f":"($S$44-0.914*$S$44)/6*($U$148-35)+$S$44","v":0},{"$f":"($S$44-0.914*$S$44)/6*($V$148-35)+$S$44","v":0},{"$f":"($S$44-0.914*$S$44)/6*($W$148-35)+$S$44","v":0},{"$f":"($S$44-0.914*$S$44)/6*($X$148-35)+$S$44","v":0},{"$f":"($S$44-0.914*$S$44)/6*($Y$148-35)+$S$44","v":0},{"$f":"($S$44-0.914*$S$44)/6*($Z$148-35)+$S$44","v":0},{"$f":"($S$44-0.914*$S$44)/6*($AA$148-35)+$S$44","v":0},{"$f":"($S$44-0.914*$S$44)/6*($AB$148-35)+$S$44","v":0},{"$f":"($S$44-0.914*$S$44)/6*($AC$148-35)+$S$44","v":0},{"$f":"($S$44-0.914*$S$44)/6*($AD$148-35)+$S$44","v":0},{"$f":"($S$44-0.914*$S$44)/6*($AE$148-35)+$S$44","v":0},{"$f":"($S$44-0.914*$S$44)/6*($AF$148-35)+$S$44","v":0},{"$f":"($S$44-0.914*$S$44)/6*($AG$148-35)+$S$44","v":0},{"$f":"($S$44-0.914*$S$44)/6*($AH$148-35)+$S$44","v":0},{"$f":"($S$44-0.914*$S$44)/6*($AI$148-35)+$S$44","v":0},{"$f":"($S$44-0.914*$S$44)/6*($AJ$148-35)+$S$44","v":0},{"$f":"($S$44-0.914*$S$44)/6*($AK$148-35)+$S$44","v":0},{"$f":"($S$44-0.914*$S$44)/6*($AL$148-35)+$S$44","v":0},{"$f":"($S$44-0.914*$S$44)/6*($AM$148-35)+$S$44","v":0},{"$f":"($S$44-0.914*$S$44)/6*($AN$148-35)+$S$44","v":0},{"$f":"($S$44-0.914*$S$44)/6*($AO$148-35)+$S$44","v":0},{"$f":"($S$44-0.914*$S$44)/6*($AP$148-35)+$S$44","v":0},{"$f":"($S$44-0.914*$S$44)/6*($AQ$148-35)+$S$44","v":0},{"$f":"($S$44-0.914*$S$44)/6*($AR$148-35)+$S$44","v":0},{"$f":"($S$44-0.914*$S$44)/6*($AS$148-35)+$S$44","v":0},"冷房消費電力","Pc"]
[null,null,"冷房COP",{"$f":"D$238/D$239","v":{"$error":"#DIV/0!"}},{"$error":"#DIV/0!"},{"$error":"#DIV/0!"},{"$error":"#DIV/0!"},{"$error":"#DIV/0!"},{"$error":"#DIV/0!"},{"$error":"#DIV/0!"},{"$error":"#DIV/0!"},{"$error":"#DIV/0!"},{"$error":"#DIV/0!"},{"$error":"#DIV/0!"},{"$error":"#DIV/0!"},{"$error":"#DIV/0!"},{"$error":"#DIV/0!"},{"$error":"#DIV/0!"},{"$error":"#DIV/0!"},{"$error":"#DIV/0!"},{"$error":"#DIV/0!"},{"$error":"#DIV/0!"},{"$error":"#DIV/0!"},{"$error":"#DIV/0!"},{"$error":"#DIV/0!"},{"$error":"#DIV/0!"},{"$error":"#DIV/0!"},{"$error":"#DIV/0!"},{"$error":"#DIV/0!"},{"$error":"#DIV/0!"},{"$error":"#DIV/0!"},{"$error":"#DIV/0!"},{"$error":"#DIV/0!"},{"$error":"#DIV/0!"},{"$error":"#DIV/0!"},{"$error":"#DIV/0!"},{"$error":"#DIV/0!"},{"$error":"#DIV/0!"},{"$error":"#DIV/0!"},{"$error":"#DIV/0!"},{"$error":"#DIV/0!"},{"$error":"#DIV/0!"},{"$error":"#DIV/0!"},{"$error":"#DIV/0!"},{"$error":"#DIV/0!"},"冷房COP","σc"]
[null,null,"冷房COP比",{"$f":"D$240/$AS$240","v":{"$error":"#DIV/0!"}},{"$error":"#DIV/0!"},{"$error":"#DIV/0!"},{"$error":"#DIV/0!"},{"$error":"#DIV/0!"},{"$error":"#DIV/0!"},{"$error":"#DIV/0!"},{"$error":"#DIV/0!"},{"$error":"#DIV/0!"},{"$error":"#DIV/0!"},{"$error":"#DIV/0!"},{"$error":"#DIV/0!"},{"$error":"#DIV/0!"},{"$error":"#DIV/0!"},{"$error":"#DIV/0!"},{"$error":"#DIV/0!"},{"$error":"#DIV/0!"},{"$error":"#DIV/0!"},{"$error":"#DIV/0!"},{"$error":"#DIV/0!"},{"$error":"#DIV/0!"},{"$error":"#DIV/0!"},{"$error":"#DIV/0!"},{"$error":"#DIV/0!"},{"$error":"#DIV/0!"},{"$error":"#DIV/0!"},{"$error":"#DIV/0!"},{"$error":"#DIV/0!"},{"$error":"#DIV/0!"},{"$error":"#DIV/0!"},{"$error":"#DIV/0!"},{"$error":"#DIV/0!"},{"$error":"#DIV/0!"},{"$error":"#DIV/0!"},{"$error":"#DIV/0!"},{"$error":"#DIV/0!"},{"$error":"#DIV/0!"},{"$error":"#DIV/0!"},{"$error":"#DIV/0!"},{"$error":"#DIV/0!"},{"$error":"#DIV/0!"},{"$error":"#DIV/0!"},"冷房COP比","βc"]
[null,null,"Σ",{"$f":"D$161*D$237","v":{"$error":"#DIV/0!"}},{"$error":"#DIV/0!"},{"$error":"#DIV/0!"},{"$error":"#DIV/0!"},{"$error":"#DIV/0!"},{"$error":"#DIV/0!"},{"$error":"#DIV/0!"},{"$error":"#DIV/0!"},{"$error":"#DIV/0!"},{"$error":"#DIV/0!"},{"$error":"#DIV/0!"},{"$error":"#DIV/0!"},{"$error":"#DIV/0!"},{"$error":"#DIV/0!"},{"$error":"#DIV/0!"},{"$error":"#DIV/0!"},{"$error":"#DIV/0!"},{"$error":"#DIV/0!"},{"$error":"#DIV/0!"},{"$error":"#DIV/0!"},{"$error":"#DIV/0!"},{"$error":"#DIV/0!"},{"$error":"#DIV/0!"},{"$error":"#DIV/0!"},{"$error":"#DIV/0!"},{"$error":"#DIV/0!"},{"$error":"#DIV/0!"},{"$error":"#DIV/0!"},{"$error":"#DIV/0!"},{"$error":"#DIV/0!"},{"$error":"#DIV/0!"},{"$error":"#DIV/0!"},{"$error":"#DIV/0!"},{"$error":"#DIV/0!"},{"$error":"#DIV/0!"},{"$error":"#DIV/0!"},{"$error":"#DIV/0!"},{"$error":"#DIV/0!"},{"$error":"#DIV/0!"},{"$error":"#DIV/0!"},{"$error":"#DIV/0!"},{"$error":"#DIV/0!"},{"$f":"SUM($D$242:$AS$242)","v":{"$error":"#DIV/0!"}},"Σ"]
[null,"後4","冷房時消費電力比",{"$f":"$D$162/$D247","v":{"$error":"#DIV/0!"}},{"$f":"$E$162/$E247","v":{"$error":"#DIV/0!"}},{"$f":"$F$162/$F247","v":{"$error":"#DIV/0!"}},{"$f":"$G$162/$G247","v":{"$error":"#DIV/0!"}},{"$f":"$H$162/$H247","v":{"$error":"#DIV/0!"}},{"$f":"$I$162/$I247","v":{"$error":"#DIV/0!"}},{"$f":"$J$162/$J247","v":{"$error":"#DIV/0!"}},{"$f":"$K$162/$K247","v":{"$error":"#DIV/0!"}},{"$f":"$L$162/$L247","v":{"$error":"#DIV/0!"}},{"$f":"$M$162/$M247","v":{"$error":"#DIV/0!"}},{"$f":"$N$162/$N247","v":{"$error":"#DIV/0!"}},{"$f":"$O$162/$O247","v":{"$error":"#DIV/0!"}},{"$f":"$P$162/$P247","v":{"$error":"#DIV/0!"}},{"$f":"$Q$162/$Q247","v":{"$error":"#DIV/0!"}},{"$f":"$R$162/$R247","v":{"$error":"#DIV/0!"}},{"$f":"$S$162/$S247","v":{"$error":"#DIV/0!"}},{"$f":"$T$162/$T247","v":{"$error":"#DIV/0!"}},{"$f":"$U$162/$U247","v":{"$error":"#DIV/0!"}},{"$f":"$V$162/$V247","v":{"$error":"#DIV/0!"}},{"$f":"$W$162/$W247","v":{"$error":"#DIV/0!"}},{"$f":"$X$162/$X247","v":{"$error":"#DIV/0!"}},{"$f":"$Y$162/$Y247","v":{"$error":"#DIV/0!"}},{"$f":"$Z$162/$Z247","v":{"$error":"#DIV/0!"}},{"$f":"$AA$162/$AA247","v":{"$error":"#DIV/0!"}},{"$f":"$AB$162/$AB247","v":{"$error":"#DIV/0!"}},{"$f":"$AC$162/$AC247","v":{"$error":"#DIV/0!"}},{"$f":"$AD$162/$AD247","v":{"$error":"#DIV/0!"}},{"$f":"$AE$162/$AE247","v":{"$error":"#DIV/0!"}},{"$f":"$AF$162/$AF247","v":{"$error":"#DIV/0!"}},{"$f":"$AG$162/$AG247","v":{"$error":"#DIV/0!"}},{"$f":"$AH$162/$AH247","v":{"$error":"#DIV/0!"}},{"$f":"$AI$162/$AI247","v":{"$error":"#DIV/0!"}},{"$f":"$AJ$162/$AJ247","v":{"$error":"#DIV/0!"}},{"$f":"$AK$162/$AK247","v":{"$error":"#DIV/0!"}},{"$f":"$AL$162/$AL247","v":{"$error":"#DIV/0!"}},{"$f":"$AM$162/$AM247","v":{"$error":"#DIV/0!"}},{"$f":"$AN$162/$AN247","v":{"$error":"#DIV/0!"}},{"$f":"$AO$162/$AO247","v":{"$error":"#DIV/0!"}},{"$f":"$AP$162/$AP247","v":{"$error":"#DIV/0!"}},{"$f":"$AQ$162/$AQ247","v":{"$error":"#DIV/0!"}},{"$f":"$AR$162/$AR247","v":{"$error":"#DIV/0!"}},{"$f":"$AS$162/$AS247","v":{"$error":"#DIV/0!"}},"冷房時消費電力比","εc"]
[null,null,"冷房能力",{"$f":"($T$43-1.077*$T$43)/6*($D$148-35)+$T$43","v":0},{"$f":"($T$43-1.077*$T$43)/6*($E$148-35)+$T$43","v":0},{"$f":"($T$43-1.077*$T$43)/6*($F$148-35)+$T$43","v":0},{"$f":"($T$43-1.077*$T$43)/6*($G$148-35)+$T$43","v":0},{"$f":"($T$43-1.077*$T$43)/6*($H$148-35)+$T$43","v":0},{"$f":"($T$43-1.077*$T$43)/6*($I$148-35)+$T$43","v":0},{"$f":"($T$43-1.077*$T$43)/6*($J$148-35)+$T$43","v":0},{"$f":"($T$43-1.077*$T$43)/6*($K$148-35)+$T$43","v":0},{"$f":"($T$43-1.077*$T$43)/6*($L$148-35)+$T$43","v":0},{"$f":"($T$43-1.077*$T$43)/6*($M$148-35)+$T$43","v":0},{"$f":"($T$43-1.077*$T$43)/6*($N$148-35)+$T$43","v":0},{"$f":"($T$43-1.077*$T$43)/6*($O$148-35)+$T$43","v":0},{"$f":"($T$43-1.077*$T$43)/6*($P$148-35)+$T$43","v":0},{"$f":"($T$43-1.077*$T$43)/6*($Q$148-35)+$T$43","v":0},{"$f":"($T$43-1.077*$T$43)/6*($R$148-35)+$T$43","v":0},{"$f":"($T$43-1.077*$T$43)/6*($S$148-35)+$T$43","v":0},{"$f":"($T$43-1.077*$T$43)/6*($T$148-35)+$T$43","v":0},{"$f":"($T$43-1.077*$T$43)/6*($U$148-35)+$T$43","v":0},{"$f":"($T$43-1.077*$T$43)/6*($V$148-35)+$T$43","v":0},{"$f":"($T$43-1.077*$T$43)/6*($W$148-35)+$T$43","v":0},{"$f":"($T$43-1.077*$T$43)/6*($X$148-35)+$T$43","v":0},{"$f":"($T$43-1.077*$T$43)/6*($Y$148-35)+$T$43","v":0},{"$f":"($T$43-1.077*$T$43)/6*($Z$148-35)+$T$43","v":0},{"$f":"($T$43-1.077*$T$43)/6*($AA$148-35)+$T$43","v":0},{"$f":"($T$43-1.077*$T$43)/6*($AB$148-35)+$T$43","v":0},{"$f":"($T$43-1.077*$T$43)/6*($AC$148-35)+$T$43","v":0},{"$f":"($T$43-1.077*$T$43)/6*($AD$148-35)+$T$43","v":0},{"$f":"($T$43-1.077*$T$43)/6*($AE$148-35)+$T$43","v":0},{"$f":"($T$43-1.077*$T$43)/6*($AF$148-35)+$T$43","v":0},{"$f":"($T$43-1.077*$T$43)/6*($AG$148-35)+$T$43","v":0},{"$f":"($T$43-1.077*$T$43)/6*($AH$148-35)+$T$43","v":0},{"$f":"($T$43-1.077*$T$43)/6*($AI$148-35)+$T$43","v":0},{"$f":"($T$43-1.077*$T$43)/6*($AJ$148-35)+$T$43","v":0},{"$f":"($T$43-1.077*$T$43)/6*($AK$148-35)+$T$43","v":0},{"$f":"($T$43-1.077*$T$43)/6*($AL$148-35)+$T$43","v":0},{"$f":"($T$43-1.077*$T$43)/6*($AM$148-35)+$T$43","v":0},{"$f":"($T$43-1.077*$T$43)/6*($AN$148-35)+$T$43","v":0},{"$f":"($T$43-1.077*$T$43)/6*($AO$148-35)+$T$43","v":0},{"$f":"($T$43-1.077*$T$43)/6*($AP$148-35)+$T$43","v":0},{"$f":"($T$43-1.077*$T$43)/6*($AQ$148-35)+$T$43","v":0},{"$f":"($T$43-1.077*$T$43)/6*($AR$148-35)+$T$43","v":0},{"$f":"($T$43-1.077*$T$43)/6*($AS$148-35)+$T$43","v":0},"冷房能力","Φc"]
[null,null,"冷房消費電力",{"$f":"($T$44-0.914*$T$44)/6*($D$148-35)+$T$44","v":0},{"$f":"($T$44-0.914*$T$44)/6*($E$148-35)+$T$44","v":0},{"$f":"($T$44-0.914*$T$44)/6*($F$148-35)+$T$44","v":0},{"$f":"($T$44-0.914*$T$44)/6*($G$148-35)+$T$44","v":0},{"$f":"($T$44-0.914*$T$44)/6*($H$148-35)+$T$44","v":0},{"$f":"($T$44-0.914*$T$44)/6*($I$148-35)+$T$44","v":0},{"$f":"($T$44-0.914*$T$44)/6*($J$148-35)+$T$44","v":0},{"$f":"($T$44-0.914*$T$44)/6*($K$148-35)+$T$44","v":0},{"$f":"($T$44-0.914*$T$44)/6*($L$148-35)+$T$44","v":0},{"$f":"($T$44-0.914*$T$44)/6*($M$148-35)+$T$44","v":0},{"$f":"($T$44-0.914*$T$44)/6*($N$148-35)+$T$44","v":0},{"$f":"($T$44-0.914*$T$44)/6*($O$148-35)+$T$44","v":0},{"$f":"($T$44-0.914*$T$44)/6*($P$148-35)+$T$44","v":0},{"$f":"($T$44-0.914*$T$44)/6*($Q$148-35)+$T$44","v":0},{"$f":"($T$44-0.914*$T$44)/6*($R$148-35)+$T$44","v":0},{"$f":"($T$44-0.914*$T$44)/6*($S$148-35)+$T$44","v":0},{"$f":"($T$44-0.914*$T$44)/6*($T$148-35)+$T$44","v":0},{"$f":"($T$44-0.914*$T$44)/6*($U$148-35)+$T$44","v":0},{"$f":"($T$44-0.914*$T$44)/6*($V$148-35)+$T$44","v":0},{"$f":"($T$44-0.914*$T$44)/6*($W$148-35)+$T$44","v":0},{"$f":"($T$44-0.914*$T$44)/6*($X$148-35)+$T$44","v":0},{"$f":"($T$44-0.914*$T$44)/6*($Y$148-35)+$T$44","v":0},{"$f":"($T$44-0.914*$T$44)/6*($Z$148-35)+$T$44","v":0},{"$f":"($T$44-0.914*$T$44)/6*($AA$148-35)+$T$44","v":0},{"$f":"($T$44-0.914*$T$44)/6*($AB$148-35)+$T$44","v":0},{"$f":"($T$44-0.914*$T$44)/6*($AC$148-35)+$T$44","v":0},{"$f":"($T$44-0.914*$T$44)/6*($AD$148-35)+$T$44","v":0},{"$f":"($T$44-0.914*$T$44)/6*($AE$148-35)+$T$44","v":0},{"$f":"($T$44-0.914*$T$44)/6*($AF$148-35)+$T$44","v":0},{"$f":"($T$44-0.914*$T$44)/6*($AG$148-35)+$T$44","v":0},{"$f":"($T$44-0.914*$T$44)/6*($AH$148-35)+$T$44","v":0},{"$f":"($T$44-0.914*$T$44)/6*($AI$148-35)+$T$44","v":0},{"$f":"($T$44-0.914*$T$44)/6*($AJ$148-35)+$T$44","v":0},{"$f":"($T$44-0.914*$T$44)/6*($AK$148-35)+$T$44","v":0},{"$f":"($T$44-0.914*$T$44)/6*($AL$148-35)+$T$44","v":0},{"$f":"($T$44-0.914*$T$44)/6*($AM$148-35)+$T$44","v":0},{"$f":"($T$44-0.914*$T$44)/6*($AN$148-35)+$T$44","v":0},{"$f":"($T$44-0.914*$T$44)/6*($AO$148-35)+$T$44","v":0},{"$f":"($T$44-0.914*$T$44)/6*($AP$148-35)+$T$44","v":0},{"$f":"($T$44-0.914*$T$44)/6*($AQ$148-35)+$T$44","v":0},{"$f":"($T$44-0.914*$T$44)/6*($AR$148-35)+$T$44","v":0},{"$f":"($T$44-0.914*$T$44)/6*($AS$148-35)+$T$44","v":0},"冷房消費電力","Pc"]
[null,null,"冷房COP",{"$f":"D$244/D$245","v":{"$error":"#DIV/0!"}},{"$error":"#DIV/0!"},{"$error":"#DIV/0!"},{"$error":"#DIV/0!"},{"$error":"#DIV/0!"},{"$error":"#DIV/0!"},{"$error":"#DIV/0!"},{"$error":"#DIV/0!"},{"$error":"#DIV/0!"},{"$error":"#DIV/0!"},{"$error":"#DIV/0!"},{"$error":"#DIV/0!"},{"$error":"#DIV/0!"},{"$error":"#DIV/0!"},{"$error":"#DIV/0!"},{"$error":"#DIV/0!"},{"$error":"#DIV/0!"},{"$error":"#DIV/0!"},{"$error":"#DIV/0!"},{"$error":"#DIV/0!"},{"$error":"#DIV/0!"},{"$error":"#DIV/0!"},{"$error":"#DIV/0!"},{"$error":"#DIV/0!"},{"$error":"#DIV/0!"},{"$error":"#DIV/0!"},{"$error":"#DIV/0!"},{"$error":"#DIV/0!"},{"$error":"#DIV/0!"},{"$error":"#DIV/0!"},{"$error":"#DIV/0!"},{"$error":"#DIV/0!"},{"$error":"#DIV/0!"},{"$error":"#DIV/0!"},{"$error":"#DIV/0!"},{"$error":"#DIV/0!"},{"$error":"#DIV/0!"},{"$error":"#DIV/0!"},{"$error":"#DIV/0!"},{"$error":"#DIV/0!"},{"$error":"#DIV/0!"},{"$error":"#DIV/0!"},"冷房COP","σc"]
[null,null,"冷房COP比",{"$f":"D$246/$AS$246","v":{"$error":"#DIV/0!"}},{"$error":"#DIV/0!"},{"$error":"#DIV/0!"},{"$error":"#DIV/0!"},{"$error":"#DIV/0!"},{"$error":"#DIV/0!"},{"$error":"#DIV/0!"},{"$error":"#DIV/0!"},{"$error":"#DIV/0!"},{"$error":"#DIV/0!"},{"$error":"#DIV/0!"},{"$error":"#DIV/0!"},{"$error":"#DIV/0!"},{"$error":"#DIV/0!"},{"$error":"#DIV/0!"},{"$error":"#DIV/0!"},{"$error":"#DIV/0!"},{"$error":"#DIV/0!"},{"$error":"#DIV/0!"},{"$error":"#DIV/0!"},{"$error":"#DIV/0!"},{"$error":"#DIV/0!"},{"$error":"#DIV/0!"},{"$error":"#DIV/0!"},{"$error":"#DIV/0!"},{"$error":"#DIV/0!"},{"$error":"#DIV/0!"},{"$error":"#DIV/0!"},{"$error":"#DIV/0!"},{"$error":"#DIV/0!"},{"$error":"#DIV/0!"},{"$error":"#DIV/0!"},{"$error":"#DIV/0!"},{"$error":"#DIV/0!"},{"$error":"#DIV/0!"},{"$error":"#DIV/0!"},{"$error":"#DIV/0!"},{"$error":"#DIV/0!"},{"$error":"#DIV/0!"},{"$error":"#DIV/0!"},{"$error":"#DIV/0!"},{"$error":"#DIV/0!"},"冷房COP比","βc"]
[null,null,"Σ",{"$f":"D$161*D$243","v":{"$error":"#DIV/0!"}},{"$error":"#DIV/0!"},{"$error":"#DIV/0!"},{"$error":"#DIV/0!"},{"$error":"#DIV/0!"},{"$error":"#DIV/0!"},{"$error":"#DIV/0!"},{"$error":"#DIV/0!"},{"$error":"#DIV/0!"},{"$error":"#DIV/0!"},{"$error":"#DIV/0!"},{"$error":"#DIV/0!"},{"$error":"#DIV/0!"},{"$error":"#DIV/0!"},{"$error":"#DIV/0!"},{"$error":"#DIV/0!"},{"$error":"#DIV/0!"},{"$error":"#DIV/0!"},{"$error":"#DIV/0!"},{"$error":"#DIV/0!"},{"$error":"#DIV/0!"},{"$error":"#DIV/0!"},{"$error":"#DIV/0!"},{"$error":"#DIV/0!"},{"$error":"#DIV/0!"},{"$error":"#DIV/0!"},{"$error":"#DIV/0!"},{"$error":"#DIV/0!"},{"$error":"#DIV/0!"},{"$error":"#DIV/0!"},{"$error":"#DIV/0!"},{"$error":"#DIV/0!"},{"$error":"#DIV/0!"},{"$error":"#DIV/0!"},{"$error":"#DIV/0!"},{"$error":"#DIV/0!"},{"$error":"#DIV/0!"},{"$error":"#DIV/0!"},{"$error":"#DIV/0!"},{"$error":"#DIV/0!"},{"$error":"#DIV/0!"},{"$error":"#DIV/0!"},{"$f":"SUM($D$248:$AS$248)","v":{"$error":"#DIV/0!"}},"Σ"]
[null,"後5","冷房時消費電力比",{"$f":"$D$162/$D253","v":{"$error":"#DIV/0!"}},{"$f":"$E$162/$E253","v":{"$error":"#DIV/0!"}},{"$f":"$F$162/$F253","v":{"$error":"#DIV/0!"}},{"$f":"$G$162/$G253","v":{"$error":"#DIV/0!"}},{"$f":"$H$162/$H253","v":{"$error":"#DIV/0!"}},{"$f":"$I$162/$I253","v":{"$error":"#DIV/0!"}},{"$f":"$J$162/$J253","v":{"$error":"#DIV/0!"}},{"$f":"$K$162/$K253","v":{"$error":"#DIV/0!"}},{"$f":"$L$162/$L253","v":{"$error":"#DIV/0!"}},{"$f":"$M$162/$M253","v":{"$error":"#DIV/0!"}},{"$f":"$N$162/$N253","v":{"$error":"#DIV/0!"}},{"$f":"$O$162/$O253","v":{"$error":"#DIV/0!"}},{"$f":"$P$162/$P253","v":{"$error":"#DIV/0!"}},{"$f":"$Q$162/$Q253","v":{"$error":"#DIV/0!"}},{"$f":"$R$162/$R253","v":{"$error":"#DIV/0!"}},{"$f":"$S$162/$S253","v":{"$error":"#DIV/0!"}},{"$f":"$T$162/$T253","v":{"$error":"#DIV/0!"}},{"$f":"$U$162/$U253","v":{"$error":"#DIV/0!"}},{"$f":"$V$162/$V253","v":{"$error":"#DIV/0!"}},{"$f":"$W$162/$W253","v":{"$error":"#DIV/0!"}},{"$f":"$X$162/$X253","v":{"$error":"#DIV/0!"}},{"$f":"$Y$162/$Y253","v":{"$error":"#DIV/0!"}},{"$f":"$Z$162/$Z253","v":{"$error":"#DIV/0!"}},{"$f":"$AA$162/$AA253","v":{"$error":"#DIV/0!"}},{"$f":"$AB$162/$AB253","v":{"$error":"#DIV/0!"}},{"$f":"$AC$162/$AC253","v":{"$error":"#DIV/0!"}},{"$f":"$AD$162/$AD253","v":{"$error":"#DIV/0!"}},{"$f":"$AE$162/$AE253","v":{"$error":"#DIV/0!"}},{"$f":"$AF$162/$AF253","v":{"$error":"#DIV/0!"}},{"$f":"$AG$162/$AG253","v":{"$error":"#DIV/0!"}},{"$f":"$AH$162/$AH253","v":{"$error":"#DIV/0!"}},{"$f":"$AI$162/$AI253","v":{"$error":"#DIV/0!"}},{"$f":"$AJ$162/$AJ253","v":{"$error":"#DIV/0!"}},{"$f":"$AK$162/$AK253","v":{"$error":"#DIV/0!"}},{"$f":"$AL$162/$AL253","v":{"$error":"#DIV/0!"}},{"$f":"$AM$162/$AM253","v":{"$error":"#DIV/0!"}},{"$f":"$AN$162/$AN253","v":{"$error":"#DIV/0!"}},{"$f":"$AO$162/$AO253","v":{"$error":"#DIV/0!"}},{"$f":"$AP$162/$AP253","v":{"$error":"#DIV/0!"}},{"$f":"$AQ$162/$AQ253","v":{"$error":"#DIV/0!"}},{"$f":"$AR$162/$AR253","v":{"$error":"#DIV/0!"}},{"$f":"$AS$162/$AS253","v":{"$error":"#DIV/0!"}},"冷房時消費電力比","εc"]
[null,null,"冷房能力",{"$f":"($U$43-1.077*$U$43)/6*($D$148-35)+$U$43","v":0},{"$f":"($U$43-1.077*$U$43)/6*($E$148-35)+$U$43","v":0},{"$f":"($U$43-1.077*$U$43)/6*($F$148-35)+$U$43","v":0},{"$f":"($U$43-1.077*$U$43)/6*($G$148-35)+$U$43","v":0},{"$f":"($U$43-1.077*$U$43)/6*($H$148-35)+$U$43","v":0},{"$f":"($U$43-1.077*$U$43)/6*($I$148-35)+$U$43","v":0},{"$f":"($U$43-1.077*$U$43)/6*($J$148-35)+$U$43","v":0},{"$f":"($U$43-1.077*$U$43)/6*($K$148-35)+$U$43","v":0},{"$f":"($U$43-1.077*$U$43)/6*($L$148-35)+$U$43","v":0},{"$f":"($U$43-1.077*$U$43)/6*($M$148-35)+$U$43","v":0},{"$f":"($U$43-1.077*$U$43)/6*($N$148-35)+$U$43","v":0},{"$f":"($U$43-1.077*$U$43)/6*($O$148-35)+$U$43","v":0},{"$f":"($U$43-1.077*$U$43)/6*($P$148-35)+$U$43","v":0},{"$f":"($U$43-1.077*$U$43)/6*($Q$148-35)+$U$43","v":0},{"$f":"($U$43-1.077*$U$43)/6*($R$148-35)+$U$43","v":0},{"$f":"($U$43-1.077*$U$43)/6*($S$148-35)+$U$43","v":0},{"$f":"($U$43-1.077*$U$43)/6*($T$148-35)+$U$43","v":0},{"$f":"($U$43-1.077*$U$43)/6*($U$148-35)+$U$43","v":0},{"$f":"($U$43-1.077*$U$43)/6*($V$148-35)+$U$43","v":0},{"$f":"($U$43-1.077*$U$43)/6*($W$148-35)+$U$43","v":0},{"$f":"($U$43-1.077*$U$43)/6*($X$148-35)+$U$43","v":0},{"$f":"($U$43-1.077*$U$43)/6*($Y$148-35)+$U$43","v":0},{"$f":"($U$43-1.077*$U$43)/6*($Z$148-35)+$U$43","v":0},{"$f":"($U$43-1.077*$U$43)/6*($AA$148-35)+$U$43","v":0},{"$f":"($U$43-1.077*$U$43)/6*($AB$148-35)+$U$43","v":0},{"$f":"($U$43-1.077*$U$43)/6*($AC$148-35)+$U$43","v":0},{"$f":"($U$43-1.077*$U$43)/6*($AD$148-35)+$U$43","v":0},{"$f":"($U$43-1.077*$U$43)/6*($AE$148-35)+$U$43","v":0},{"$f":"($U$43-1.077*$U$43)/6*($AF$148-35)+$U$43","v":0},{"$f":"($U$43-1.077*$U$43)/6*($AG$148-35)+$U$43","v":0},{"$f":"($U$43-1.077*$U$43)/6*($AH$148-35)+$U$43","v":0},{"$f":"($U$43-1.077*$U$43)/6*($AI$148-35)+$U$43","v":0},{"$f":"($U$43-1.077*$U$43)/6*($AJ$148-35)+$U$43","v":0},{"$f":"($U$43-1.077*$U$43)/6*($AK$148-35)+$U$43","v":0},{"$f":"($U$43-1.077*$U$43)/6*($AL$148-35)+$U$43","v":0},{"$f":"($U$43-1.077*$U$43)/6*($AM$148-35)+$U$43","v":0},{"$f":"($U$43-1.077*$U$43)/6*($AN$148-35)+$U$43","v":0},{"$f":"($U$43-1.077*$U$43)/6*($AO$148-35)+$U$43","v":0},{"$f":"($U$43-1.077*$U$43)/6*($AP$148-35)+$U$43","v":0},{"$f":"($U$43-1.077*$U$43)/6*($AQ$148-35)+$U$43","v":0},{"$f":"($U$43-1.077*$U$43)/6*($AR$148-35)+$U$43","v":0},{"$f":"($U$43-1.077*$U$43)/6*($AS$148-35)+$U$43","v":0},"冷房能力","Φc"]
[null,null,"冷房消費電力",{"$f":"($U$44-0.914*$U$44)/6*($D$148-35)+$U$44","v":0},{"$f":"($U$44-0.914*$U$44)/6*($E$148-35)+$U$44","v":0},{"$f":"($U$44-0.914*$U$44)/6*($F$148-35)+$U$44","v":0},{"$f":"($U$44-0.914*$U$44)/6*($G$148-35)+$U$44","v":0},{"$f":"($U$44-0.914*$U$44)/6*($H$148-35)+$U$44","v":0},{"$f":"($U$44-0.914*$U$44)/6*($I$148-35)+$U$44","v":0},{"$f":"($U$44-0.914*$U$44)/6*($J$148-35)+$U$44","v":0},{"$f":"($U$44-0.914*$U$44)/6*($K$148-35)+$U$44","v":0},{"$f":"($U$44-0.914*$U$44)/6*($L$148-35)+$U$44","v":0},{"$f":"($U$44-0.914*$U$44)/6*($M$148-35)+$U$44","v":0},{"$f":"($U$44-0.914*$U$44)/6*($N$148-35)+$U$44","v":0},{"$f":"($U$44-0.914*$U$44)/6*($O$148-35)+$U$44","v":0},{"$f":"($U$44-0.914*$U$44)/6*($P$148-35)+$U$44","v":0},{"$f":"($U$44-0.914*$U$44)/6*($Q$148-35)+$U$44","v":0},{"$f":"($U$44-0.914*$U$44)/6*($R$148-35)+$U$44","v":0},{"$f":"($U$44-0.914*$U$44)/6*($S$148-35)+$U$44","v":0},{"$f":"($U$44-0.914*$U$44)/6*($T$148-35)+$U$44","v":0},{"$f":"($U$44-0.914*$U$44)/6*($U$148-35)+$U$44","v":0},{"$f":"($U$44-0.914*$U$44)/6*($V$148-35)+$U$44","v":0},{"$f":"($U$44-0.914*$U$44)/6*($W$148-35)+$U$44","v":0},{"$f":"($U$44-0.914*$U$44)/6*($X$148-35)+$U$44","v":0},{"$f":"($U$44-0.914*$U$44)/6*($Y$148-35)+$U$44","v":0},{"$f":"($U$44-0.914*$U$44)/6*($Z$148-35)+$U$44","v":0},{"$f":"($U$44-0.914*$U$44)/6*($AA$148-35)+$U$44","v":0},{"$f":"($U$44-0.914*$U$44)/6*($AB$148-35)+$U$44","v":0},{"$f":"($U$44-0.914*$U$44)/6*($AC$148-35)+$U$44","v":0},{"$f":"($U$44-0.914*$U$44)/6*($AD$148-35)+$U$44","v":0},{"$f":"($U$44-0.914*$U$44)/6*($AE$148-35)+$U$44","v":0},{"$f":"($U$44-0.914*$U$44)/6*($AF$148-35)+$U$44","v":0},{"$f":"($U$44-0.914*$U$44)/6*($AG$148-35)+$U$44","v":0},{"$f":"($U$44-0.914*$U$44)/6*($AH$148-35)+$U$44","v":0},{"$f":"($U$44-0.914*$U$44)/6*($AI$148-35)+$U$44","v":0},{"$f":"($U$44-0.914*$U$44)/6*($AJ$148-35)+$U$44","v":0},{"$f":"($U$44-0.914*$U$44)/6*($AK$148-35)+$U$44","v":0},{"$f":"($U$44-0.914*$U$44)/6*($AL$148-35)+$U$44","v":0},{"$f":"($U$44-0.914*$U$44)/6*($AM$148-35)+$U$44","v":0},{"$f":"($U$44-0.914*$U$44)/6*($AN$148-35)+$U$44","v":0},{"$f":"($U$44-0.914*$U$44)/6*($AO$148-35)+$U$44","v":0},{"$f":"($U$44-0.914*$U$44)/6*($AP$148-35)+$U$44","v":0},{"$f":"($U$44-0.914*$U$44)/6*($AQ$148-35)+$U$44","v":0},{"$f":"($U$44-0.914*$U$44)/6*($AR$148-35)+$U$44","v":0},{"$f":"($U$44-0.914*$U$44)/6*($AS$148-35)+$U$44","v":0},"冷房消費電力","Pc"]
[null,null,"冷房COP",{"$f":"D$250/D$251","v":{"$error":"#DIV/0!"}},{"$error":"#DIV/0!"},{"$error":"#DIV/0!"},{"$error":"#DIV/0!"},{"$error":"#DIV/0!"},{"$error":"#DIV/0!"},{"$error":"#DIV/0!"},{"$error":"#DIV/0!"},{"$error":"#DIV/0!"},{"$error":"#DIV/0!"},{"$error":"#DIV/0!"},{"$error":"#DIV/0!"},{"$error":"#DIV/0!"},{"$error":"#DIV/0!"},{"$error":"#DIV/0!"},{"$error":"#DIV/0!"},{"$error":"#DIV/0!"},{"$error":"#DIV/0!"},{"$error":"#DIV/0!"},{"$error":"#DIV/0!"},{"$error":"#DIV/0!"},{"$error":"#DIV/0!"},{"$error":"#DIV/0!"},{"$error":"#DIV/0!"},{"$error":"#DIV/0!"},{"$error":"#DIV/0!"},{"$error":"#DIV/0!"},{"$error":"#DIV/0!"},{"$error":"#DIV/0!"},{"$error":"#DIV/0!"},{"$error":"#DIV/0!"},{"$error":"#DIV/0!"},{"$error":"#DIV/0!"},{"$error":"#DIV/0!"},{"$error":"#DIV/0!"},{"$error":"#DIV/0!"},{"$error":"#DIV/0!"},{"$error":"#DIV/0!"},{"$error":"#DIV/0!"},{"$error":"#DIV/0!"},{"$error":"#DIV/0!"},{"$error":"#DIV/0!"},"冷房COP","σc"]
[null,null,"冷房COP比",{"$f":"D$252/$AS$252","v":{"$error":"#DIV/0!"}},{"$error":"#DIV/0!"},{"$error":"#DIV/0!"},{"$error":"#DIV/0!"},{"$error":"#DIV/0!"},{"$error":"#DIV/0!"},{"$error":"#DIV/0!"},{"$error":"#DIV/0!"},{"$error":"#DIV/0!"},{"$error":"#DIV/0!"},{"$error":"#DIV/0!"},{"$error":"#DIV/0!"},{"$error":"#DIV/0!"},{"$error":"#DIV/0!"},{"$error":"#DIV/0!"},{"$error":"#DIV/0!"},{"$error":"#DIV/0!"},{"$error":"#DIV/0!"},{"$error":"#DIV/0!"},{"$error":"#DIV/0!"},{"$error":"#DIV/0!"},{"$error":"#DIV/0!"},{"$error":"#DIV/0!"},{"$error":"#DIV/0!"},{"$error":"#DIV/0!"},{"$error":"#DIV/0!"},{"$error":"#DIV/0!"},{"$error":"#DIV/0!"},{"$error":"#DIV/0!"},{"$error":"#DIV/0!"},{"$error":"#DIV/0!"},{"$error":"#DIV/0!"},{"$error":"#DIV/0!"},{"$error":"#DIV/0!"},{"$error":"#DIV/0!"},{"$error":"#DIV/0!"},{"$error":"#DIV/0!"},{"$error":"#DIV/0!"},{"$error":"#DIV/0!"},{"$error":"#DIV/0!"},{"$error":"#DIV/0!"},{"$error":"#DIV/0!"},"冷房COP比","βc"]
[null,null,"Σ",{"$f":"D$161*D$249","v":{"$error":"#DIV/0!"}},{"$error":"#DIV/0!"},{"$error":"#DIV/0!"},{"$error":"#DIV/0!"},{"$error":"#DIV/0!"},{"$error":"#DIV/0!"},{"$error":"#DIV/0!"},{"$error":"#DIV/0!"},{"$error":"#DIV/0!"},{"$error":"#DIV/0!"},{"$error":"#DIV/0!"},{"$error":"#DIV/0!"},{"$error":"#DIV/0!"},{"$error":"#DIV/0!"},{"$error":"#DIV/0!"},{"$error":"#DIV/0!"},{"$error":"#DIV/0!"},{"$error":"#DIV/0!"},{"$error":"#DIV/0!"},{"$error":"#DIV/0!"},{"$error":"#DIV/0!"},{"$error":"#DIV/0!"},{"$error":"#DIV/0!"},{"$error":"#DIV/0!"},{"$error":"#DIV/0!"},{"$error":"#DIV/0!"},{"$error":"#DIV/0!"},{"$error":"#DIV/0!"},{"$error":"#DIV/0!"},{"$error":"#DIV/0!"},{"$error":"#DIV/0!"},{"$error":"#DIV/0!"},{"$error":"#DIV/0!"},{"$error":"#DIV/0!"},{"$error":"#DIV/0!"},{"$error":"#DIV/0!"},{"$error":"#DIV/0!"},{"$error":"#DIV/0!"},{"$error":"#DIV/0!"},{"$error":"#DIV/0!"},{"$error":"#DIV/0!"},{"$error":"#DIV/0!"},{"$f":"SUM($D$254:$AS$254)","v":{"$error":"#DIV/0!"}},"Σ"]
[null,"後6","冷房時消費電力比",{"$f":"$D$162/$D259","v":{"$error":"#DIV/0!"}},{"$f":"$E$162/$E259","v":{"$error":"#DIV/0!"}},{"$f":"$F$162/$F259","v":{"$error":"#DIV/0!"}},{"$f":"$G$162/$G259","v":{"$error":"#DIV/0!"}},{"$f":"$H$162/$H259","v":{"$error":"#DIV/0!"}},{"$f":"$I$162/$I259","v":{"$error":"#DIV/0!"}},{"$f":"$J$162/$J259","v":{"$error":"#DIV/0!"}},{"$f":"$K$162/$K259","v":{"$error":"#DIV/0!"}},{"$f":"$L$162/$L259","v":{"$error":"#DIV/0!"}},{"$f":"$M$162/$M259","v":{"$error":"#DIV/0!"}},{"$f":"$N$162/$N259","v":{"$error":"#DIV/0!"}},{"$f":"$O$162/$O259","v":{"$error":"#DIV/0!"}},{"$f":"$P$162/$P259","v":{"$error":"#DIV/0!"}},{"$f":"$Q$162/$Q259","v":{"$error":"#DIV/0!"}},{"$f":"$R$162/$R259","v":{"$error":"#DIV/0!"}},{"$f":"$S$162/$S259","v":{"$error":"#DIV/0!"}},{"$f":"$T$162/$T259","v":{"$error":"#DIV/0!"}},{"$f":"$U$162/$U259","v":{"$error":"#DIV/0!"}},{"$f":"$V$162/$V259","v":{"$error":"#DIV/0!"}},{"$f":"$W$162/$W259","v":{"$error":"#DIV/0!"}},{"$f":"$X$162/$X259","v":{"$error":"#DIV/0!"}},{"$f":"$Y$162/$Y259","v":{"$error":"#DIV/0!"}},{"$f":"$Z$162/$Z259","v":{"$error":"#DIV/0!"}},{"$f":"$AA$162/$AA259","v":{"$error":"#DIV/0!"}},{"$f":"$AB$162/$AB259","v":{"$error":"#DIV/0!"}},{"$f":"$AC$162/$AC259","v":{"$error":"#DIV/0!"}},{"$f":"$AD$162/$AD259","v":{"$error":"#DIV/0!"}},{"$f":"$AE$162/$AE259","v":{"$error":"#DIV/0!"}},{"$f":"$AF$162/$AF259","v":{"$error":"#DIV/0!"}},{"$f":"$AG$162/$AG259","v":{"$error":"#DIV/0!"}},{"$f":"$AH$162/$AH259","v":{"$error":"#DIV/0!"}},{"$f":"$AI$162/$AI259","v":{"$error":"#DIV/0!"}},{"$f":"$AJ$162/$AJ259","v":{"$error":"#DIV/0!"}},{"$f":"$AK$162/$AK259","v":{"$error":"#DIV/0!"}},{"$f":"$AL$162/$AL259","v":{"$error":"#DIV/0!"}},{"$f":"$AM$162/$AM259","v":{"$error":"#DIV/0!"}},{"$f":"$AN$162/$AN259","v":{"$error":"#DIV/0!"}},{"$f":"$AO$162/$AO259","v":{"$error":"#DIV/0!"}},{"$f":"$AP$162/$AP259","v":{"$error":"#DIV/0!"}},{"$f":"$AQ$162/$AQ259","v":{"$error":"#DIV/0!"}},{"$f":"$AR$162/$AR259","v":{"$error":"#DIV/0!"}},{"$f":"$AS$162/$AS259","v":{"$error":"#DIV/0!"}},"冷房時消費電力比","εc"]
[null,null,"冷房能力",{"$f":"($V$43-1.077*$V$43)/6*($D$148-35)+$V$43","v":0},{"$f":"($V$43-1.077*$V$43)/6*($E$148-35)+$V$43","v":0},{"$f":"($V$43-1.077*$V$43)/6*($F$148-35)+$V$43","v":0},{"$f":"($V$43-1.077*$V$43)/6*($G$148-35)+$V$43","v":0},{"$f":"($V$43-1.077*$V$43)/6*($H$148-35)+$V$43","v":0},{"$f":"($V$43-1.077*$V$43)/6*($I$148-35)+$V$43","v":0},{"$f":"($V$43-1.077*$V$43)/6*($J$148-35)+$V$43","v":0},{"$f":"($V$43-1.077*$V$43)/6*($K$148-35)+$V$43","v":0},{"$f":"($V$43-1.077*$V$43)/6*($L$148-35)+$V$43","v":0},{"$f":"($V$43-1.077*$V$43)/6*($M$148-35)+$V$43","v":0},{"$f":"($V$43-1.077*$V$43)/6*($N$148-35)+$V$43","v":0},{"$f":"($V$43-1.077*$V$43)/6*($O$148-35)+$V$43","v":0},{"$f":"($V$43-1.077*$V$43)/6*($P$148-35)+$V$43","v":0},{"$f":"($V$43-1.077*$V$43)/6*($Q$148-35)+$V$43","v":0},{"$f":"($V$43-1.077*$V$43)/6*($R$148-35)+$V$43","v":0},{"$f":"($V$43-1.077*$V$43)/6*($S$148-35)+$V$43","v":0},{"$f":"($V$43-1.077*$V$43)/6*($T$148-35)+$V$43","v":0},{"$f":"($V$43-1.077*$V$43)/6*($U$148-35)+$V$43","v":0},{"$f":"($V$43-1.077*$V$43)/6*($V$148-35)+$V$43","v":0},{"$f":"($V$43-1.077*$V$43)/6*($W$148-35)+$V$43","v":0},{"$f":"($V$43-1.077*$V$43)/6*($X$148-35)+$V$43","v":0},{"$f":"($V$43-1.077*$V$43)/6*($Y$148-35)+$V$43","v":0},{"$f":"($V$43-1.077*$V$43)/6*($Z$148-35)+$V$43","v":0},{"$f":"($V$43-1.077*$V$43)/6*($AA$148-35)+$V$43","v":0},{"$f":"($V$43-1.077*$V$43)/6*($AB$148-35)+$V$43","v":0},{"$f":"($V$43-1.077*$V$43)/6*($AC$148-35)+$V$43","v":0},{"$f":"($V$43-1.077*$V$43)/6*($AD$148-35)+$V$43","v":0},{"$f":"($V$43-1.077*$V$43)/6*($AE$148-35)+$V$43","v":0},{"$f":"($V$43-1.077*$V$43)/6*($AF$148-35)+$V$43","v":0},{"$f":"($V$43-1.077*$V$43)/6*($AG$148-35)+$V$43","v":0},{"$f":"($V$43-1.077*$V$43)/6*($AH$148-35)+$V$43","v":0},{"$f":"($V$43-1.077*$V$43)/6*($AI$148-35)+$V$43","v":0},{"$f":"($V$43-1.077*$V$43)/6*($AJ$148-35)+$V$43","v":0},{"$f":"($V$43-1.077*$V$43)/6*($AK$148-35)+$V$43","v":0},{"$f":"($V$43-1.077*$V$43)/6*($AL$148-35)+$V$43","v":0},{"$f":"($V$43-1.077*$V$43)/6*($AM$148-35)+$V$43","v":0},{"$f":"($V$43-1.077*$V$43)/6*($AN$148-35)+$V$43","v":0},{"$f":"($V$43-1.077*$V$43)/6*($AO$148-35)+$V$43","v":0},{"$f":"($V$43-1.077*$V$43)/6*($AP$148-35)+$V$43","v":0},{"$f":"($V$43-1.077*$V$43)/6*($AQ$148-35)+$V$43","v":0},{"$f":"($V$43-1.077*$V$43)/6*($AR$148-35)+$V$43","v":0},{"$f":"($V$43-1.077*$V$43)/6*($AS$148-35)+$V$43","v":0},"冷房能力","Φc"]
[null,null,"冷房消費電力",{"$f":"($V$44-0.914*$V$44)/6*($D$148-35)+$V$44","v":0},{"$f":"($V$44-0.914*$V$44)/6*($E$148-35)+$V$44","v":0},{"$f":"($V$44-0.914*$V$44)/6*($F$148-35)+$V$44","v":0},{"$f":"($V$44-0.914*$V$44)/6*($G$148-35)+$V$44","v":0},{"$f":"($V$44-0.914*$V$44)/6*($H$148-35)+$V$44","v":0},{"$f":"($V$44-0.914*$V$44)/6*($I$148-35)+$V$44","v":0},{"$f":"($V$44-0.914*$V$44)/6*($J$148-35)+$V$44","v":0},{"$f":"($V$44-0.914*$V$44)/6*($K$148-35)+$V$44","v":0},{"$f":"($V$44-0.914*$V$44)/6*($L$148-35)+$V$44","v":0},{"$f":"($V$44-0.914*$V$44)/6*($M$148-35)+$V$44","v":0},{"$f":"($V$44-0.914*$V$44)/6*($N$148-35)+$V$44","v":0},{"$f":"($V$44-0.914*$V$44)/6*($O$148-35)+$V$44","v":0},{"$f":"($V$44-0.914*$V$44)/6*($P$148-35)+$V$44","v":0},{"$f":"($V$44-0.914*$V$44)/6*($Q$148-35)+$V$44","v":0},{"$f":"($V$44-0.914*$V$44)/6*($R$148-35)+$V$44","v":0},{"$f":"($V$44-0.914*$V$44)/6*($S$148-35)+$V$44","v":0},{"$f":"($V$44-0.914*$V$44)/6*($T$148-35)+$V$44","v":0},{"$f":"($V$44-0.914*$V$44)/6*($U$148-35)+$V$44","v":0},{"$f":"($V$44-0.914*$V$44)/6*($V$148-35)+$V$44","v":0},{"$f":"($V$44-0.914*$V$44)/6*($W$148-35)+$V$44","v":0},{"$f":"($V$44-0.914*$V$44)/6*($X$148-35)+$V$44","v":0},{"$f":"($V$44-0.914*$V$44)/6*($Y$148-35)+$V$44","v":0},{"$f":"($V$44-0.914*$V$44)/6*($Z$148-35)+$V$44","v":0},{"$f":"($V$44-0.914*$V$44)/6*($AA$148-35)+$V$44","v":0},{"$f":"($V$44-0.914*$V$44)/6*($AB$148-35)+$V$44","v":0},{"$f":"($V$44-0.914*$V$44)/6*($AC$148-35)+$V$44","v":0},{"$f":"($V$44-0.914*$V$44)/6*($AD$148-35)+$V$44","v":0},{"$f":"($V$44-0.914*$V$44)/6*($AE$148-35)+$V$44","v":0},{"$f":"($V$44-0.914*$V$44)/6*($AF$148-35)+$V$44","v":0},{"$f":"($V$44-0.914*$V$44)/6*($AG$148-35)+$V$44","v":0},{"$f":"($V$44-0.914*$V$44)/6*($AH$148-35)+$V$44","v":0},{"$f":"($V$44-0.914*$V$44)/6*($AI$148-35)+$V$44","v":0},{"$f":"($V$44-0.914*$V$44)/6*($AJ$148-35)+$V$44","v":0},{"$f":"($V$44-0.914*$V$44)/6*($AK$148-35)+$V$44","v":0},{"$f":"($V$44-0.914*$V$44)/6*($AL$148-35)+$V$44","v":0},{"$f":"($V$44-0.914*$V$44)/6*($AM$148-35)+$V$44","v":0},{"$f":"($V$44-0.914*$V$44)/6*($AN$148-35)+$V$44","v":0},{"$f":"($V$44-0.914*$V$44)/6*($AO$148-35)+$V$44","v":0},{"$f":"($V$44-0.914*$V$44)/6*($AP$148-35)+$V$44","v":0},{"$f":"($V$44-0.914*$V$44)/6*($AQ$148-35)+$V$44","v":0},{"$f":"($V$44-0.914*$V$44)/6*($AR$148-35)+$V$44","v":0},{"$f":"($V$44-0.914*$V$44)/6*($AS$148-35)+$V$44","v":0},"冷房消費電力","Pc"]
[null,null,"冷房COP",{"$f":"D$256/D$257","v":{"$error":"#DIV/0!"}},{"$error":"#DIV/0!"},{"$error":"#DIV/0!"},{"$error":"#DIV/0!"},{"$error":"#DIV/0!"},{"$error":"#DIV/0!"},{"$error":"#DIV/0!"},{"$error":"#DIV/0!"},{"$error":"#DIV/0!"},{"$error":"#DIV/0!"},{"$error":"#DIV/0!"},{"$error":"#DIV/0!"},{"$error":"#DIV/0!"},{"$error":"#DIV/0!"},{"$error":"#DIV/0!"},{"$error":"#DIV/0!"},{"$error":"#DIV/0!"},{"$error":"#DIV/0!"},{"$error":"#DIV/0!"},{"$error":"#DIV/0!"},{"$error":"#DIV/0!"},{"$error":"#DIV/0!"},{"$error":"#DIV/0!"},{"$error":"#DIV/0!"},{"$error":"#DIV/0!"},{"$error":"#DIV/0!"},{"$error":"#DIV/0!"},{"$error":"#DIV/0!"},{"$error":"#DIV/0!"},{"$error":"#DIV/0!"},{"$error":"#DIV/0!"},{"$error":"#DIV/0!"},{"$error":"#DIV/0!"},{"$error":"#DIV/0!"},{"$error":"#DIV/0!"},{"$error":"#DIV/0!"},{"$error":"#DIV/0!"},{"$error":"#DIV/0!"},{"$error":"#DIV/0!"},{"$error":"#DIV/0!"},{"$error":"#DIV/0!"},{"$error":"#DIV/0!"},"冷房COP","σc"]
[null,null,"冷房COP比",{"$f":"D$258/$AS$258","v":{"$error":"#DIV/0!"}},{"$error":"#DIV/0!"},{"$error":"#DIV/0!"},{"$error":"#DIV/0!"},{"$error":"#DIV/0!"},{"$error":"#DIV/0!"},{"$error":"#DIV/0!"},{"$error":"#DIV/0!"},{"$error":"#DIV/0!"},{"$error":"#DIV/0!"},{"$error":"#DIV/0!"},{"$error":"#DIV/0!"},{"$error":"#DIV/0!"},{"$error":"#DIV/0!"},{"$error":"#DIV/0!"},{"$error":"#DIV/0!"},{"$error":"#DIV/0!"},{"$error":"#DIV/0!"},{"$error":"#DIV/0!"},{"$error":"#DIV/0!"},{"$error":"#DIV/0!"},{"$error":"#DIV/0!"},{"$error":"#DIV/0!"},{"$error":"#DIV/0!"},{"$error":"#DIV/0!"},{"$error":"#DIV/0!"},{"$error":"#DIV/0!"},{"$error":"#DIV/0!"},{"$error":"#DIV/0!"},{"$error":"#DIV/0!"},{"$error":"#DIV/0!"},{"$error":"#DIV/0!"},{"$error":"#DIV/0!"},{"$error":"#DIV/0!"},{"$error":"#DIV/0!"},{"$error":"#DIV/0!"},{"$error":"#DIV/0!"},{"$error":"#DIV/0!"},{"$error":"#DIV/0!"},{"$error":"#DIV/0!"},{"$error":"#DIV/0!"},{"$error":"#DIV/0!"},"冷房COP比","βc"]
[null,null,"Σ",{"$f":"D$161*D$255","v":{"$error":"#DIV/0!"}},{"$error":"#DIV/0!"},{"$error":"#DIV/0!"},{"$error":"#DIV/0!"},{"$error":"#DIV/0!"},{"$error":"#DIV/0!"},{"$error":"#DIV/0!"},{"$error":"#DIV/0!"},{"$error":"#DIV/0!"},{"$error":"#DIV/0!"},{"$error":"#DIV/0!"},{"$error":"#DIV/0!"},{"$error":"#DIV/0!"},{"$error":"#DIV/0!"},{"$error":"#DIV/0!"},{"$error":"#DIV/0!"},{"$error":"#DIV/0!"},{"$error":"#DIV/0!"},{"$error":"#DIV/0!"},{"$error":"#DIV/0!"},{"$error":"#DIV/0!"},{"$error":"#DIV/0!"},{"$error":"#DIV/0!"},{"$error":"#DIV/0!"},{"$error":"#DIV/0!"},{"$error":"#DIV/0!"},{"$error":"#DIV/0!"},{"$error":"#DIV/0!"},{"$error":"#DIV/0!"},{"$error":"#DIV/0!"},{"$error":"#DIV/0!"},{"$error":"#DIV/0!"},{"$error":"#DIV/0!"},{"$error":"#DIV/0!"},{"$error":"#DIV/0!"},{"$error":"#DIV/0!"},{"$error":"#DIV/0!"},{"$error":"#DIV/0!"},{"$error":"#DIV/0!"},{"$error":"#DIV/0!"},{"$error":"#DIV/0!"},{"$error":"#DIV/0!"},{"$f":"SUM($D$260:$AS$260)","v":{"$error":"#DIV/0!"}},"Σ"]
[null,"後7","冷房時消費電力比",{"$f":"$D$162/$D265","v":{"$error":"#DIV/0!"}},{"$f":"$E$162/$E265","v":{"$error":"#DIV/0!"}},{"$f":"$F$162/$F265","v":{"$error":"#DIV/0!"}},{"$f":"$G$162/$G265","v":{"$error":"#DIV/0!"}},{"$f":"$H$162/$H265","v":{"$error":"#DIV/0!"}},{"$f":"$I$162/$I265","v":{"$error":"#DIV/0!"}},{"$f":"$J$162/$J265","v":{"$error":"#DIV/0!"}},{"$f":"$K$162/$K265","v":{"$error":"#DIV/0!"}},{"$f":"$L$162/$L265","v":{"$error":"#DIV/0!"}},{"$f":"$M$162/$M265","v":{"$error":"#DIV/0!"}},{"$f":"$N$162/$N265","v":{"$error":"#DIV/0!"}},{"$f":"$O$162/$O265","v":{"$error":"#DIV/0!"}},{"$f":"$P$162/$P265","v":{"$error":"#DIV/0!"}},{"$f":"$Q$162/$Q265","v":{"$error":"#DIV/0!"}},{"$f":"$R$162/$R265","v":{"$error":"#DIV/0!"}},{"$f":"$S$162/$S265","v":{"$error":"#DIV/0!"}},{"$f":"$T$162/$T265","v":{"$error":"#DIV/0!"}},{"$f":"$U$162/$U265","v":{"$error":"#DIV/0!"}},{"$f":"$V$162/$V265","v":{"$error":"#DIV/0!"}},{"$f":"$W$162/$W265","v":{"$error":"#DIV/0!"}},{"$f":"$X$162/$X265","v":{"$error":"#DIV/0!"}},{"$f":"$Y$162/$Y265","v":{"$error":"#DIV/0!"}},{"$f":"$Z$162/$Z265","v":{"$error":"#DIV/0!"}},{"$f":"$AA$162/$AA265","v":{"$error":"#DIV/0!"}},{"$f":"$AB$162/$AB265","v":{"$error":"#DIV/0!"}},{"$f":"$AC$162/$AC265","v":{"$error":"#DIV/0!"}},{"$f":"$AD$162/$AD265","v":{"$error":"#DIV/0!"}},{"$f":"$AE$162/$AE265","v":{"$error":"#DIV/0!"}},{"$f":"$AF$162/$AF265","v":{"$error":"#DIV/0!"}},{"$f":"$AG$162/$AG265","v":{"$error":"#DIV/0!"}},{"$f":"$AH$162/$AH265","v":{"$error":"#DIV/0!"}},{"$f":"$AI$162/$AI265","v":{"$error":"#DIV/0!"}},{"$f":"$AJ$162/$AJ265","v":{"$error":"#DIV/0!"}},{"$f":"$AK$162/$AK265","v":{"$error":"#DIV/0!"}},{"$f":"$AL$162/$AL265","v":{"$error":"#DIV/0!"}},{"$f":"$AM$162/$AM265","v":{"$error":"#DIV/0!"}},{"$f":"$AN$162/$AN265","v":{"$error":"#DIV/0!"}},{"$f":"$AO$162/$AO265","v":{"$error":"#DIV/0!"}},{"$f":"$AP$162/$AP265","v":{"$error":"#DIV/0!"}},{"$f":"$AQ$162/$AQ265","v":{"$error":"#DIV/0!"}},{"$f":"$AR$162/$AR265","v":{"$error":"#DIV/0!"}},{"$f":"$AS$162/$AS265","v":{"$error":"#DIV/0!"}},"冷房時消費電力比","εc"]
[null,null,"冷房能力",{"$f":"($W$43-1.077*$W$43)/6*($D$148-35)+$W$43","v":0},{"$f":"($W$43-1.077*$W$43)/6*($E$148-35)+$W$43","v":0},{"$f":"($W$43-1.077*$W$43)/6*($F$148-35)+$W$43","v":0},{"$f":"($W$43-1.077*$W$43)/6*($G$148-35)+$W$43","v":0},{"$f":"($W$43-1.077*$W$43)/6*($H$148-35)+$W$43","v":0},{"$f":"($W$43-1.077*$W$43)/6*($I$148-35)+$W$43","v":0},{"$f":"($W$43-1.077*$W$43)/6*($J$148-35)+$W$43","v":0},{"$f":"($W$43-1.077*$W$43)/6*($K$148-35)+$W$43","v":0},{"$f":"($W$43-1.077*$W$43)/6*($L$148-35)+$W$43","v":0},{"$f":"($W$43-1.077*$W$43)/6*($M$148-35)+$W$43","v":0},{"$f":"($W$43-1.077*$W$43)/6*($N$148-35)+$W$43","v":0},{"$f":"($W$43-1.077*$W$43)/6*($O$148-35)+$W$43","v":0},{"$f":"($W$43-1.077*$W$43)/6*($P$148-35)+$W$43","v":0},{"$f":"($W$43-1.077*$W$43)/6*($Q$148-35)+$W$43","v":0},{"$f":"($W$43-1.077*$W$43)/6*($R$148-35)+$W$43","v":0},{"$f":"($W$43-1.077*$W$43)/6*($S$148-35)+$W$43","v":0},{"$f":"($W$43-1.077*$W$43)/6*($T$148-35)+$W$43","v":0},{"$f":"($W$43-1.077*$W$43)/6*($U$148-35)+$W$43","v":0},{"$f":"($W$43-1.077*$W$43)/6*($V$148-35)+$W$43","v":0},{"$f":"($W$43-1.077*$W$43)/6*($W$148-35)+$W$43","v":0},{"$f":"($W$43-1.077*$W$43)/6*($X$148-35)+$W$43","v":0},{"$f":"($W$43-1.077*$W$43)/6*($Y$148-35)+$W$43","v":0},{"$f":"($W$43-1.077*$W$43)/6*($Z$148-35)+$W$43","v":0},{"$f":"($W$43-1.077*$W$43)/6*($AA$148-35)+$W$43","v":0},{"$f":"($W$43-1.077*$W$43)/6*($AB$148-35)+$W$43","v":0},{"$f":"($W$43-1.077*$W$43)/6*($AC$148-35)+$W$43","v":0},{"$f":"($W$43-1.077*$W$43)/6*($AD$148-35)+$W$43","v":0},{"$f":"($W$43-1.077*$W$43)/6*($AE$148-35)+$W$43","v":0},{"$f":"($W$43-1.077*$W$43)/6*($AF$148-35)+$W$43","v":0},{"$f":"($W$43-1.077*$W$43)/6*($AG$148-35)+$W$43","v":0},{"$f":"($W$43-1.077*$W$43)/6*($AH$148-35)+$W$43","v":0},{"$f":"($W$43-1.077*$W$43)/6*($AI$148-35)+$W$43","v":0},{"$f":"($W$43-1.077*$W$43)/6*($AJ$148-35)+$W$43","v":0},{"$f":"($W$43-1.077*$W$43)/6*($AK$148-35)+$W$43","v":0},{"$f":"($W$43-1.077*$W$43)/6*($AL$148-35)+$W$43","v":0},{"$f":"($W$43-1.077*$W$43)/6*($AM$148-35)+$W$43","v":0},{"$f":"($W$43-1.077*$W$43)/6*($AN$148-35)+$W$43","v":0},{"$f":"($W$43-1.077*$W$43)/6*($AO$148-35)+$W$43","v":0},{"$f":"($W$43-1.077*$W$43)/6*($AP$148-35)+$W$43","v":0},{"$f":"($W$43-1.077*$W$43)/6*($AQ$148-35)+$W$43","v":0},{"$f":"($W$43-1.077*$W$43)/6*($AR$148-35)+$W$43","v":0},{"$f":"($W$43-1.077*$W$43)/6*($AS$148-35)+$W$43","v":0},"冷房能力","Φc"]
[null,null,"冷房消費電力",{"$f":"($W$44-0.914*$W$44)/6*($D$148-35)+$W$44","v":0},{"$f":"($W$44-0.914*$W$44)/6*($E$148-35)+$W$44","v":0},{"$f":"($W$44-0.914*$W$44)/6*($F$148-35)+$W$44","v":0},{"$f":"($W$44-0.914*$W$44)/6*($G$148-35)+$W$44","v":0},{"$f":"($W$44-0.914*$W$44)/6*($H$148-35)+$W$44","v":0},{"$f":"($W$44-0.914*$W$44)/6*($I$148-35)+$W$44","v":0},{"$f":"($W$44-0.914*$W$44)/6*($J$148-35)+$W$44","v":0},{"$f":"($W$44-0.914*$W$44)/6*($K$148-35)+$W$44","v":0},{"$f":"($W$44-0.914*$W$44)/6*($L$148-35)+$W$44","v":0},{"$f":"($W$44-0.914*$W$44)/6*($M$148-35)+$W$44","v":0},{"$f":"($W$44-0.914*$W$44)/6*($N$148-35)+$W$44","v":0},{"$f":"($W$44-0.914*$W$44)/6*($O$148-35)+$W$44","v":0},{"$f":"($W$44-0.914*$W$44)/6*($P$148-35)+$W$44","v":0},{"$f":"($W$44-0.914*$W$44)/6*($Q$148-35)+$W$44","v":0},{"$f":"($W$44-0.914*$W$44)/6*($R$148-35)+$W$44","v":0},{"$f":"($W$44-0.914*$W$44)/6*($S$148-35)+$W$44","v":0},{"$f":"($W$44-0.914*$W$44)/6*($T$148-35)+$W$44","v":0},{"$f":"($W$44-0.914*$W$44)/6*($U$148-35)+$W$44","v":0},{"$f":"($W$44-0.914*$W$44)/6*($V$148-35)+$W$44","v":0},{"$f":"($W$44-0.914*$W$44)/6*($W$148-35)+$W$44","v":0},{"$f":"($W$44-0.914*$W$44)/6*($X$148-35)+$W$44","v":0},{"$f":"($W$44-0.914*$W$44)/6*($Y$148-35)+$W$44","v":0},{"$f":"($W$44-0.914*$W$44)/6*($Z$148-35)+$W$44","v":0},{"$f":"($W$44-0.914*$W$44)/6*($AA$148-35)+$W$44","v":0},{"$f":"($W$44-0.914*$W$44)/6*($AB$148-35)+$W$44","v":0},{"$f":"($W$44-0.914*$W$44)/6*($AC$148-35)+$W$44","v":0},{"$f":"($W$44-0.914*$W$44)/6*($AD$148-35)+$W$44","v":0},{"$f":"($W$44-0.914*$W$44)/6*($AE$148-35)+$W$44","v":0},{"$f":"($W$44-0.914*$W$44)/6*($AF$148-35)+$W$44","v":0},{"$f":"($W$44-0.914*$W$44)/6*($AG$148-35)+$W$44","v":0},{"$f":"($W$44-0.914*$W$44)/6*($AH$148-35)+$W$44","v":0},{"$f":"($W$44-0.914*$W$44)/6*($AI$148-35)+$W$44","v":0},{"$f":"($W$44-0.914*$W$44)/6*($AJ$148-35)+$W$44","v":0},{"$f":"($W$44-0.914*$W$44)/6*($AK$148-35)+$W$44","v":0},{"$f":"($W$44-0.914*$W$44)/6*($AL$148-35)+$W$44","v":0},{"$f":"($W$44-0.914*$W$44)/6*($AM$148-35)+$W$44","v":0},{"$f":"($W$44-0.914*$W$44)/6*($AN$148-35)+$W$44","v":0},{"$f":"($W$44-0.914*$W$44)/6*($AO$148-35)+$W$44","v":0},{"$f":"($W$44-0.914*$W$44)/6*($AP$148-35)+$W$44","v":0},{"$f":"($W$44-0.914*$W$44)/6*($AQ$148-35)+$W$44","v":0},{"$f":"($W$44-0.914*$W$44)/6*($AR$148-35)+$W$44","v":0},{"$f":"($W$44-0.914*$W$44)/6*($AS$148-35)+$W$44","v":0},"冷房消費電力","Pc"]
[null,null,"冷房COP",{"$f":"D$262/D$263","v":{"$error":"#DIV/0!"}},{"$error":"#DIV/0!"},{"$error":"#DIV/0!"},{"$error":"#DIV/0!"},{"$error":"#DIV/0!"},{"$error":"#DIV/0!"},{"$error":"#DIV/0!"},{"$error":"#DIV/0!"},{"$error":"#DIV/0!"},{"$error":"#DIV/0!"},{"$error":"#DIV/0!"},{"$error":"#DIV/0!"},{"$error":"#DIV/0!"},{"$error":"#DIV/0!"},{"$error":"#DIV/0!"},{"$error":"#DIV/0!"},{"$error":"#DIV/0!"},{"$error":"#DIV/0!"},{"$error":"#DIV/0!"},{"$error":"#DIV/0!"},{"$error":"#DIV/0!"},{"$error":"#DIV/0!"},{"$error":"#DIV/0!"},{"$error":"#DIV/0!"},{"$error":"#DIV/0!"},{"$error":"#DIV/0!"},{"$error":"#DIV/0!"},{"$error":"#DIV/0!"},{"$error":"#DIV/0!"},{"$error":"#DIV/0!"},{"$error":"#DIV/0!"},{"$error":"#DIV/0!"},{"$error":"#DIV/0!"},{"$error":"#DIV/0!"},{"$error":"#DIV/0!"},{"$error":"#DIV/0!"},{"$error":"#DIV/0!"},{"$error":"#DIV/0!"},{"$error":"#DIV/0!"},{"$error":"#DIV/0!"},{"$error":"#DIV/0!"},{"$error":"#DIV/0!"},"冷房COP","σc"]
[null,null,"冷房COP比",{"$f":"D$264/$AS$264","v":{"$error":"#DIV/0!"}},{"$error":"#DIV/0!"},{"$error":"#DIV/0!"},{"$error":"#DIV/0!"},{"$error":"#DIV/0!"},{"$error":"#DIV/0!"},{"$error":"#DIV/0!"},{"$error":"#DIV/0!"},{"$error":"#DIV/0!"},{"$error":"#DIV/0!"},{"$error":"#DIV/0!"},{"$error":"#DIV/0!"},{"$error":"#DIV/0!"},{"$error":"#DIV/0!"},{"$error":"#DIV/0!"},{"$error":"#DIV/0!"},{"$error":"#DIV/0!"},{"$error":"#DIV/0!"},{"$error":"#DIV/0!"},{"$error":"#DIV/0!"},{"$error":"#DIV/0!"},{"$error":"#DIV/0!"},{"$error":"#DIV/0!"},{"$error":"#DIV/0!"},{"$error":"#DIV/0!"},{"$error":"#DIV/0!"},{"$error":"#DIV/0!"},{"$error":"#DIV/0!"},{"$error":"#DIV/0!"},{"$error":"#DIV/0!"},{"$error":"#DIV/0!"},{"$error":"#DIV/0!"},{"$error":"#DIV/0!"},{"$error":"#DIV/0!"},{"$error":"#DIV/0!"},{"$error":"#DIV/0!"},{"$error":"#DIV/0!"},{"$error":"#DIV/0!"},{"$error":"#DIV/0!"},{"$error":"#DIV/0!"},{"$error":"#DIV/0!"},{"$error":"#DIV/0!"},"冷房COP比","βc"]
[null,null,"Σ",{"$f":"D$161*D$261","v":{"$error":"#DIV/0!"}},{"$error":"#DIV/0!"},{"$error":"#DIV/0!"},{"$error":"#DIV/0!"},{"$error":"#DIV/0!"},{"$error":"#DIV/0!"},{"$error":"#DIV/0!"},{"$error":"#DIV/0!"},{"$error":"#DIV/0!"},{"$error":"#DIV/0!"},{"$error":"#DIV/0!"},{"$error":"#DIV/0!"},{"$error":"#DIV/0!"},{"$error":"#DIV/0!"},{"$error":"#DIV/0!"},{"$error":"#DIV/0!"},{"$error":"#DIV/0!"},{"$error":"#DIV/0!"},{"$error":"#DIV/0!"},{"$error":"#DIV/0!"},{"$error":"#DIV/0!"},{"$error":"#DIV/0!"},{"$error":"#DIV/0!"},{"$error":"#DIV/0!"},{"$error":"#DIV/0!"},{"$error":"#DIV/0!"},{"$error":"#DIV/0!"},{"$error":"#DIV/0!"},{"$error":"#DIV/0!"},{"$error":"#DIV/0!"},{"$error":"#DIV/0!"},{"$error":"#DIV/0!"},{"$error":"#DIV/0!"},{"$error":"#DIV/0!"},{"$error":"#DIV/0!"},{"$error":"#DIV/0!"},{"$error":"#DIV/0!"},{"$error":"#DIV/0!"},{"$error":"#DIV/0!"},{"$error":"#DIV/0!"},{"$error":"#DIV/0!"},{"$error":"#DIV/0!"},{"$f":"SUM($D$266:$AS$266)","v":{"$error":"#DIV/0!"}},"Σ"]
[null,"後8","冷房時消費電力比",{"$f":"$D$162/$D271","v":{"$error":"#DIV/0!"}},{"$f":"$E$162/$E271","v":{"$error":"#DIV/0!"}},{"$f":"$F$162/$F271","v":{"$error":"#DIV/0!"}},{"$f":"$G$162/$G271","v":{"$error":"#DIV/0!"}},{"$f":"$H$162/$H271","v":{"$error":"#DIV/0!"}},{"$f":"$I$162/$I271","v":{"$error":"#DIV/0!"}},{"$f":"$J$162/$J271","v":{"$error":"#DIV/0!"}},{"$f":"$K$162/$K271","v":{"$error":"#DIV/0!"}},{"$f":"$L$162/$L271","v":{"$error":"#DIV/0!"}},{"$f":"$M$162/$M271","v":{"$error":"#DIV/0!"}},{"$f":"$N$162/$N271","v":{"$error":"#DIV/0!"}},{"$f":"$O$162/$O271","v":{"$error":"#DIV/0!"}},{"$f":"$P$162/$P271","v":{"$error":"#DIV/0!"}},{"$f":"$Q$162/$Q271","v":{"$error":"#DIV/0!"}},{"$f":"$R$162/$R271","v":{"$error":"#DIV/0!"}},{"$f":"$S$162/$S271","v":{"$error":"#DIV/0!"}},{"$f":"$T$162/$T271","v":{"$error":"#DIV/0!"}},{"$f":"$U$162/$U271","v":{"$error":"#DIV/0!"}},{"$f":"$V$162/$V271","v":{"$error":"#DIV/0!"}},{"$f":"$W$162/$W271","v":{"$error":"#DIV/0!"}},{"$f":"$X$162/$X271","v":{"$error":"#DIV/0!"}},{"$f":"$Y$162/$Y271","v":{"$error":"#DIV/0!"}},{"$f":"$Z$162/$Z271","v":{"$error":"#DIV/0!"}},{"$f":"$AA$162/$AA271","v":{"$error":"#DIV/0!"}},{"$f":"$AB$162/$AB271","v":{"$error":"#DIV/0!"}},{"$f":"$AC$162/$AC271","v":{"$error":"#DIV/0!"}},{"$f":"$AD$162/$AD271","v":{"$error":"#DIV/0!"}},{"$f":"$AE$162/$AE271","v":{"$error":"#DIV/0!"}},{"$f":"$AF$162/$AF271","v":{"$error":"#DIV/0!"}},{"$f":"$AG$162/$AG271","v":{"$error":"#DIV/0!"}},{"$f":"$AH$162/$AH271","v":{"$error":"#DIV/0!"}},{"$f":"$AI$162/$AI271","v":{"$error":"#DIV/0!"}},{"$f":"$AJ$162/$AJ271","v":{"$error":"#DIV/0!"}},{"$f":"$AK$162/$AK271","v":{"$error":"#DIV/0!"}},{"$f":"$AL$162/$AL271","v":{"$error":"#DIV/0!"}},{"$f":"$AM$162/$AM271","v":{"$error":"#DIV/0!"}},{"$f":"$AN$162/$AN271","v":{"$error":"#DIV/0!"}},{"$f":"$AO$162/$AO271","v":{"$error":"#DIV/0!"}},{"$f":"$AP$162/$AP271","v":{"$error":"#DIV/0!"}},{"$f":"$AQ$162/$AQ271","v":{"$error":"#DIV/0!"}},{"$f":"$AR$162/$AR271","v":{"$error":"#DIV/0!"}},{"$f":"$AS$162/$AS271","v":{"$error":"#DIV/0!"}},"冷房時消費電力比","εc"]
[null,null,"冷房能力",{"$f":"($X$43-1.077*$X$43)/6*($D$148-35)+$X$43","v":0},{"$f":"($X$43-1.077*$X$43)/6*($E$148-35)+$X$43","v":0},{"$f":"($X$43-1.077*$X$43)/6*($F$148-35)+$X$43","v":0},{"$f":"($X$43-1.077*$X$43)/6*($G$148-35)+$X$43","v":0},{"$f":"($X$43-1.077*$X$43)/6*($H$148-35)+$X$43","v":0},{"$f":"($X$43-1.077*$X$43)/6*($I$148-35)+$X$43","v":0},{"$f":"($X$43-1.077*$X$43)/6*($J$148-35)+$X$43","v":0},{"$f":"($X$43-1.077*$X$43)/6*($K$148-35)+$X$43","v":0},{"$f":"($X$43-1.077*$X$43)/6*($L$148-35)+$X$43","v":0},{"$f":"($X$43-1.077*$X$43)/6*($M$148-35)+$X$43","v":0},{"$f":"($X$43-1.077*$X$43)/6*($N$148-35)+$X$43","v":0},{"$f":"($X$43-1.077*$X$43)/6*($O$148-35)+$X$43","v":0},{"$f":"($X$43-1.077*$X$43)/6*($P$148-35)+$X$43","v":0},{"$f":"($X$43-1.077*$X$43)/6*($Q$148-35)+$X$43","v":0},{"$f":"($X$43-1.077*$X$43)/6*($R$148-35)+$X$43","v":0},{"$f":"($X$43-1.077*$X$43)/6*($S$148-35)+$X$43","v":0},{"$f":"($X$43-1.077*$X$43)/6*($T$148-35)+$X$43","v":0},{"$f":"($X$43-1.077*$X$43)/6*($U$148-35)+$X$43","v":0},{"$f":"($X$43-1.077*$X$43)/6*($V$148-35)+$X$43","v":0},{"$f":"($X$43-1.077*$X$43)/6*($W$148-35)+$X$43","v":0},{"$f":"($X$43-1.077*$X$43)/6*($X$148-35)+$X$43","v":0},{"$f":"($X$43-1.077*$X$43)/6*($Y$148-35)+$X$43","v":0},{"$f":"($X$43-1.077*$X$43)/6*($Z$148-35)+$X$43","v":0},{"$f":"($X$43-1.077*$X$43)/6*($AA$148-35)+$X$43","v":0},{"$f":"($X$43-1.077*$X$43)/6*($AB$148-35)+$X$43","v":0},{"$f":"($X$43-1.077*$X$43)/6*($AC$148-35)+$X$43","v":0},{"$f":"($X$43-1.077*$X$43)/6*($AD$148-35)+$X$43","v":0},{"$f":"($X$43-1.077*$X$43)/6*($AE$148-35)+$X$43","v":0},{"$f":"($X$43-1.077*$X$43)/6*($AF$148-35)+$X$43","v":0},{"$f":"($X$43-1.077*$X$43)/6*($AG$148-35)+$X$43","v":0},{"$f":"($X$43-1.077*$X$43)/6*($AH$148-35)+$X$43","v":0},{"$f":"($X$43-1.077*$X$43)/6*($AI$148-35)+$X$43","v":0},{"$f":"($X$43-1.077*$X$43)/6*($AJ$148-35)+$X$43","v":0},{"$f":"($X$43-1.077*$X$43)/6*($AK$148-35)+$X$43","v":0},{"$f":"($X$43-1.077*$X$43)/6*($AL$148-35)+$X$43","v":0},{"$f":"($X$43-1.077*$X$43)/6*($AM$148-35)+$X$43","v":0},{"$f":"($X$43-1.077*$X$43)/6*($AN$148-35)+$X$43","v":0},{"$f":"($X$43-1.077*$X$43)/6*($AO$148-35)+$X$43","v":0},{"$f":"($X$43-1.077*$X$43)/6*($AP$148-35)+$X$43","v":0},{"$f":"($X$43-1.077*$X$43)/6*($AQ$148-35)+$X$43","v":0},{"$f":"($X$43-1.077*$X$43)/6*($AR$148-35)+$X$43","v":0},{"$f":"($X$43-1.077*$X$43)/6*($AS$148-35)+$X$43","v":0},"冷房能力","Φc"]
[null,null,"冷房消費電力",{"$f":"($X$44-0.914*$X$44)/6*($D$148-35)+$X$44","v":0},{"$f":"($X$44-0.914*$X$44)/6*($E$148-35)+$X$44","v":0},{"$f":"($X$44-0.914*$X$44)/6*($F$148-35)+$X$44","v":0},{"$f":"($X$44-0.914*$X$44)/6*($G$148-35)+$X$44","v":0},{"$f":"($X$44-0.914*$X$44)/6*($H$148-35)+$X$44","v":0},{"$f":"($X$44-0.914*$X$44)/6*($I$148-35)+$X$44","v":0},{"$f":"($X$44-0.914*$X$44)/6*($J$148-35)+$X$44","v":0},{"$f":"($X$44-0.914*$X$44)/6*($K$148-35)+$X$44","v":0},{"$f":"($X$44-0.914*$X$44)/6*($L$148-35)+$X$44","v":0},{"$f":"($X$44-0.914*$X$44)/6*($M$148-35)+$X$44","v":0},{"$f":"($X$44-0.914*$X$44)/6*($N$148-35)+$X$44","v":0},{"$f":"($X$44-0.914*$X$44)/6*($O$148-35)+$X$44","v":0},{"$f":"($X$44-0.914*$X$44)/6*($P$148-35)+$X$44","v":0},{"$f":"($X$44-0.914*$X$44)/6*($Q$148-35)+$X$44","v":0},{"$f":"($X$44-0.914*$X$44)/6*($R$148-35)+$X$44","v":0},{"$f":"($X$44-0.914*$X$44)/6*($S$148-35)+$X$44","v":0},{"$f":"($X$44-0.914*$X$44)/6*($T$148-35)+$X$44","v":0},{"$f":"($X$44-0.914*$X$44)/6*($U$148-35)+$X$44","v":0},{"$f":"($X$44-0.914*$X$44)/6*($V$148-35)+$X$44","v":0},{"$f":"($X$44-0.914*$X$44)/6*($W$148-35)+$X$44","v":0},{"$f":"($X$44-0.914*$X$44)/6*($X$148-35)+$X$44","v":0},{"$f":"($X$44-0.914*$X$44)/6*($Y$148-35)+$X$44","v":0},{"$f":"($X$44-0.914*$X$44)/6*($Z$148-35)+$X$44","v":0},{"$f":"($X$44-0.914*$X$44)/6*($AA$148-35)+$X$44","v":0},{"$f":"($X$44-0.914*$X$44)/6*($AB$148-35)+$X$44","v":0},{"$f":"($X$44-0.914*$X$44)/6*($AC$148-35)+$X$44","v":0},{"$f":"($X$44-0.914*$X$44)/6*($AD$148-35)+$X$44","v":0},{"$f":"($X$44-0.914*$X$44)/6*($AE$148-35)+$X$44","v":0},{"$f":"($X$44-0.914*$X$44)/6*($AF$148-35)+$X$44","v":0},{"$f":"($X$44-0.914*$X$44)/6*($AG$148-35)+$X$44","v":0},{"$f":"($X$44-0.914*$X$44)/6*($AH$148-35)+$X$44","v":0},{"$f":"($X$44-0.914*$X$44)/6*($AI$148-35)+$X$44","v":0},{"$f":"($X$44-0.914*$X$44)/6*($AJ$148-35)+$X$44","v":0},{"$f":"($X$44-0.914*$X$44)/6*($AK$148-35)+$X$44","v":0},{"$f":"($X$44-0.914*$X$44)/6*($AL$148-35)+$X$44","v":0},{"$f":"($X$44-0.914*$X$44)/6*($AM$148-35)+$X$44","v":0},{"$f":"($X$44-0.914*$X$44)/6*($AN$148-35)+$X$44","v":0},{"$f":"($X$44-0.914*$X$44)/6*($AO$148-35)+$X$44","v":0},{"$f":"($X$44-0.914*$X$44)/6*($AP$148-35)+$X$44","v":0},{"$f":"($X$44-0.914*$X$44)/6*($AQ$148-35)+$X$44","v":0},{"$f":"($X$44-0.914*$X$44)/6*($AR$148-35)+$X$44","v":0},{"$f":"($X$44-0.914*$X$44)/6*($AS$148-35)+$X$44","v":0},"冷房消費電力","Pc"]
[null,null,"冷房COP",{"$f":"D$268/D$269","v":{"$error":"#DIV/0!"}},{"$error":"#DIV/0!"},{"$error":"#DIV/0!"},{"$error":"#DIV/0!"},{"$error":"#DIV/0!"},{"$error":"#DIV/0!"},{"$error":"#DIV/0!"},{"$error":"#DIV/0!"},{"$error":"#DIV/0!"},{"$error":"#DIV/0!"},{"$error":"#DIV/0!"},{"$error":"#DIV/0!"},{"$error":"#DIV/0!"},{"$error":"#DIV/0!"},{"$error":"#DIV/0!"},{"$error":"#DIV/0!"},{"$error":"#DIV/0!"},{"$error":"#DIV/0!"},{"$error":"#DIV/0!"},{"$error":"#DIV/0!"},{"$error":"#DIV/0!"},{"$error":"#DIV/0!"},{"$error":"#DIV/0!"},{"$error":"#DIV/0!"},{"$error":"#DIV/0!"},{"$error":"#DIV/0!"},{"$error":"#DIV/0!"},{"$error":"#DIV/0!"},{"$error":"#DIV/0!"},{"$error":"#DIV/0!"},{"$error":"#DIV/0!"},{"$error":"#DIV/0!"},{"$error":"#DIV/0!"},{"$error":"#DIV/0!"},{"$error":"#DIV/0!"},{"$error":"#DIV/0!"},{"$error":"#DIV/0!"},{"$error":"#DIV/0!"},{"$error":"#DIV/0!"},{"$error":"#DIV/0!"},{"$error":"#DIV/0!"},{"$error":"#DIV/0!"},"冷房COP","σc"]
[null,null,"冷房COP比",{"$f":"D$270/$AS$270","v":{"$error":"#DIV/0!"}},{"$error":"#DIV/0!"},{"$error":"#DIV/0!"},{"$error":"#DIV/0!"},{"$error":"#DIV/0!"},{"$error":"#DIV/0!"},{"$error":"#DIV/0!"},{"$error":"#DIV/0!"},{"$error":"#DIV/0!"},{"$error":"#DIV/0!"},{"$error":"#DIV/0!"},{"$error":"#DIV/0!"},{"$error":"#DIV/0!"},{"$error":"#DIV/0!"},{"$error":"#DIV/0!"},{"$error":"#DIV/0!"},{"$error":"#DIV/0!"},{"$error":"#DIV/0!"},{"$error":"#DIV/0!"},{"$error":"#DIV/0!"},{"$error":"#DIV/0!"},{"$error":"#DIV/0!"},{"$error":"#DIV/0!"},{"$error":"#DIV/0!"},{"$error":"#DIV/0!"},{"$error":"#DIV/0!"},{"$error":"#DIV/0!"},{"$error":"#DIV/0!"},{"$error":"#DIV/0!"},{"$error":"#DIV/0!"},{"$error":"#DIV/0!"},{"$error":"#DIV/0!"},{"$error":"#DIV/0!"},{"$error":"#DIV/0!"},{"$error":"#DIV/0!"},{"$error":"#DIV/0!"},{"$error":"#DIV/0!"},{"$error":"#DIV/0!"},{"$error":"#DIV/0!"},{"$error":"#DIV/0!"},{"$error":"#DIV/0!"},{"$error":"#DIV/0!"},"冷房COP比","βc"]
[null,null,"Σ",{"$f":"D$161*D$267","v":{"$error":"#DIV/0!"}},{"$error":"#DIV/0!"},{"$error":"#DIV/0!"},{"$error":"#DIV/0!"},{"$error":"#DIV/0!"},{"$error":"#DIV/0!"},{"$error":"#DIV/0!"},{"$error":"#DIV/0!"},{"$error":"#DIV/0!"},{"$error":"#DIV/0!"},{"$error":"#DIV/0!"},{"$error":"#DIV/0!"},{"$error":"#DIV/0!"},{"$error":"#DIV/0!"},{"$error":"#DIV/0!"},{"$error":"#DIV/0!"},{"$error":"#DIV/0!"},{"$error":"#DIV/0!"},{"$error":"#DIV/0!"},{"$error":"#DIV/0!"},{"$error":"#DIV/0!"},{"$error":"#DIV/0!"},{"$error":"#DIV/0!"},{"$error":"#DIV/0!"},{"$error":"#DIV/0!"},{"$error":"#DIV/0!"},{"$error":"#DIV/0!"},{"$error":"#DIV/0!"},{"$error":"#DIV/0!"},{"$error":"#DIV/0!"},{"$error":"#DIV/0!"},{"$error":"#DIV/0!"},{"$error":"#DIV/0!"},{"$error":"#DIV/0!"},{"$error":"#DIV/0!"},{"$error":"#DIV/0!"},{"$error":"#DIV/0!"},{"$error":"#DIV/0!"},{"$error":"#DIV/0!"},{"$error":"#DIV/0!"},{"$error":"#DIV/0!"},{"$error":"#DIV/0!"},{"$f":"SUM($D$272:$AS$272)","v":{"$error":"#DIV/0!"}},"Σ"]
[null,"後9","冷房時消費電力比",{"$f":"$D$162/$D277","v":{"$error":"#DIV/0!"}},{"$f":"$E$162/$E277","v":{"$error":"#DIV/0!"}},{"$f":"$F$162/$F277","v":{"$error":"#DIV/0!"}},{"$f":"$G$162/$G277","v":{"$error":"#DIV/0!"}},{"$f":"$H$162/$H277","v":{"$error":"#DIV/0!"}},{"$f":"$I$162/$I277","v":{"$error":"#DIV/0!"}},{"$f":"$J$162/$J277","v":{"$error":"#DIV/0!"}},{"$f":"$K$162/$K277","v":{"$error":"#DIV/0!"}},{"$f":"$L$162/$L277","v":{"$error":"#DIV/0!"}},{"$f":"$M$162/$M277","v":{"$error":"#DIV/0!"}},{"$f":"$N$162/$N277","v":{"$error":"#DIV/0!"}},{"$f":"$O$162/$O277","v":{"$error":"#DIV/0!"}},{"$f":"$P$162/$P277","v":{"$error":"#DIV/0!"}},{"$f":"$Q$162/$Q277","v":{"$error":"#DIV/0!"}},{"$f":"$R$162/$R277","v":{"$error":"#DIV/0!"}},{"$f":"$S$162/$S277","v":{"$error":"#DIV/0!"}},{"$f":"$T$162/$T277","v":{"$error":"#DIV/0!"}},{"$f":"$U$162/$U277","v":{"$error":"#DIV/0!"}},{"$f":"$V$162/$V277","v":{"$error":"#DIV/0!"}},{"$f":"$W$162/$W277","v":{"$error":"#DIV/0!"}},{"$f":"$X$162/$X277","v":{"$error":"#DIV/0!"}},{"$f":"$Y$162/$Y277","v":{"$error":"#DIV/0!"}},{"$f":"$Z$162/$Z277","v":{"$error":"#DIV/0!"}},{"$f":"$AA$162/$AA277","v":{"$error":"#DIV/0!"}},{"$f":"$AB$162/$AB277","v":{"$error":"#DIV/0!"}},{"$f":"$AC$162/$AC277","v":{"$error":"#DIV/0!"}},{"$f":"$AD$162/$AD277","v":{"$error":"#DIV/0!"}},{"$f":"$AE$162/$AE277","v":{"$error":"#DIV/0!"}},{"$f":"$AF$162/$AF277","v":{"$error":"#DIV/0!"}},{"$f":"$AG$162/$AG277","v":{"$error":"#DIV/0!"}},{"$f":"$AH$162/$AH277","v":{"$error":"#DIV/0!"}},{"$f":"$AI$162/$AI277","v":{"$error":"#DIV/0!"}},{"$f":"$AJ$162/$AJ277","v":{"$error":"#DIV/0!"}},{"$f":"$AK$162/$AK277","v":{"$error":"#DIV/0!"}},{"$f":"$AL$162/$AL277","v":{"$error":"#DIV/0!"}},{"$f":"$AM$162/$AM277","v":{"$error":"#DIV/0!"}},{"$f":"$AN$162/$AN277","v":{"$error":"#DIV/0!"}},{"$f":"$AO$162/$AO277","v":{"$error":"#DIV/0!"}},{"$f":"$AP$162/$AP277","v":{"$error":"#DIV/0!"}},{"$f":"$AQ$162/$AQ277","v":{"$error":"#DIV/0!"}},{"$f":"$AR$162/$AR277","v":{"$error":"#DIV/0!"}},{"$f":"$AS$162/$AS277","v":{"$error":"#DIV/0!"}},"冷房時消費電力比","εc"]
[null,null,"冷房能力",{"$f":"($Y$43-1.077*$Y$43)/6*($D$148-35)+$Y$43","v":0},{"$f":"($Y$43-1.077*$Y$43)/6*($E$148-35)+$Y$43","v":0},{"$f":"($Y$43-1.077*$Y$43)/6*($F$148-35)+$Y$43","v":0},{"$f":"($Y$43-1.077*$Y$43)/6*($G$148-35)+$Y$43","v":0},{"$f":"($Y$43-1.077*$Y$43)/6*($H$148-35)+$Y$43","v":0},{"$f":"($Y$43-1.077*$Y$43)/6*($I$148-35)+$Y$43","v":0},{"$f":"($Y$43-1.077*$Y$43)/6*($J$148-35)+$Y$43","v":0},{"$f":"($Y$43-1.077*$Y$43)/6*($K$148-35)+$Y$43","v":0},{"$f":"($Y$43-1.077*$Y$43)/6*($L$148-35)+$Y$43","v":0},{"$f":"($Y$43-1.077*$Y$43)/6*($M$148-35)+$Y$43","v":0},{"$f":"($Y$43-1.077*$Y$43)/6*($N$148-35)+$Y$43","v":0},{"$f":"($Y$43-1.077*$Y$43)/6*($O$148-35)+$Y$43","v":0},{"$f":"($Y$43-1.077*$Y$43)/6*($P$148-35)+$Y$43","v":0},{"$f":"($Y$43-1.077*$Y$43)/6*($Q$148-35)+$Y$43","v":0},{"$f":"($Y$43-1.077*$Y$43)/6*($R$148-35)+$Y$43","v":0},{"$f":"($Y$43-1.077*$Y$43)/6*($S$148-35)+$Y$43","v":0},{"$f":"($Y$43-1.077*$Y$43)/6*($T$148-35)+$Y$43","v":0},{"$f":"($Y$43-1.077*$Y$43)/6*($U$148-35)+$Y$43","v":0},{"$f":"($Y$43-1.077*$Y$43)/6*($V$148-35)+$Y$43","v":0},{"$f":"($Y$43-1.077*$Y$43)/6*($W$148-35)+$Y$43","v":0},{"$f":"($Y$43-1.077*$Y$43)/6*($X$148-35)+$Y$43","v":0},{"$f":"($Y$43-1.077*$Y$43)/6*($Y$148-35)+$Y$43","v":0},{"$f":"($Y$43-1.077*$Y$43)/6*($Z$148-35)+$Y$43","v":0},{"$f":"($Y$43-1.077*$Y$43)/6*($AA$148-35)+$Y$43","v":0},{"$f":"($Y$43-1.077*$Y$43)/6*($AB$148-35)+$Y$43","v":0},{"$f":"($Y$43-1.077*$Y$43)/6*($AC$148-35)+$Y$43","v":0},{"$f":"($Y$43-1.077*$Y$43)/6*($AD$148-35)+$Y$43","v":0},{"$f":"($Y$43-1.077*$Y$43)/6*($AE$148-35)+$Y$43","v":0},{"$f":"($Y$43-1.077*$Y$43)/6*($AF$148-35)+$Y$43","v":0},{"$f":"($Y$43-1.077*$Y$43)/6*($AG$148-35)+$Y$43","v":0},{"$f":"($Y$43-1.077*$Y$43)/6*($AH$148-35)+$Y$43","v":0},{"$f":"($Y$43-1.077*$Y$43)/6*($AI$148-35)+$Y$43","v":0},{"$f":"($Y$43-1.077*$Y$43)/6*($AJ$148-35)+$Y$43","v":0},{"$f":"($Y$43-1.077*$Y$43)/6*($AK$148-35)+$Y$43","v":0},{"$f":"($Y$43-1.077*$Y$43)/6*($AL$148-35)+$Y$43","v":0},{"$f":"($Y$43-1.077*$Y$43)/6*($AM$148-35)+$Y$43","v":0},{"$f":"($Y$43-1.077*$Y$43)/6*($AN$148-35)+$Y$43","v":0},{"$f":"($Y$43-1.077*$Y$43)/6*($AO$148-35)+$Y$43","v":0},{"$f":"($Y$43-1.077*$Y$43)/6*($AP$148-35)+$Y$43","v":0},{"$f":"($Y$43-1.077*$Y$43)/6*($AQ$148-35)+$Y$43","v":0},{"$f":"($Y$43-1.077*$Y$43)/6*($AR$148-35)+$Y$43","v":0},{"$f":"($Y$43-1.077*$Y$43)/6*($AS$148-35)+$Y$43","v":0},"冷房能力","Φc"]
[null,null,"冷房消費電力",{"$f":"($Y$44-0.914*$Y$44)/6*($D$148-35)+$Y$44","v":0},{"$f":"($Y$44-0.914*$Y$44)/6*($E$148-35)+$Y$44","v":0},{"$f":"($Y$44-0.914*$Y$44)/6*($F$148-35)+$Y$44","v":0},{"$f":"($Y$44-0.914*$Y$44)/6*($G$148-35)+$Y$44","v":0},{"$f":"($Y$44-0.914*$Y$44)/6*($H$148-35)+$Y$44","v":0},{"$f":"($Y$44-0.914*$Y$44)/6*($I$148-35)+$Y$44","v":0},{"$f":"($Y$44-0.914*$Y$44)/6*($J$148-35)+$Y$44","v":0},{"$f":"($Y$44-0.914*$Y$44)/6*($K$148-35)+$Y$44","v":0},{"$f":"($Y$44-0.914*$Y$44)/6*($L$148-35)+$Y$44","v":0},{"$f":"($Y$44-0.914*$Y$44)/6*($M$148-35)+$Y$44","v":0},{"$f":"($Y$44-0.914*$Y$44)/6*($N$148-35)+$Y$44","v":0},{"$f":"($Y$44-0.914*$Y$44)/6*($O$148-35)+$Y$44","v":0},{"$f":"($Y$44-0.914*$Y$44)/6*($P$148-35)+$Y$44","v":0},{"$f":"($Y$44-0.914*$Y$44)/6*($Q$148-35)+$Y$44","v":0},{"$f":"($Y$44-0.914*$Y$44)/6*($R$148-35)+$Y$44","v":0},{"$f":"($Y$44-0.914*$Y$44)/6*($S$148-35)+$Y$44","v":0},{"$f":"($Y$44-0.914*$Y$44)/6*($T$148-35)+$Y$44","v":0},{"$f":"($Y$44-0.914*$Y$44)/6*($U$148-35)+$Y$44","v":0},{"$f":"($Y$44-0.914*$Y$44)/6*($V$148-35)+$Y$44","v":0},{"$f":"($Y$44-0.914*$Y$44)/6*($W$148-35)+$Y$44","v":0},{"$f":"($Y$44-0.914*$Y$44)/6*($X$148-35)+$Y$44","v":0},{"$f":"($Y$44-0.914*$Y$44)/6*($Y$148-35)+$Y$44","v":0},{"$f":"($Y$44-0.914*$Y$44)/6*($Z$148-35)+$Y$44","v":0},{"$f":"($Y$44-0.914*$Y$44)/6*($AA$148-35)+$Y$44","v":0},{"$f":"($Y$44-0.914*$Y$44)/6*($AB$148-35)+$Y$44","v":0},{"$f":"($Y$44-0.914*$Y$44)/6*($AC$148-35)+$Y$44","v":0},{"$f":"($Y$44-0.914*$Y$44)/6*($AD$148-35)+$Y$44","v":0},{"$f":"($Y$44-0.914*$Y$44)/6*($AE$148-35)+$Y$44","v":0},{"$f":"($Y$44-0.914*$Y$44)/6*($AF$148-35)+$Y$44","v":0},{"$f":"($Y$44-0.914*$Y$44)/6*($AG$148-35)+$Y$44","v":0},{"$f":"($Y$44-0.914*$Y$44)/6*($AH$148-35)+$Y$44","v":0},{"$f":"($Y$44-0.914*$Y$44)/6*($AI$148-35)+$Y$44","v":0},{"$f":"($Y$44-0.914*$Y$44)/6*($AJ$148-35)+$Y$44","v":0},{"$f":"($Y$44-0.914*$Y$44)/6*($AK$148-35)+$Y$44","v":0},{"$f":"($Y$44-0.914*$Y$44)/6*($AL$148-35)+$Y$44","v":0},{"$f":"($Y$44-0.914*$Y$44)/6*($AM$148-35)+$Y$44","v":0},{"$f":"($Y$44-0.914*$Y$44)/6*($AN$148-35)+$Y$44","v":0},{"$f":"($Y$44-0.914*$Y$44)/6*($AO$148-35)+$Y$44","v":0},{"$f":"($Y$44-0.914*$Y$44)/6*($AP$148-35)+$Y$44","v":0},{"$f":"($Y$44-0.914*$Y$44)/6*($AQ$148-35)+$Y$44","v":0},{"$f":"($Y$44-0.914*$Y$44)/6*($AR$148-35)+$Y$44","v":0},{"$f":"($Y$44-0.914*$Y$44)/6*($AS$148-35)+$Y$44","v":0},"冷房消費電力","Pc"]
[null,null,"冷房COP",{"$f":"D$274/D$275","v":{"$error":"#DIV/0!"}},{"$error":"#DIV/0!"},{"$error":"#DIV/0!"},{"$error":"#DIV/0!"},{"$error":"#DIV/0!"},{"$error":"#DIV/0!"},{"$error":"#DIV/0!"},{"$error":"#DIV/0!"},{"$error":"#DIV/0!"},{"$error":"#DIV/0!"},{"$error":"#DIV/0!"},{"$error":"#DIV/0!"},{"$error":"#DIV/0!"},{"$error":"#DIV/0!"},{"$error":"#DIV/0!"},{"$error":"#DIV/0!"},{"$error":"#DIV/0!"},{"$error":"#DIV/0!"},{"$error":"#DIV/0!"},{"$error":"#DIV/0!"},{"$error":"#DIV/0!"},{"$error":"#DIV/0!"},{"$error":"#DIV/0!"},{"$error":"#DIV/0!"},{"$error":"#DIV/0!"},{"$error":"#DIV/0!"},{"$error":"#DIV/0!"},{"$error":"#DIV/0!"},{"$error":"#DIV/0!"},{"$error":"#DIV/0!"},{"$error":"#DIV/0!"},{"$error":"#DIV/0!"},{"$error":"#DIV/0!"},{"$error":"#DIV/0!"},{"$error":"#DIV/0!"},{"$error":"#DIV/0!"},{"$error":"#DIV/0!"},{"$error":"#DIV/0!"},{"$error":"#DIV/0!"},{"$error":"#DIV/0!"},{"$error":"#DIV/0!"},{"$error":"#DIV/0!"},"冷房COP","σc"]
[null,null,"冷房COP比",{"$f":"D$276/$AS$276","v":{"$error":"#DIV/0!"}},{"$error":"#DIV/0!"},{"$error":"#DIV/0!"},{"$error":"#DIV/0!"},{"$error":"#DIV/0!"},{"$error":"#DIV/0!"},{"$error":"#DIV/0!"},{"$error":"#DIV/0!"},{"$error":"#DIV/0!"},{"$error":"#DIV/0!"},{"$error":"#DIV/0!"},{"$error":"#DIV/0!"},{"$error":"#DIV/0!"},{"$error":"#DIV/0!"},{"$error":"#DIV/0!"},{"$error":"#DIV/0!"},{"$error":"#DIV/0!"},{"$error":"#DIV/0!"},{"$error":"#DIV/0!"},{"$error":"#DIV/0!"},{"$error":"#DIV/0!"},{"$error":"#DIV/0!"},{"$error":"#DIV/0!"},{"$error":"#DIV/0!"},{"$error":"#DIV/0!"},{"$error":"#DIV/0!"},{"$error":"#DIV/0!"},{"$error":"#DIV/0!"},{"$error":"#DIV/0!"},{"$error":"#DIV/0!"},{"$error":"#DIV/0!"},{"$error":"#DIV/0!"},{"$error":"#DIV/0!"},{"$error":"#DIV/0!"},{"$error":"#DIV/0!"},{"$error":"#DIV/0!"},{"$error":"#DIV/0!"},{"$error":"#DIV/0!"},{"$error":"#DIV/0!"},{"$error":"#DIV/0!"},{"$error":"#DIV/0!"},{"$error":"#DIV/0!"},"冷房COP比","βc"]
[null,null,"Σ",{"$f":"D$161*D$273","v":{"$error":"#DIV/0!"}},{"$error":"#DIV/0!"},{"$error":"#DIV/0!"},{"$error":"#DIV/0!"},{"$error":"#DIV/0!"},{"$error":"#DIV/0!"},{"$error":"#DIV/0!"},{"$error":"#DIV/0!"},{"$error":"#DIV/0!"},{"$error":"#DIV/0!"},{"$error":"#DIV/0!"},{"$error":"#DIV/0!"},{"$error":"#DIV/0!"},{"$error":"#DIV/0!"},{"$error":"#DIV/0!"},{"$error":"#DIV/0!"},{"$error":"#DIV/0!"},{"$error":"#DIV/0!"},{"$error":"#DIV/0!"},{"$error":"#DIV/0!"},{"$error":"#DIV/0!"},{"$error":"#DIV/0!"},{"$error":"#DIV/0!"},{"$error":"#DIV/0!"},{"$error":"#DIV/0!"},{"$error":"#DIV/0!"},{"$error":"#DIV/0!"},{"$error":"#DIV/0!"},{"$error":"#DIV/0!"},{"$error":"#DIV/0!"},{"$error":"#DIV/0!"},{"$error":"#DIV/0!"},{"$error":"#DIV/0!"},{"$error":"#DIV/0!"},{"$error":"#DIV/0!"},{"$error":"#DIV/0!"},{"$error":"#DIV/0!"},{"$error":"#DIV/0!"},{"$error":"#DIV/0!"},{"$error":"#DIV/0!"},{"$error":"#DIV/0!"},{"$error":"#DIV/0!"},{"$f":"SUM($D$278:$AS$278)","v":{"$error":"#DIV/0!"}},"Σ"]
[null,"後10","冷房時消費電力比",{"$f":"$D$162/$D283","v":{"$error":"#DIV/0!"}},{"$f":"$E$162/$E283","v":{"$error":"#DIV/0!"}},{"$f":"$F$162/$F283","v":{"$error":"#DIV/0!"}},{"$f":"$G$162/$G283","v":{"$error":"#DIV/0!"}},{"$f":"$H$162/$H283","v":{"$error":"#DIV/0!"}},{"$f":"$I$162/$I283","v":{"$error":"#DIV/0!"}},{"$f":"$J$162/$J283","v":{"$error":"#DIV/0!"}},{"$f":"$K$162/$K283","v":{"$error":"#DIV/0!"}},{"$f":"$L$162/$L283","v":{"$error":"#DIV/0!"}},{"$f":"$M$162/$M283","v":{"$error":"#DIV/0!"}},{"$f":"$N$162/$N283","v":{"$error":"#DIV/0!"}},{"$f":"$O$162/$O283","v":{"$error":"#DIV/0!"}},{"$f":"$P$162/$P283","v":{"$error":"#DIV/0!"}},{"$f":"$Q$162/$Q283","v":{"$error":"#DIV/0!"}},{"$f":"$R$162/$R283","v":{"$error":"#DIV/0!"}},{"$f":"$S$162/$S283","v":{"$error":"#DIV/0!"}},{"$f":"$T$162/$T283","v":{"$error":"#DIV/0!"}},{"$f":"$U$162/$U283","v":{"$error":"#DIV/0!"}},{"$f":"$V$162/$V283","v":{"$error":"#DIV/0!"}},{"$f":"$W$162/$W283","v":{"$error":"#DIV/0!"}},{"$f":"$X$162/$X283","v":{"$error":"#DIV/0!"}},{"$f":"$Y$162/$Y283","v":{"$error":"#DIV/0!"}},{"$f":"$Z$162/$Z283","v":{"$error":"#DIV/0!"}},{"$f":"$AA$162/$AA283","v":{"$error":"#DIV/0!"}},{"$f":"$AB$162/$AB283","v":{"$error":"#DIV/0!"}},{"$f":"$AC$162/$AC283","v":{"$error":"#DIV/0!"}},{"$f":"$AD$162/$AD283","v":{"$error":"#DIV/0!"}},{"$f":"$AE$162/$AE283","v":{"$error":"#DIV/0!"}},{"$f":"$AF$162/$AF283","v":{"$error":"#DIV/0!"}},{"$f":"$AG$162/$AG283","v":{"$error":"#DIV/0!"}},{"$f":"$AH$162/$AH283","v":{"$error":"#DIV/0!"}},{"$f":"$AI$162/$AI283","v":{"$error":"#DIV/0!"}},{"$f":"$AJ$162/$AJ283","v":{"$error":"#DIV/0!"}},{"$f":"$AK$162/$AK283","v":{"$error":"#DIV/0!"}},{"$f":"$AL$162/$AL283","v":{"$error":"#DIV/0!"}},{"$f":"$AM$162/$AM283","v":{"$error":"#DIV/0!"}},{"$f":"$AN$162/$AN283","v":{"$error":"#DIV/0!"}},{"$f":"$AO$162/$AO283","v":{"$error":"#DIV/0!"}},{"$f":"$AP$162/$AP283","v":{"$error":"#DIV/0!"}},{"$f":"$AQ$162/$AQ283","v":{"$error":"#DIV/0!"}},{"$f":"$AR$162/$AR283","v":{"$error":"#DIV/0!"}},{"$f":"$AS$162/$AS283","v":{"$error":"#DIV/0!"}},"冷房時消費電力比","εc"]
[null,null,"冷房能力",{"$f":"($Z$43-1.077*$Z$43)/6*($D$148-35)+$Z$43","v":0},{"$f":"($Z$43-1.077*$Z$43)/6*($E$148-35)+$Z$43","v":0},{"$f":"($Z$43-1.077*$Z$43)/6*($F$148-35)+$Z$43","v":0},{"$f":"($Z$43-1.077*$Z$43)/6*($G$148-35)+$Z$43","v":0},{"$f":"($Z$43-1.077*$Z$43)/6*($H$148-35)+$Z$43","v":0},{"$f":"($Z$43-1.077*$Z$43)/6*($I$148-35)+$Z$43","v":0},{"$f":"($Z$43-1.077*$Z$43)/6*($J$148-35)+$Z$43","v":0},{"$f":"($Z$43-1.077*$Z$43)/6*($K$148-35)+$Z$43","v":0},{"$f":"($Z$43-1.077*$Z$43)/6*($L$148-35)+$Z$43","v":0},{"$f":"($Z$43-1.077*$Z$43)/6*($M$148-35)+$Z$43","v":0},{"$f":"($Z$43-1.077*$Z$43)/6*($N$148-35)+$Z$43","v":0},{"$f":"($Z$43-1.077*$Z$43)/6*($O$148-35)+$Z$43","v":0},{"$f":"($Z$43-1.077*$Z$43)/6*($P$148-35)+$Z$43","v":0},{"$f":"($Z$43-1.077*$Z$43)/6*($Q$148-35)+$Z$43","v":0},{"$f":"($Z$43-1.077*$Z$43)/6*($R$148-35)+$Z$43","v":0},{"$f":"($Z$43-1.077*$Z$43)/6*($S$148-35)+$Z$43","v":0},{"$f":"($Z$43-1.077*$Z$43)/6*($T$148-35)+$Z$43","v":0},{"$f":"($Z$43-1.077*$Z$43)/6*($U$148-35)+$Z$43","v":0},{"$f":"($Z$43-1.077*$Z$43)/6*($V$148-35)+$Z$43","v":0},{"$f":"($Z$43-1.077*$Z$43)/6*($W$148-35)+$Z$43","v":0},{"$f":"($Z$43-1.077*$Z$43)/6*($X$148-35)+$Z$43","v":0},{"$f":"($Z$43-1.077*$Z$43)/6*($Y$148-35)+$Z$43","v":0},{"$f":"($Z$43-1.077*$Z$43)/6*($Z$148-35)+$Z$43","v":0},{"$f":"($Z$43-1.077*$Z$43)/6*($AA$148-35)+$Z$43","v":0},{"$f":"($Z$43-1.077*$Z$43)/6*($AB$148-35)+$Z$43","v":0},{"$f":"($Z$43-1.077*$Z$43)/6*($AC$148-35)+$Z$43","v":0},{"$f":"($Z$43-1.077*$Z$43)/6*($AD$148-35)+$Z$43","v":0},{"$f":"($Z$43-1.077*$Z$43)/6*($AE$148-35)+$Z$43","v":0},{"$f":"($Z$43-1.077*$Z$43)/6*($AF$148-35)+$Z$43","v":0},{"$f":"($Z$43-1.077*$Z$43)/6*($AG$148-35)+$Z$43","v":0},{"$f":"($Z$43-1.077*$Z$43)/6*($AH$148-35)+$Z$43","v":0},{"$f":"($Z$43-1.077*$Z$43)/6*($AI$148-35)+$Z$43","v":0},{"$f":"($Z$43-1.077*$Z$43)/6*($AJ$148-35)+$Z$43","v":0},{"$f":"($Z$43-1.077*$Z$43)/6*($AK$148-35)+$Z$43","v":0},{"$f":"($Z$43-1.077*$Z$43)/6*($AL$148-35)+$Z$43","v":0},{"$f":"($Z$43-1.077*$Z$43)/6*($AM$148-35)+$Z$43","v":0},{"$f":"($Z$43-1.077*$Z$43)/6*($AN$148-35)+$Z$43","v":0},{"$f":"($Z$43-1.077*$Z$43)/6*($AO$148-35)+$Z$43","v":0},{"$f":"($Z$43-1.077*$Z$43)/6*($AP$148-35)+$Z$43","v":0},{"$f":"($Z$43-1.077*$Z$43)/6*($AQ$148-35)+$Z$43","v":0},{"$f":"($Z$43-1.077*$Z$43)/6*($AR$148-35)+$Z$43","v":0},{"$f":"($Z$43-1.077*$Z$43)/6*($AS$148-35)+$Z$43","v":0},"冷房能力","Φc"]
[null,null,"冷房消費電力",{"$f":"($Z$44-0.914*$Z$44)/6*($D$148-35)+$Z$44","v":0},{"$f":"($Z$44-0.914*$Z$44)/6*($E$148-35)+$Z$44","v":0},{"$f":"($Z$44-0.914*$Z$44)/6*($F$148-35)+$Z$44","v":0},{"$f":"($Z$44-0.914*$Z$44)/6*($G$148-35)+$Z$44","v":0},{"$f":"($Z$44-0.914*$Z$44)/6*($H$148-35)+$Z$44","v":0},{"$f":"($Z$44-0.914*$Z$44)/6*($I$148-35)+$Z$44","v":0},{"$f":"($Z$44-0.914*$Z$44)/6*($J$148-35)+$Z$44","v":0},{"$f":"($Z$44-0.914*$Z$44)/6*($K$148-35)+$Z$44","v":0},{"$f":"($Z$44-0.914*$Z$44)/6*($L$148-35)+$Z$44","v":0},{"$f":"($Z$44-0.914*$Z$44)/6*($M$148-35)+$Z$44","v":0},{"$f":"($Z$44-0.914*$Z$44)/6*($N$148-35)+$Z$44","v":0},{"$f":"($Z$44-0.914*$Z$44)/6*($O$148-35)+$Z$44","v":0},{"$f":"($Z$44-0.914*$Z$44)/6*($P$148-35)+$Z$44","v":0},{"$f":"($Z$44-0.914*$Z$44)/6*($Q$148-35)+$Z$44","v":0},{"$f":"($Z$44-0.914*$Z$44)/6*($R$148-35)+$Z$44","v":0},{"$f":"($Z$44-0.914*$Z$44)/6*($S$148-35)+$Z$44","v":0},{"$f":"($Z$44-0.914*$Z$44)/6*($T$148-35)+$Z$44","v":0},{"$f":"($Z$44-0.914*$Z$44)/6*($U$148-35)+$Z$44","v":0},{"$f":"($Z$44-0.914*$Z$44)/6*($V$148-35)+$Z$44","v":0},{"$f":"($Z$44-0.914*$Z$44)/6*($W$148-35)+$Z$44","v":0},{"$f":"($Z$44-0.914*$Z$44)/6*($X$148-35)+$Z$44","v":0},{"$f":"($Z$44-0.914*$Z$44)/6*($Y$148-35)+$Z$44","v":0},{"$f":"($Z$44-0.914*$Z$44)/6*($Z$148-35)+$Z$44","v":0},{"$f":"($Z$44-0.914*$Z$44)/6*($AA$148-35)+$Z$44","v":0},{"$f":"($Z$44-0.914*$Z$44)/6*($AB$148-35)+$Z$44","v":0},{"$f":"($Z$44-0.914*$Z$44)/6*($AC$148-35)+$Z$44","v":0},{"$f":"($Z$44-0.914*$Z$44)/6*($AD$148-35)+$Z$44","v":0},{"$f":"($Z$44-0.914*$Z$44)/6*($AE$148-35)+$Z$44","v":0},{"$f":"($Z$44-0.914*$Z$44)/6*($AF$148-35)+$Z$44","v":0},{"$f":"($Z$44-0.914*$Z$44)/6*($AG$148-35)+$Z$44","v":0},{"$f":"($Z$44-0.914*$Z$44)/6*($AH$148-35)+$Z$44","v":0},{"$f":"($Z$44-0.914*$Z$44)/6*($AI$148-35)+$Z$44","v":0},{"$f":"($Z$44-0.914*$Z$44)/6*($AJ$148-35)+$Z$44","v":0},{"$f":"($Z$44-0.914*$Z$44)/6*($AK$148-35)+$Z$44","v":0},{"$f":"($Z$44-0.914*$Z$44)/6*($AL$148-35)+$Z$44","v":0},{"$f":"($Z$44-0.914*$Z$44)/6*($AM$148-35)+$Z$44","v":0},{"$f":"($Z$44-0.914*$Z$44)/6*($AN$148-35)+$Z$44","v":0},{"$f":"($Z$44-0.914*$Z$44)/6*($AO$148-35)+$Z$44","v":0},{"$f":"($Z$44-0.914*$Z$44)/6*($AP$148-35)+$Z$44","v":0},{"$f":"($Z$44-0.914*$Z$44)/6*($AQ$148-35)+$Z$44","v":0},{"$f":"($Z$44-0.914*$Z$44)/6*($AR$148-35)+$Z$44","v":0},{"$f":"($Z$44-0.914*$Z$44)/6*($AS$148-35)+$Z$44","v":0},"冷房消費電力","Pc"]
[null,null,"冷房COP",{"$f":"D$280/D$281","v":{"$error":"#DIV/0!"}},{"$error":"#DIV/0!"},{"$error":"#DIV/0!"},{"$error":"#DIV/0!"},{"$error":"#DIV/0!"},{"$error":"#DIV/0!"},{"$error":"#DIV/0!"},{"$error":"#DIV/0!"},{"$error":"#DIV/0!"},{"$error":"#DIV/0!"},{"$error":"#DIV/0!"},{"$error":"#DIV/0!"},{"$error":"#DIV/0!"},{"$error":"#DIV/0!"},{"$error":"#DIV/0!"},{"$error":"#DIV/0!"},{"$error":"#DIV/0!"},{"$error":"#DIV/0!"},{"$error":"#DIV/0!"},{"$error":"#DIV/0!"},{"$error":"#DIV/0!"},{"$error":"#DIV/0!"},{"$error":"#DIV/0!"},{"$error":"#DIV/0!"},{"$error":"#DIV/0!"},{"$error":"#DIV/0!"},{"$error":"#DIV/0!"},{"$error":"#DIV/0!"},{"$error":"#DIV/0!"},{"$error":"#DIV/0!"},{"$error":"#DIV/0!"},{"$error":"#DIV/0!"},{"$error":"#DIV/0!"},{"$error":"#DIV/0!"},{"$error":"#DIV/0!"},{"$error":"#DIV/0!"},{"$error":"#DIV/0!"},{"$error":"#DIV/0!"},{"$error":"#DIV/0!"},{"$error":"#DIV/0!"},{"$error":"#DIV/0!"},{"$error":"#DIV/0!"},"冷房COP","σc"]
[null,null,"冷房COP比",{"$f":"D$282/$AS$282","v":{"$error":"#DIV/0!"}},{"$error":"#DIV/0!"},{"$error":"#DIV/0!"},{"$error":"#DIV/0!"},{"$error":"#DIV/0!"},{"$error":"#DIV/0!"},{"$error":"#DIV/0!"},{"$error":"#DIV/0!"},{"$error":"#DIV/0!"},{"$error":"#DIV/0!"},{"$error":"#DIV/0!"},{"$error":"#DIV/0!"},{"$error":"#DIV/0!"},{"$error":"#DIV/0!"},{"$error":"#DIV/0!"},{"$error":"#DIV/0!"},{"$error":"#DIV/0!"},{"$error":"#DIV/0!"},{"$error":"#DIV/0!"},{"$error":"#DIV/0!"},{"$error":"#DIV/0!"},{"$error":"#DIV/0!"},{"$error":"#DIV/0!"},{"$error":"#DIV/0!"},{"$error":"#DIV/0!"},{"$error":"#DIV/0!"},{"$error":"#DIV/0!"},{"$error":"#DIV/0!"},{"$error":"#DIV/0!"},{"$error":"#DIV/0!"},{"$error":"#DIV/0!"},{"$error":"#DIV/0!"},{"$error":"#DIV/0!"},{"$error":"#DIV/0!"},{"$error":"#DIV/0!"},{"$error":"#DIV/0!"},{"$error":"#DIV/0!"},{"$error":"#DIV/0!"},{"$error":"#DIV/0!"},{"$error":"#DIV/0!"},{"$error":"#DIV/0!"},{"$error":"#DIV/0!"},"冷房COP比","βc"]
[null,null,"Σ",{"$f":"D$161*D$279","v":{"$error":"#DIV/0!"}},{"$error":"#DIV/0!"},{"$error":"#DIV/0!"},{"$error":"#DIV/0!"},{"$error":"#DIV/0!"},{"$error":"#DIV/0!"},{"$error":"#DIV/0!"},{"$error":"#DIV/0!"},{"$error":"#DIV/0!"},{"$error":"#DIV/0!"},{"$error":"#DIV/0!"},{"$error":"#DIV/0!"},{"$error":"#DIV/0!"},{"$error":"#DIV/0!"},{"$error":"#DIV/0!"},{"$error":"#DIV/0!"},{"$error":"#DIV/0!"},{"$error":"#DIV/0!"},{"$error":"#DIV/0!"},{"$error":"#DIV/0!"},{"$error":"#DIV/0!"},{"$error":"#DIV/0!"},{"$error":"#DIV/0!"},{"$error":"#DIV/0!"},{"$error":"#DIV/0!"},{"$error":"#DIV/0!"},{"$error":"#DIV/0!"},{"$error":"#DIV/0!"},{"$error":"#DIV/0!"},{"$error":"#DIV/0!"},{"$error":"#DIV/0!"},{"$error":"#DIV/0!"},{"$error":"#DIV/0!"},{"$error":"#DIV/0!"},{"$error":"#DIV/0!"},{"$error":"#DIV/0!"},{"$error":"#DIV/0!"},{"$error":"#DIV/0!"},{"$error":"#DIV/0!"},{"$error":"#DIV/0!"},{"$error":"#DIV/0!"},{"$error":"#DIV/0!"},{"$f":"SUM($D$284:$AS$284)","v":{"$error":"#DIV/0!"}},"Σ"]
[]
[null,null,"暖房期間中　温度(T)が発生する時間[hour]"]
[null,null,null," 温度(T)",null,null,null,null,null,null,null,null,null,null,null,null,null,null,null,null,null,null,null,null,null,null,null,null,null,null,null,null,null,null,null,null,null,null,null,null,null,null,null,null,null,null,"月単位"]
[null,null,"月",-6,-5,-4,-3,-2,-1,0,1,2,3,4,5,6,7,8,9,10,11,12,13,14,15,16,17,18,19,20,21,22,23,24,25,26,27,28,29,30,31,32,33,34,35,"月","前1","前2","前3","前4","前5","前6","前7","前8","前9","前10",null,"後1","後2","後3","後4","後5","後6","後7","後8","後9","後10"]
[null,null,4,{"$f":"COUNTIF($D$133:$AA$133,$D$288)*$AB$12","v":0},{"$f":"COUNTIF($D$133:$AA$133,$E$288)*$AB$12","v":0},{"$f":"COUNTIF($D$133:$AA$133,$F$288)*$AB$12","v":0},{"$f":"COUNTIF($D$133:$AA$133,$G$288)*$AB$12","v":0},{"$f":"COUNTIF($D$133:$AA$133,$H$288)*$AB$12","v":0},{"$f":"COUNTIF($D$133:$AA$133,$I$288)*$AB$12","v":0},{"$f":"COUNTIF($D$133:$AA$133,$J$288)*$AB$12","v":0},{"$f":"COUNTIF($D$133:$AA$133,$K$288)*$AB$12","v":0},{"$f":"COUNTIF($D$133:$AA$133,$L$288)*$AB$12","v":0},{"$f":"COUNTIF($D$133:$AA$133,$M$288)*$AB$12","v":0},{"$f":"COUNTIF($D$133:$AA$133,$N$288)*$AB$12","v":0},{"$f":"COUNTIF($D$133:$AA$133,$O$288)*$AB$12","v":0},{"$f":"COUNTIF($D$133:$AA$133,$P$288)*$AB$12","v":0},{"$f":"COUNTIF($D$133:$AA$133,$Q$288)*$AB$12","v":0},{"$f":"COUNTIF($D$133:$AA$133,$R$288)*$AB$12","v":0},{"$f":"COUNTIF($D$133:$AA$133,$S$288)*$AB$12","v":0},{"$f":"COUNTIF($D$133:$AA$133,$T$288)*$AB$12","v":0},{"$f":"COUNTIF($D$133:$AA$133,$U$288)*$AB$12","v":0},{"$f":"COUNTIF($D$133:$AA$133,$V$288)*$AB$12","v":0},{"$f":"COUNTIF($D$133:$AA$133,$W$288)*$AB$12","v":0},{"$f":"COUNTIF($D$133:$AA$133,$X$288)*$AB$12","v":0},{"$f":"COUNTIF($D$133:$AA$133,$Y$288)*$AB$12","v":0},{"$f":"COUNTIF($D$133:$AA$133,$Z$288)*$AB$12","v":0},{"$f":"COUNTIF($D$133:$AA$133,$AA$288)*$AB$12","v":0},{"$f":"COUNTIF($D$133:$AA$133,$AB$288)*$AB$12","v":0},{"$f":"COUNTIF($D$133:$AA$133,$AC$288)*$AB$12","v":0},{"$f":"COUNTIF($D$133:$AA$133,$AD$288)*$AB$12","v":0},{"$f":"COUNTIF($D$133:$AA$133,$AE$288)*$AB$12","v":0},{"$f":"COUNTIF($D$133:$AA$133,$AF$288)*$AB$12","v":0},{"$f":"COUNTIF($D$133:$AA$133,$AG$288)*$AB$12","v":0},{"$f":"COUNTIF($D$133:$AA$133,$AH$288)*$AB$12","v":0},{"$f":"COUNTIF($D$133:$AA$133,$AI$288)*$AB$12","v":0},{"$f":"COUNTIF($D$133:$AA$133,$AJ$288)*$AB$12","v":0},{"$f":"COUNTIF($D$133:$AA$133,$AK$288)*$AB$12","v":0},{"$f":"COUNTIF($D$133:$AA$133,$AL$288)*$AB$12","v":0},{"$f":"COUNTIF($D$133:$AA$133,$AM$288)*$AB$12","v":0},{"$f":"COUNTIF($D$133:$AA$133,$AN$288)*$AB$12","v":0},{"$f":"COUNTIF($D$133:$AA$133,$AO$288)*$AB$12","v":0},{"$f":"COUNTIF($D$133:$AA$133,$AP$288)*$AB$12","v":0},{"$f":"COUNTIF($D$133:$AA$133,$AQ$288)*$AB$12","v":0},{"$f":"COUNTIF($D$133:$AA$133,$AR$288)*$AB$12","v":0},{"$f":"COUNTIF($D$133:$AA$133,$AS$288)*$AB$12","v":0},4,{"$f":"IFERROR(SUMPRODUCT($D289:$AS289,$D$304:$AS$304,$D$426:$AS$426,$D$430:$AS$430),\"\")","v":0},{"$f":"IFERROR(SUMPRODUCT($D289:$AS289,$D$310:$AS$310,$D$426:$AS$426,$D$431:$AS$431),\"\")","v":""},{"$f":"IFERROR(SUMPRODUCT($D289:$AS289,$D$316:$AS$316,$D$426:$AS$426,$D$432:$AS$432),\"\")","v":""},{"$f":"IFERROR(SUMPRODUCT($D289:$AS289,$D$322:$AS$322,$D$426:$AS$426,$D$433:$AS$433),\"\")","v":""},{"$f":"IFERROR(SUMPRODUCT($D289:$AS289,$D$328:$AS$328,$D$426:$AS$426,$D$434:$AS$434),\"\")","v":""},{"$f":"IFERROR(SUMPRODUCT($D289:$AS289,$D$334:$AS$334,$D$426:$AS$426,$D$435:$AS$435),\"\")","v":""},{"$f":"IFERROR(SUMPRODUCT($D289:$AS289,$D$340:$AS$340,$D$426:$AS$426,$D$436:$AS$436),\"\")","v":""},{"$f":"IFERROR(SUMPRODUCT($D289:$AS289,$D$346:$AS$346,$D$426:$AS$426,$D$437:$AS$437),\"\")","v":""},{"$f":"IFERROR(SUMPRODUCT($D289:$AS289,$D$352:$AS$352,$D$426:$AS$426,$D$438:$AS$438),\"\")","v":""},{"$f":"IFERROR(SUMPRODUCT($D289:$AS289,$D$358:$AS$358,$D$426:$AS$426,$D$439:$AS$439),\"\")","v":""},null,{"$f":"IFERROR(SUMPRODUCT($D289:$AS289,$D$365:$AS$365,$D$426:$AS$426,$D$440:$AS$440),\"\")","v":""},{"$f":"IFERROR(SUMPRODUCT($D289:$AS289,$D$371:$AS$371,$D$426:$AS$426,$D$441:$AS$441),\"\")","v":""},{"$f":"IFERROR(SUMPRODUCT($D289:$AS289,$D$377:$AS$377,$D$426:$AS$426,$D$442:$AS$442),\"\")","v":""},{"$f":"IFERROR(SUMPRODUCT($D289:$AS289,$D$383:$AS$383,$D$426:$AS$426,$D$443:$AS$443),\"\")","v":""},{"$f":"IFERROR(SUMPRODUCT($D289:$AS289,$D$389:$AS$389,$D$426:$AS$426,$D$444:$AS$444),\"\")","v":""},{"$f":"IFERROR(SUMPRODUCT($D289:$AS289,$D$395:$AS$395,$D$426:$AS$426,$D$445:$AS$445),\"\")","v":""},{"$f":"IFERROR(SUMPRODUCT($D289:$AS289,$D$401:$AS$401,$D$426:$AS$426,$D$446:$AS$446),\"\")","v":""},{"$f":"IFERROR(SUMPRODUCT($D289:$AS289,$D$407:$AS$407,$D$426:$AS$426,$D$447:$AS$447),\"\")","v":""},{"$f":"IFERROR(SUMPRODUCT($D289:$AS289,$D$413:$AS$413,$D$426:$AS$426,$D$448:$AS$448),\"\")","v":""},{"$f":"IFERROR(SUMPRODUCT($D289:$AS289,$D$419:$AS$419,$D$426:$AS$426,$D$449:$AS$449),\"\")","v":""}]
[null,null,5,{"$f":"COUNTIF($D$134:$AA$134,$D$288)*$AB$13","v":0},{"$f":"COUNTIF($D$134:$AA$134,$E$288)*$AB$13","v":0},{"$f":"COUNTIF($D$134:$AA$134,$F$288)*$AB$13","v":0},{"$f":"COUNTIF($D$134:$AA$134,$G$288)*$AB$13","v":0},{"$f":"COUNTIF($D$134:$AA$134,$H$288)*$AB$13","v":0},{"$f":"COUNTIF($D$134:$AA$134,$I$288)*$AB$13","v":0},{"$f":"COUNTIF($D$134:$AA$134,$J$288)*$AB$13","v":0},{"$f":"COUNTIF($D$134:$AA$134,$K$288)*$AB$13","v":0},{"$f":"COUNTIF($D$134:$AA$134,$L$288)*$AB$13","v":0},{"$f":"COUNTIF($D$134:$AA$134,$M$288)*$AB$13","v":0},{"$f":"COUNTIF($D$134:$AA$134,$N$288)*$AB$13","v":0},{"$f":"COUNTIF($D$134:$AA$134,$O$288)*$AB$13","v":0},{"$f":"COUNTIF($D$134:$AA$134,$P$288)*$AB$13","v":0},{"$f":"COUNTIF($D$134:$AA$134,$Q$288)*$AB$13","v":0},{"$f":"COUNTIF($D$134:$AA$134,$R$288)*$AB$13","v":0},{"$f":"COUNTIF($D$134:$AA$134,$S$288)*$AB$13","v":0},{"$f":"COUNTIF($D$134:$AA$134,$T$288)*$AB$13","v":0},{"$f":"COUNTIF($D$134:$AA$134,$U$288)*$AB$13","v":0},{"$f":"COUNTIF($D$134:$AA$134,$V$288)*$AB$13","v":0},{"$f":"COUNTIF($D$134:$AA$134,$W$288)*$AB$13","v":0},{"$f":"COUNTIF($D$134:$AA$134,$X$288)*$AB$13","v":0},{"$f":"COUNTIF($D$134:$AA$134,$Y$288)*$AB$13","v":0},{"$f":"COUNTIF($D$134:$AA$134,$Z$288)*$AB$13","v":0},{"$f":"COUNTIF($D$134:$AA$134,$AA$288)*$AB$13","v":0},{"$f":"COUNTIF($D$134:$AA$134,$AB$288)*$AB$13","v":0},{"$f":"COUNTIF($D$134:$AA$134,$AC$288)*$AB$13","v":0},{"$f":"COUNTIF($D$134:$AA$134,$AD$288)*$AB$13","v":0},{"$f":"COUNTIF($D$134:$AA$134,$AE$288)*$AB$13","v":0},{"$f":"COUNTIF($D$134:$AA$134,$AF$288)*$AB$13","v":0},{"$f":"COUNTIF($D$134:$AA$134,$AG$288)*$AB$13","v":0},{"$f":"COUNTIF($D$134:$AA$134,$AH$288)*$AB$13","v":0},{"$f":"COUNTIF($D$134:$AA$134,$AI$288)*$AB$13","v":0},{"$f":"COUNTIF($D$134:$AA$134,$AJ$288)*$AB$13","v":0},{"$f":"COUNTIF($D$134:$AA$134,$AK$288)*$AB$13","v":0},{"$f":"COUNTIF($D$134:$AA$134,$AL$288)*$AB$13","v":0},{"$f":"COUNTIF($D$134:$AA$134,$AM$288)*$AB$13","v":0},{"$f":"COUNTIF($D$134:$AA$134,$AN$288)*$AB$13","v":0},{"$f":"COUNTIF($D$134:$AA$134,$AO$288)*$AB$13","v":0},{"$f":"COUNTIF($D$134:$AA$134,$AP$288)*$AB$13","v":0},{"$f":"COUNTIF($D$134:$AA$134,$AQ$288)*$AB$13","v":0},{"$f":"COUNTIF($D$134:$AA$134,$AR$288)*$AB$13","v":0},{"$f":"COUNTIF($D$134:$AA$134,$AS$288)*$AB$13","v":0},5,{"$f":"IFERROR(SUMPRODUCT($D290:$AS290,$D$304:$AS$304,$D$426:$AS$426,$D$430:$AS$430),\"\")","v":0},{"$f":"IFERROR(SUMPRODUCT($D290:$AS290,$D$310:$AS$310,$D$426:$AS$426,$D$431:$AS$431),\"\")","v":""},{"$f":"IFERROR(SUMPRODUCT($D290:$AS290,$D$316:$AS$316,$D$426:$AS$426,$D$432:$AS$432),\"\")","v":""},{"$f":"IFERROR(SUMPRODUCT($D290:$AS290,$D$322:$AS$322,$D$426:$AS$426,$D$433:$AS$433),\"\")","v":""},{"$f":"IFERROR(SUMPRODUCT($D290:$AS290,$D$328:$AS$328,$D$426:$AS$426,$D$434:$AS$434),\"\")","v":""},{"$f":"IFERROR(SUMPRODUCT($D290:$AS290,$D$334:$AS$334,$D$426:$AS$426,$D$435:$AS$435),\"\")","v":""},{"$f":"IFERROR(SUMPRODUCT($D290:$AS290,$D$340:$AS$340,$D$426:$AS$426,$D$436:$AS$436),\"\")","v":""},{"$f":"IFERROR(SUMPRODUCT($D290:$AS290,$D$346:$AS$346,$D$426:$AS$426,$D$437:$AS$437),\"\")","v":""},{"$f":"IFERROR(SUMPRODUCT($D290:$AS290,$D$352:$AS$352,$D$426:$AS$426,$D$438:$AS$438),\"\")","v":""},{"$f":"IFERROR(SUMPRODUCT($D290:$AS290,$D$358:$AS$358,$D$426:$AS$426,$D$439:$AS$439),\"\")","v":""},null,{"$f":"IFERROR(SUMPRODUCT($D290:$AS290,$D$365:$AS$365,$D$426:$AS$426,$D$440:$AS$440),\"\")","v":""},{"$f":"IFERROR(SUMPRODUCT($D290:$AS290,$D$371:$AS$371,$D$426:$AS$426,$D$441:$AS$441),\"\")","v":""},{"$f":"IFERROR(SUMPRODUCT($D290:$AS290,$D$377:$AS$377,$D$426:$AS$426,$D$442:$AS$442),\"\")","v":""},{"$f":"IFERROR(SUMPRODUCT($D290:$AS290,$D$383:$AS$383,$D$426:$AS$426,$D$443:$AS$443),\"\")","v":""},{"$f":"IFERROR(SUMPRODUCT($D290:$AS290,$D$389:$AS$389,$D$426:$AS$426,$D$444:$AS$444),\"\")","v":""},{"$f":"IFERROR(SUMPRODUCT($D290:$AS290,$D$395:$AS$395,$D$426:$AS$426,$D$445:$AS$445),\"\")","v":""},{"$f":"IFERROR(SUMPRODUCT($D290:$AS290,$D$401:$AS$401,$D$426:$AS$426,$D$446:$AS$446),\"\")","v":""},{"$f":"IFERROR(SUMPRODUCT($D290:$AS290,$D$407:$AS$407,$D$426:$AS$426,$D$447:$AS$447),\"\")","v":""},{"$f":"IFERROR(SUMPRODUCT($D290:$AS290,$D$413:$AS$413,$D$426:$AS$426,$D$448:$AS$448),\"\")","v":""},{"$f":"IFERROR(SUMPRODUCT($D290:$AS290,$D$419:$AS$419,$D$426:$AS$426,$D$449:$AS$449),\"\")","v":""}]
[null,null,6,{"$f":"COUNTIF($D$135:$AA$135,$D$288)*$AB$14","v":0},{"$f":"COUNTIF($D$135:$AA$135,$E$288)*$AB$14","v":0},{"$f":"COUNTIF($D$135:$AA$135,$F$288)*$AB$14","v":0},{"$f":"COUNTIF($D$135:$AA$135,$G$288)*$AB$14","v":0},{"$f":"COUNTIF($D$135:$AA$135,$H$288)*$AB$14","v":0},{"$f":"COUNTIF($D$135:$AA$135,$I$288)*$AB$14","v":0},{"$f":"COUNTIF($D$135:$AA$135,$J$288)*$AB$14","v":0},{"$f":"COUNTIF($D$135:$AA$135,$K$288)*$AB$14","v":0},{"$f":"COUNTIF($D$135:$AA$135,$L$288)*$AB$14","v":0},{"$f":"COUNTIF($D$135:$AA$135,$M$288)*$AB$14","v":0},{"$f":"COUNTIF($D$135:$AA$135,$N$288)*$AB$14","v":0},{"$f":"COUNTIF($D$135:$AA$135,$O$288)*$AB$14","v":0},{"$f":"COUNTIF($D$135:$AA$135,$P$288)*$AB$14","v":0},{"$f":"COUNTIF($D$135:$AA$135,$Q$288)*$AB$14","v":0},{"$f":"COUNTIF($D$135:$AA$135,$R$288)*$AB$14","v":0},{"$f":"COUNTIF($D$135:$AA$135,$S$288)*$AB$14","v":0},{"$f":"COUNTIF($D$135:$AA$135,$T$288)*$AB$14","v":0},{"$f":"COUNTIF($D$135:$AA$135,$U$288)*$AB$14","v":0},{"$f":"COUNTIF($D$135:$AA$135,$V$288)*$AB$14","v":0},{"$f":"COUNTIF($D$135:$AA$135,$W$288)*$AB$14","v":0},{"$f":"COUNTIF($D$135:$AA$135,$X$288)*$AB$14","v":0},{"$f":"COUNTIF($D$135:$AA$135,$Y$288)*$AB$14","v":0},{"$f":"COUNTIF($D$135:$AA$135,$Z$288)*$AB$14","v":0},{"$f":"COUNTIF($D$135:$AA$135,$AA$288)*$AB$14","v":0},{"$f":"COUNTIF($D$135:$AA$135,$AB$288)*$AB$14","v":0},{"$f":"COUNTIF($D$135:$AA$135,$AC$288)*$AB$14","v":0},{"$f":"COUNTIF($D$135:$AA$135,$AD$288)*$AB$14","v":0},{"$f":"COUNTIF($D$135:$AA$135,$AE$288)*$AB$14","v":0},{"$f":"COUNTIF($D$135:$AA$135,$AF$288)*$AB$14","v":0},{"$f":"COUNTIF($D$135:$AA$135,$AG$288)*$AB$14","v":0},{"$f":"COUNTIF($D$135:$AA$135,$AH$288)*$AB$14","v":0},{"$f":"COUNTIF($D$135:$AA$135,$AI$288)*$AB$14","v":0},{"$f":"COUNTIF($D$135:$AA$135,$AJ$288)*$AB$14","v":0},{"$f":"COUNTIF($D$135:$AA$135,$AK$288)*$AB$14","v":0},{"$f":"COUNTIF($D$135:$AA$135,$AL$288)*$AB$14","v":0},{"$f":"COUNTIF($D$135:$AA$135,$AM$288)*$AB$14","v":0},{"$f":"COUNTIF($D$135:$AA$135,$AN$288)*$AB$14","v":0},{"$f":"COUNTIF($D$135:$AA$135,$AO$288)*$AB$14","v":0},{"$f":"COUNTIF($D$135:$AA$135,$AP$288)*$AB$14","v":0},{"$f":"COUNTIF($D$135:$AA$135,$AQ$288)*$AB$14","v":0},{"$f":"COUNTIF($D$135:$AA$135,$AR$288)*$AB$14","v":0},{"$f":"COUNTIF($D$135:$AA$135,$AS$288)*$AB$14","v":0},6,0,"","","","","","","","","",null,"","","","","","","","","",""]
[null,null,7,{"$f":"COUNTIF($D$136:$AA$136,$D$288)*$AB$15","v":0},{"$f":"COUNTIF($D$136:$AA$136,$E$288)*$AB$15","v":0},{"$f":"COUNTIF($D$136:$AA$136,$F$288)*$AB$15","v":0},{"$f":"COUNTIF($D$136:$AA$136,$G$288)*$AB$15","v":0},{"$f":"COUNTIF($D$136:$AA$136,$H$288)*$AB$15","v":0},{"$f":"COUNTIF($D$136:$AA$136,$I$288)*$AB$15","v":0},{"$f":"COUNTIF($D$136:$AA$136,$J$288)*$AB$15","v":0},{"$f":"COUNTIF($D$136:$AA$136,$K$288)*$AB$15","v":0},{"$f":"COUNTIF($D$136:$AA$136,$L$288)*$AB$15","v":0},{"$f":"COUNTIF($D$136:$AA$136,$M$288)*$AB$15","v":0},{"$f":"COUNTIF($D$136:$AA$136,$N$288)*$AB$15","v":0},{"$f":"COUNTIF($D$136:$AA$136,$O$288)*$AB$15","v":0},{"$f":"COUNTIF($D$136:$AA$136,$P$288)*$AB$15","v":0},{"$f":"COUNTIF($D$136:$AA$136,$Q$288)*$AB$15","v":0},{"$f":"COUNTIF($D$136:$AA$136,$R$288)*$AB$15","v":0},{"$f":"COUNTIF($D$136:$AA$136,$S$288)*$AB$15","v":0},{"$f":"COUNTIF($D$136:$AA$136,$T$288)*$AB$15","v":0},{"$f":"COUNTIF($D$136:$AA$136,$U$288)*$AB$15","v":0},{"$f":"COUNTIF($D$136:$AA$136,$V$288)*$AB$15","v":0},{"$f":"COUNTIF($D$136:$AA$136,$W$288)*$AB$15","v":0},{"$f":"COUNTIF($D$136:$AA$136,$X$288)*$AB$15","v":0},{"$f":"COUNTIF($D$136:$AA$136,$Y$288)*$AB$15","v":0},{"$f":"COUNTIF($D$136:$AA$136,$Z$288)*$AB$15","v":0},{"$f":"COUNTIF($D$136:$AA$136,$AA$288)*$AB$15","v":0},{"$f":"COUNTIF($D$136:$AA$136,$AB$288)*$AB$15","v":0},{"$f":"COUNTIF($D$136:$AA$136,$AC$288)*$AB$15","v":0},{"$f":"COUNTIF($D$136:$AA$136,$AD$288)*$AB$15","v":0},{"$f":"COUNTIF($D$136:$AA$136,$AE$288)*$AB$15","v":0},{"$f":"COUNTIF($D$136:$AA$136,$AF$288)*$AB$15","v":0},{"$f":"COUNTIF($D$136:$AA$136,$AG$288)*$AB$15","v":0},{"$f":"COUNTIF($D$136:$AA$136,$AH$288)*$AB$15","v":0},{"$f":"COUNTIF($D$136:$AA$136,$AI$288)*$AB$15","v":0},{"$f":"COUNTIF($D$136:$AA$136,$AJ$288)*$AB$15","v":0},{"$f":"COUNTIF($D$136:$AA$136,$AK$288)*$AB$15","v":0},{"$f":"COUNTIF($D$136:$AA$136,$AL$288)*$AB$15","v":0},{"$f":"COUNTIF($D$136:$AA$136,$AM$288)*$AB$15","v":0},{"$f":"COUNTIF($D$136:$AA$136,$AN$288)*$AB$15","v":0},{"$f":"COUNTIF($D$136:$AA$136,$AO$288)*$AB$15","v":0},{"$f":"COUNTIF($D$136:$AA$136,$AP$288)*$AB$15","v":0},{"$f":"COUNTIF($D$136:$AA$136,$AQ$288)*$AB$15","v":0},{"$f":"COUNTIF($D$136:$AA$136,$AR$288)*$AB$15","v":0},{"$f":"COUNTIF($D$136:$AA$136,$AS$288)*$AB$15","v":0},7,0,"","","","","","","","","",null,"","","","","","","","","",""]
[null,null,8,{"$f":"COUNTIF($D$137:$AA$137,$D$288)*$AB$16","v":0},{"$f":"COUNTIF($D$137:$AA$137,$E$288)*$AB$16","v":0},{"$f":"COUNTIF($D$137:$AA$137,$F$288)*$AB$16","v":0},{"$f":"COUNTIF($D$137:$AA$137,$G$288)*$AB$16","v":0},{"$f":"COUNTIF($D$137:$AA$137,$H$288)*$AB$16","v":0},{"$f":"COUNTIF($D$137:$AA$137,$I$288)*$AB$16","v":0},{"$f":"COUNTIF($D$137:$AA$137,$J$288)*$AB$16","v":0},{"$f":"COUNTIF($D$137:$AA$137,$K$288)*$AB$16","v":0},{"$f":"COUNTIF($D$137:$AA$137,$L$288)*$AB$16","v":0},{"$f":"COUNTIF($D$137:$AA$137,$M$288)*$AB$16","v":0},{"$f":"COUNTIF($D$137:$AA$137,$N$288)*$AB$16","v":0},{"$f":"COUNTIF($D$137:$AA$137,$O$288)*$AB$16","v":0},{"$f":"COUNTIF($D$137:$AA$137,$P$288)*$AB$16","v":0},{"$f":"COUNTIF($D$137:$AA$137,$Q$288)*$AB$16","v":0},{"$f":"COUNTIF($D$137:$AA$137,$R$288)*$AB$16","v":0},{"$f":"COUNTIF($D$137:$AA$137,$S$288)*$AB$16","v":0},{"$f":"COUNTIF($D$137:$AA$137,$T$288)*$AB$16","v":0},{"$f":"COUNTIF($D$137:$AA$137,$U$288)*$AB$16","v":0},{"$f":"COUNTIF($D$137:$AA$137,$V$288)*$AB$16","v":0},{"$f":"COUNTIF($D$137:$AA$137,$W$288)*$AB$16","v":0},{"$f":"COUNTIF($D$137:$AA$137,$X$288)*$AB$16","v":0},{"$f":"COUNTIF($D$137:$AA$137,$Y$288)*$AB$16","v":0},{"$f":"COUNTIF($D$137:$AA$137,$Z$288)*$AB$16","v":0},{"$f":"COUNTIF($D$137:$AA$137,$AA$288)*$AB$16","v":0},{"$f":"COUNTIF($D$137:$AA$137,$AB$288)*$AB$16","v":0},{"$f":"COUNTIF($D$137:$AA$137,$AC$288)*$AB$16","v":0},{"$f":"COUNTIF($D$137:$AA$137,$AD$288)*$AB$16","v":0},{"$f":"COUNTIF($D$137:$AA$137,$AE$288)*$AB$16","v":0},{"$f":"COUNTIF($D$137:$AA$137,$AF$288)*$AB$16","v":0},{"$f":"COUNTIF($D$137:$AA$137,$AG$288)*$AB$16","v":0},{"$f":"COUNTIF($D$137:$AA$137,$AH$288)*$AB$16","v":0},{"$f":"COUNTIF($D$137:$AA$137,$AI$288)*$AB$16","v":0},{"$f":"COUNTIF($D$137:$AA$137,$AJ$288)*$AB$16","v":0},{"$f":"COUNTIF($D$137:$AA$137,$AK$288)*$AB$16","v":0},{"$f":"COUNTIF($D$137:$AA$137,$AL$288)*$AB$16","v":0},{"$f":"COUNTIF($D$137:$AA$137,$AM$288)*$AB$16","v":0},{"$f":"COUNTIF($D$137:$AA$137,$AN$288)*$AB$16","v":0},{"$f":"COUNTIF($D$137:$AA$137,$AO$288)*$AB$16","v":0},{"$f":"COUNTIF($D$137:$AA$137,$AP$288)*$AB$16","v":0},{"$f":"COUNTIF($D$137:$AA$137,$AQ$288)*$AB$16","v":0},{"$f":"COUNTIF($D$137:$AA$137,$AR$288)*$AB$16","v":0},{"$f":"COUNTIF($D$137:$AA$137,$AS$288)*$AB$16","v":0},8,0,"","","","","","","","","",null,"","","","","","","","","",""]
[null,null,9,{"$f":"COUNTIF($D$138:$AA$138,$D$288)*$AB$17","v":0},{"$f":"COUNTIF($D$138:$AA$138,$E$288)*$AB$17","v":0},{"$f":"COUNTIF($D$138:$AA$138,$F$288)*$AB$17","v":0},{"$f":"COUNTIF($D$138:$AA$138,$G$288)*$AB$17","v":0},{"$f":"COUNTIF($D$138:$AA$138,$H$288)*$AB$17","v":0},{"$f":"COUNTIF($D$138:$AA$138,$I$288)*$AB$17","v":0},{"$f":"COUNTIF($D$138:$AA$138,$J$288)*$AB$17","v":0},{"$f":"COUNTIF($D$138:$AA$138,$K$288)*$AB$17","v":0},{"$f":"COUNTIF($D$138:$AA$138,$L$288)*$AB$17","v":0},{"$f":"COUNTIF($D$138:$AA$138,$M$288)*$AB$17","v":0},{"$f":"COUNTIF($D$138:$AA$138,$N$288)*$AB$17","v":0},{"$f":"COUNTIF($D$138:$AA$138,$O$288)*$AB$17","v":0},{"$f":"COUNTIF($D$138:$AA$138,$P$288)*$AB$17","v":0},{"$f":"COUNTIF($D$138:$AA$138,$Q$288)*$AB$17","v":0},{"$f":"COUNTIF($D$138:$AA$138,$R$288)*$AB$17","v":0},{"$f":"COUNTIF($D$138:$AA$138,$S$288)*$AB$17","v":0},{"$f":"COUNTIF($D$138:$AA$138,$T$288)*$AB$17","v":0},{"$f":"COUNTIF($D$138:$AA$138,$U$288)*$AB$17","v":0},{"$f":"COUNTIF($D$138:$AA$138,$V$288)*$AB$17","v":0},{"$f":"COUNTIF($D$138:$AA$138,$W$288)*$AB$17","v":0},{"$f":"COUNTIF($D$138:$AA$138,$X$288)*$AB$17","v":0},{"$f":"COUNTIF($D$138:$AA$138,$Y$288)*$AB$17","v":0},{"$f":"COUNTIF($D$138:$AA$138,$Z$288)*$AB$17","v":0},{"$f":"COUNTIF($D$138:$AA$138,$AA$288)*$AB$17","v":0},{"$f":"COUNTIF($D$138:$AA$138,$AB$288)*$AB$17","v":0},{"$f":"COUNTIF($D$138:$AA$138,$AC$288)*$AB$17","v":0},{"$f":"COUNTIF($D$138:$AA$138,$AD$288)*$AB$17","v":0},{"$f":"COUNTIF($D$138:$AA$138,$AE$288)*$AB$17","v":0},{"$f":"COUNTIF($D$138:$AA$138,$AF$288)*$AB$17","v":0},{"$f":"COUNTIF($D$138:$AA$138,$AG$288)*$AB$17","v":0},{"$f":"COUNTIF($D$138:$AA$138,$AH$288)*$AB$17","v":0},{"$f":"COUNTIF($D$138:$AA$138,$AI$288)*$AB$17","v":0},{"$f":"COUNTIF($D$138:$AA$138,$AJ$288)*$AB$17","v":0},{"$f":"COUNTIF($D$138:$AA$138,$AK$288)*$AB$17","v":0},{"$f":"COUNTIF($D$138:$AA$138,$AL$288)*$AB$17","v":0},{"$f":"COUNTIF($D$138:$AA$138,$AM$288)*$AB$17","v":0},{"$f":"COUNTIF($D$138:$AA$138,$AN$288)*$AB$17","v":0},{"$f":"COUNTIF($D$138:$AA$138,$AO$288)*$AB$17","v":0},{"$f":"COUNTIF($D$138:$AA$138,$AP$288)*$AB$17","v":0},{"$f":"COUNTIF($D$138:$AA$138,$AQ$288)*$AB$17","v":0},{"$f":"COUNTIF($D$138:$AA$138,$AR$288)*$AB$17","v":0},{"$f":"COUNTIF($D$138:$AA$138,$AS$288)*$AB$17","v":0},9,0,"","","","","","","","","",null,"","","","","","","","","",""]
[null,null,10,{"$f":"COUNTIF($D$139:$AA$139,$D$288)*$AB$18","v":0},{"$f":"COUNTIF($D$139:$AA$139,$E$288)*$AB$18","v":0},{"$f":"COUNTIF($D$139:$AA$139,$F$288)*$AB$18","v":0},{"$f":"COUNTIF($D$139:$AA$139,$G$288)*$AB$18","v":0},{"$f":"COUNTIF($D$139:$AA$139,$H$288)*$AB$18","v":0},{"$f":"COUNTIF($D$139:$AA$139,$I$288)*$AB$18","v":0},{"$f":"COUNTIF($D$139:$AA$139,$J$288)*$AB$18","v":0},{"$f":"COUNTIF($D$139:$AA$139,$K$288)*$AB$18","v":0},{"$f":"COUNTIF($D$139:$AA$139,$L$288)*$AB$18","v":0},{"$f":"COUNTIF($D$139:$AA$139,$M$288)*$AB$18","v":0},{"$f":"COUNTIF($D$139:$AA$139,$N$288)*$AB$18","v":0},{"$f":"COUNTIF($D$139:$AA$139,$O$288)*$AB$18","v":0},{"$f":"COUNTIF($D$139:$AA$139,$P$288)*$AB$18","v":0},{"$f":"COUNTIF($D$139:$AA$139,$Q$288)*$AB$18","v":0},{"$f":"COUNTIF($D$139:$AA$139,$R$288)*$AB$18","v":0},{"$f":"COUNTIF($D$139:$AA$139,$S$288)*$AB$18","v":0},{"$f":"COUNTIF($D$139:$AA$139,$T$288)*$AB$18","v":0},{"$f":"COUNTIF($D$139:$AA$139,$U$288)*$AB$18","v":0},{"$f":"COUNTIF($D$139:$AA$139,$V$288)*$AB$18","v":0},{"$f":"COUNTIF($D$139:$AA$139,$W$288)*$AB$18","v":0},{"$f":"COUNTIF($D$139:$AA$139,$X$288)*$AB$18","v":0},{"$f":"COUNTIF($D$139:$AA$139,$Y$288)*$AB$18","v":0},{"$f":"COUNTIF($D$139:$AA$139,$Z$288)*$AB$18","v":0},{"$f":"COUNTIF($D$139:$AA$139,$AA$288)*$AB$18","v":0},{"$f":"COUNTIF($D$139:$AA$139,$AB$288)*$AB$18","v":0},{"$f":"COUNTIF($D$139:$AA$139,$AC$288)*$AB$18","v":0},{"$f":"COUNTIF($D$139:$AA$139,$AD$288)*$AB$18","v":0},{"$f":"COUNTIF($D$139:$AA$139,$AE$288)*$AB$18","v":0},{"$f":"COUNTIF($D$139:$AA$139,$AF$288)*$AB$18","v":0},{"$f":"COUNTIF($D$139:$AA$139,$AG$288)*$AB$18","v":0},{"$f":"COUNTIF($D$139:$AA$139,$AH$288)*$AB$18","v":0},{"$f":"COUNTIF($D$139:$AA$139,$AI$288)*$AB$18","v":0},{"$f":"COUNTIF($D$139:$AA$139,$AJ$288)*$AB$18","v":0},{"$f":"COUNTIF($D$139:$AA$139,$AK$288)*$AB$18","v":0},{"$f":"COUNTIF($D$139:$AA$139,$AL$288)*$AB$18","v":0},{"$f":"COUNTIF($D$139:$AA$139,$AM$288)*$AB$18","v":0},{"$f":"COUNTIF($D$139:$AA$139,$AN$288)*$AB$18","v":0},{"$f":"COUNTIF($D$139:$AA$139,$AO$288)*$AB$18","v":0},{"$f":"COUNTIF($D$139:$AA$139,$AP$288)*$AB$18","v":0},{"$f":"COUNTIF($D$139:$AA$139,$AQ$288)*$AB$18","v":0},{"$f":"COUNTIF($D$139:$AA$139,$AR$288)*$AB$18","v":0},{"$f":"COUNTIF($D$139:$AA$139,$AS$288)*$AB$18","v":0},10,0,"","","","","","","","","",null,"","","","","","","","","",""]
[null,null,11,{"$f":"COUNTIF($D$140:$AA$140,$D$288)*$AB$19","v":0},{"$f":"COUNTIF($D$140:$AA$140,$E$288)*$AB$19","v":0},{"$f":"COUNTIF($D$140:$AA$140,$F$288)*$AB$19","v":0},{"$f":"COUNTIF($D$140:$AA$140,$G$288)*$AB$19","v":0},{"$f":"COUNTIF($D$140:$AA$140,$H$288)*$AB$19","v":0},{"$f":"COUNTIF($D$140:$AA$140,$I$288)*$AB$19","v":0},{"$f":"COUNTIF($D$140:$AA$140,$J$288)*$AB$19","v":0},{"$f":"COUNTIF($D$140:$AA$140,$K$288)*$AB$19","v":0},{"$f":"COUNTIF($D$140:$AA$140,$L$288)*$AB$19","v":0},{"$f":"COUNTIF($D$140:$AA$140,$M$288)*$AB$19","v":0},{"$f":"COUNTIF($D$140:$AA$140,$N$288)*$AB$19","v":0},{"$f":"COUNTIF($D$140:$AA$140,$O$288)*$AB$19","v":0},{"$f":"COUNTIF($D$140:$AA$140,$P$288)*$AB$19","v":0},{"$f":"COUNTIF($D$140:$AA$140,$Q$288)*$AB$19","v":0},{"$f":"COUNTIF($D$140:$AA$140,$R$288)*$AB$19","v":0},{"$f":"COUNTIF($D$140:$AA$140,$S$288)*$AB$19","v":0},{"$f":"COUNTIF($D$140:$AA$140,$T$288)*$AB$19","v":0},{"$f":"COUNTIF($D$140:$AA$140,$U$288)*$AB$19","v":0},{"$f":"COUNTIF($D$140:$AA$140,$V$288)*$AB$19","v":0},{"$f":"COUNTIF($D$140:$AA$140,$W$288)*$AB$19","v":0},{"$f":"COUNTIF($D$140:$AA$140,$X$288)*$AB$19","v":0},{"$f":"COUNTIF($D$140:$AA$140,$Y$288)*$AB$19","v":0},{"$f":"COUNTIF($D$140:$AA$140,$Z$288)*$AB$19","v":0},{"$f":"COUNTIF($D$140:$AA$140,$AA$288)*$AB$19","v":0},{"$f":"COUNTIF($D$140:$AA$140,$AB$288)*$AB$19","v":0},{"$f":"COUNTIF($D$140:$AA$140,$AC$288)*$AB$19","v":0},{"$f":"COUNTIF($D$140:$AA$140,$AD$288)*$AB$19","v":0},{"$f":"COUNTIF($D$140:$AA$140,$AE$288)*$AB$19","v":0},{"$f":"COUNTIF($D$140:$AA$140,$AF$288)*$AB$19","v":0},{"$f":"COUNTIF($D$140:$AA$140,$AG$288)*$AB$19","v":0},{"$f":"COUNTIF($D$140:$AA$140,$AH$288)*$AB$19","v":0},{"$f":"COUNTIF($D$140:$AA$140,$AI$288)*$AB$19","v":0},{"$f":"COUNTIF($D$140:$AA$140,$AJ$288)*$AB$19","v":0},{"$f":"COUNTIF($D$140:$AA$140,$AK$288)*$AB$19","v":0},{"$f":"COUNTIF($D$140:$AA$140,$AL$288)*$AB$19","v":0},{"$f":"COUNTIF($D$140:$AA$140,$AM$288)*$AB$19","v":0},{"$f":"COUNTIF($D$140:$AA$140,$AN$288)*$AB$19","v":0},{"$f":"COUNTIF($D$140:$AA$140,$AO$288)*$AB$19","v":0},{"$f":"COUNTIF($D$140:$AA$140,$AP$288)*$AB$19","v":0},{"$f":"COUNTIF($D$140:$AA$140,$AQ$288)*$AB$19","v":0},{"$f":"COUNTIF($D$140:$AA$140,$AR$288)*$AB$19","v":0},{"$f":"COUNTIF($D$140:$AA$140,$AS$288)*$AB$19","v":0},11,0,"","","","","","","","","",null,"","","","","","","","","",""]
[null,null,12,{"$f":"COUNTIF($D$141:$AA$141,$D$288)*$AB$20","v":0},{"$f":"COUNTIF($D$141:$AA$141,$E$288)*$AB$20","v":0},{"$f":"COUNTIF($D$141:$AA$141,$F$288)*$AB$20","v":0},{"$f":"COUNTIF($D$141:$AA$141,$G$288)*$AB$20","v":0},{"$f":"COUNTIF($D$141:$AA$141,$H$288)*$AB$20","v":0},{"$f":"COUNTIF($D$141:$AA$141,$I$288)*$AB$20","v":0},{"$f":"COUNTIF($D$141:$AA$141,$J$288)*$AB$20","v":0},{"$f":"COUNTIF($D$141:$AA$141,$K$288)*$AB$20","v":0},{"$f":"COUNTIF($D$141:$AA$141,$L$288)*$AB$20","v":0},{"$f":"COUNTIF($D$141:$AA$141,$M$288)*$AB$20","v":0},{"$f":"COUNTIF($D$141:$AA$141,$N$288)*$AB$20","v":0},{"$f":"COUNTIF($D$141:$AA$141,$O$288)*$AB$20","v":0},{"$f":"COUNTIF($D$141:$AA$141,$P$288)*$AB$20","v":0},{"$f":"COUNTIF($D$141:$AA$141,$Q$288)*$AB$20","v":0},{"$f":"COUNTIF($D$141:$AA$141,$R$288)*$AB$20","v":0},{"$f":"COUNTIF($D$141:$AA$141,$S$288)*$AB$20","v":0},{"$f":"COUNTIF($D$141:$AA$141,$T$288)*$AB$20","v":0},{"$f":"COUNTIF($D$141:$AA$141,$U$288)*$AB$20","v":0},{"$f":"COUNTIF($D$141:$AA$141,$V$288)*$AB$20","v":0},{"$f":"COUNTIF($D$141:$AA$141,$W$288)*$AB$20","v":0},{"$f":"COUNTIF($D$141:$AA$141,$X$288)*$AB$20","v":0},{"$f":"COUNTIF($D$141:$AA$141,$Y$288)*$AB$20","v":0},{"$f":"COUNTIF($D$141:$AA$141,$Z$288)*$AB$20","v":0},{"$f":"COUNTIF($D$141:$AA$141,$AA$288)*$AB$20","v":0},{"$f":"COUNTIF($D$141:$AA$141,$AB$288)*$AB$20","v":0},{"$f":"COUNTIF($D$141:$AA$141,$AC$288)*$AB$20","v":0},{"$f":"COUNTIF($D$141:$AA$141,$AD$288)*$AB$20","v":0},{"$f":"COUNTIF($D$141:$AA$141,$AE$288)*$AB$20","v":0},{"$f":"COUNTIF($D$141:$AA$141,$AF$288)*$AB$20","v":0},{"$f":"COUNTIF($D$141:$AA$141,$AG$288)*$AB$20","v":0},{"$f":"COUNTIF($D$141:$AA$141,$AH$288)*$AB$20","v":0},{"$f":"COUNTIF($D$141:$AA$141,$AI$288)*$AB$20","v":0},{"$f":"COUNTIF($D$141:$AA$141,$AJ$288)*$AB$20","v":0},{"$f":"COUNTIF($D$141:$AA$141,$AK$288)*$AB$20","v":0},{"$f":"COUNTIF($D$141:$AA$141,$AL$288)*$AB$20","v":0},{"$f":"COUNTIF($D$141:$AA$141,$AM$288)*$AB$20","v":0},{"$f":"COUNTIF($D$141:$AA$141,$AN$288)*$AB$20","v":0},{"$f":"COUNTIF($D$141:$AA$141,$AO$288)*$AB$20","v":0},{"$f":"COUNTIF($D$141:$AA$141,$AP$288)*$AB$20","v":0},{"$f":"COUNTIF($D$141:$AA$141,$AQ$288)*$AB$20","v":0},{"$f":"COUNTIF($D$141:$AA$141,$AR$288)*$AB$20","v":0},{"$f":"COUNTIF($D$141:$AA$141,$AS$288)*$AB$20","v":0},12,0,"","","","","","","","","",null,"","","","","","","","","",""]
[null,null,1,{"$f":"COUNTIF($D$142:$AA$142,$D$288)*$AB$21","v":0},{"$f":"COUNTIF($D$142:$AA$142,$E$288)*$AB$21","v":0},{"$f":"COUNTIF($D$142:$AA$142,$F$288)*$AB$21","v":0},{"$f":"COUNTIF($D$142:$AA$142,$G$288)*$AB$21","v":0},{"$f":"COUNTIF($D$142:$AA$142,$H$288)*$AB$21","v":0},{"$f":"COUNTIF($D$142:$AA$142,$I$288)*$AB$21","v":0},{"$f":"COUNTIF($D$142:$AA$142,$J$288)*$AB$21","v":0},{"$f":"COUNTIF($D$142:$AA$142,$K$288)*$AB$21","v":0},{"$f":"COUNTIF($D$142:$AA$142,$L$288)*$AB$21","v":0},{"$f":"COUNTIF($D$142:$AA$142,$M$288)*$AB$21","v":0},{"$f":"COUNTIF($D$142:$AA$142,$N$288)*$AB$21","v":0},{"$f":"COUNTIF($D$142:$AA$142,$O$288)*$AB$21","v":0},{"$f":"COUNTIF($D$142:$AA$142,$P$288)*$AB$21","v":0},{"$f":"COUNTIF($D$142:$AA$142,$Q$288)*$AB$21","v":0},{"$f":"COUNTIF($D$142:$AA$142,$R$288)*$AB$21","v":0},{"$f":"COUNTIF($D$142:$AA$142,$S$288)*$AB$21","v":0},{"$f":"COUNTIF($D$142:$AA$142,$T$288)*$AB$21","v":0},{"$f":"COUNTIF($D$142:$AA$142,$U$288)*$AB$21","v":0},{"$f":"COUNTIF($D$142:$AA$142,$V$288)*$AB$21","v":0},{"$f":"COUNTIF($D$142:$AA$142,$W$288)*$AB$21","v":0},{"$f":"COUNTIF($D$142:$AA$142,$X$288)*$AB$21","v":0},{"$f":"COUNTIF($D$142:$AA$142,$Y$288)*$AB$21","v":0},{"$f":"COUNTIF($D$142:$AA$142,$Z$288)*$AB$21","v":0},{"$f":"COUNTIF($D$142:$AA$142,$AA$288)*$AB$21","v":0},{"$f":"COUNTIF($D$142:$AA$142,$AB$288)*$AB$21","v":0},{"$f":"COUNTIF($D$142:$AA$142,$AC$288)*$AB$21","v":0},{"$f":"COUNTIF($D$142:$AA$142,$AD$288)*$AB$21","v":0},{"$f":"COUNTIF($D$142:$AA$142,$AE$288)*$AB$21","v":0},{"$f":"COUNTIF($D$142:$AA$142,$AF$288)*$AB$21","v":0},{"$f":"COUNTIF($D$142:$AA$142,$AG$288)*$AB$21","v":0},{"$f":"COUNTIF($D$142:$AA$142,$AH$288)*$AB$21","v":0},{"$f":"COUNTIF($D$142:$AA$142,$AI$288)*$AB$21","v":0},{"$f":"COUNTIF($D$142:$AA$142,$AJ$288)*$AB$21","v":0},{"$f":"COUNTIF($D$142:$AA$142,$AK$288)*$AB$21","v":0},{"$f":"COUNTIF($D$142:$AA$142,$AL$288)*$AB$21","v":0},{"$f":"COUNTIF($D$142:$AA$142,$AM$288)*$AB$21","v":0},{"$f":"COUNTIF($D$142:$AA$142,$AN$288)*$AB$21","v":0},{"$f":"COUNTIF($D$142:$AA$142,$AO$288)*$AB$21","v":0},{"$f":"COUNTIF($D$142:$AA$142,$AP$288)*$AB$21","v":0},{"$f":"COUNTIF($D$142:$AA$142,$AQ$288)*$AB$21","v":0},{"$f":"COUNTIF($D$142:$AA$142,$AR$288)*$AB$21","v":0},{"$f":"COUNTIF($D$142:$AA$142,$AS$288)*$AB$21","v":0},1,0,"","","","","","","","","",null,"","","","","","","","","",""]
[null,null,2,{"$f":"COUNTIF($D$143:$AA$143,$D$288)*$AB$22","v":0},{"$f":"COUNTIF($D$143:$AA$143,$E$288)*$AB$22","v":0},{"$f":"COUNTIF($D$143:$AA$143,$F$288)*$AB$22","v":0},{"$f":"COUNTIF($D$143:$AA$143,$G$288)*$AB$22","v":0},{"$f":"COUNTIF($D$143:$AA$143,$H$288)*$AB$22","v":0},{"$f":"COUNTIF($D$143:$AA$143,$I$288)*$AB$22","v":0},{"$f":"COUNTIF($D$143:$AA$143,$J$288)*$AB$22","v":0},{"$f":"COUNTIF($D$143:$AA$143,$K$288)*$AB$22","v":0},{"$f":"COUNTIF($D$143:$AA$143,$L$288)*$AB$22","v":0},{"$f":"COUNTIF($D$143:$AA$143,$M$288)*$AB$22","v":0},{"$f":"COUNTIF($D$143:$AA$143,$N$288)*$AB$22","v":0},{"$f":"COUNTIF($D$143:$AA$143,$O$288)*$AB$22","v":0},{"$f":"COUNTIF($D$143:$AA$143,$P$288)*$AB$22","v":0},{"$f":"COUNTIF($D$143:$AA$143,$Q$288)*$AB$22","v":0},{"$f":"COUNTIF($D$143:$AA$143,$R$288)*$AB$22","v":0},{"$f":"COUNTIF($D$143:$AA$143,$S$288)*$AB$22","v":0},{"$f":"COUNTIF($D$143:$AA$143,$T$288)*$AB$22","v":0},{"$f":"COUNTIF($D$143:$AA$143,$U$288)*$AB$22","v":0},{"$f":"COUNTIF($D$143:$AA$143,$V$288)*$AB$22","v":0},{"$f":"COUNTIF($D$143:$AA$143,$W$288)*$AB$22","v":0},{"$f":"COUNTIF($D$143:$AA$143,$X$288)*$AB$22","v":0},{"$f":"COUNTIF($D$143:$AA$143,$Y$288)*$AB$22","v":0},{"$f":"COUNTIF($D$143:$AA$143,$Z$288)*$AB$22","v":0},{"$f":"COUNTIF($D$143:$AA$143,$AA$288)*$AB$22","v":0},{"$f":"COUNTIF($D$143:$AA$143,$AB$288)*$AB$22","v":0},{"$f":"COUNTIF($D$143:$AA$143,$AC$288)*$AB$22","v":0},{"$f":"COUNTIF($D$143:$AA$143,$AD$288)*$AB$22","v":0},{"$f":"COUNTIF($D$143:$AA$143,$AE$288)*$AB$22","v":0},{"$f":"COUNTIF($D$143:$AA$143,$AF$288)*$AB$22","v":0},{"$f":"COUNTIF($D$143:$AA$143,$AG$288)*$AB$22","v":0},{"$f":"COUNTIF($D$143:$AA$143,$AH$288)*$AB$22","v":0},{"$f":"COUNTIF($D$143:$AA$143,$AI$288)*$AB$22","v":0},{"$f":"COUNTIF($D$143:$AA$143,$AJ$288)*$AB$22","v":0},{"$f":"COUNTIF($D$143:$AA$143,$AK$288)*$AB$22","v":0},{"$f":"COUNTIF($D$143:$AA$143,$AL$288)*$AB$22","v":0},{"$f":"COUNTIF($D$143:$AA$143,$AM$288)*$AB$22","v":0},{"$f":"COUNTIF($D$143:$AA$143,$AN$288)*$AB$22","v":0},{"$f":"COUNTIF($D$143:$AA$143,$AO$288)*$AB$22","v":0},{"$f":"COUNTIF($D$143:$AA$143,$AP$288)*$AB$22","v":0},{"$f":"COUNTIF($D$143:$AA$143,$AQ$288)*$AB$22","v":0},{"$f":"COUNTIF($D$143:$AA$143,$AR$288)*$AB$22","v":0},{"$f":"COUNTIF($D$143:$AA$143,$AS$288)*$AB$22","v":0},2,0,"","","","","","","","","",null,"","","","","","","","","",""]
[null,null,3,{"$f":"COUNTIF($D$144:$AA$144,$D$288)*$AB$23","v":0},{"$f":"COUNTIF($D$144:$AA$144,$E$288)*$AB$23","v":0},{"$f":"COUNTIF($D$144:$AA$144,$F$288)*$AB$23","v":0},{"$f":"COUNTIF($D$144:$AA$144,$G$288)*$AB$23","v":0},{"$f":"COUNTIF($D$144:$AA$144,$H$288)*$AB$23","v":0},{"$f":"COUNTIF($D$144:$AA$144,$I$288)*$AB$23","v":0},{"$f":"COUNTIF($D$144:$AA$144,$J$288)*$AB$23","v":0},{"$f":"COUNTIF($D$144:$AA$144,$K$288)*$AB$23","v":0},{"$f":"COUNTIF($D$144:$AA$144,$L$288)*$AB$23","v":0},{"$f":"COUNTIF($D$144:$AA$144,$M$288)*$AB$23","v":0},{"$f":"COUNTIF($D$144:$AA$144,$N$288)*$AB$23","v":0},{"$f":"COUNTIF($D$144:$AA$144,$O$288)*$AB$23","v":0},{"$f":"COUNTIF($D$144:$AA$144,$P$288)*$AB$23","v":0},{"$f":"COUNTIF($D$144:$AA$144,$Q$288)*$AB$23","v":0},{"$f":"COUNTIF($D$144:$AA$144,$R$288)*$AB$23","v":0},{"$f":"COUNTIF($D$144:$AA$144,$S$288)*$AB$23","v":0},{"$f":"COUNTIF($D$144:$AA$144,$T$288)*$AB$23","v":0},{"$f":"COUNTIF($D$144:$AA$144,$U$288)*$AB$23","v":0},{"$f":"COUNTIF($D$144:$AA$144,$V$288)*$AB$23","v":0},{"$f":"COUNTIF($D$144:$AA$144,$W$288)*$AB$23","v":0},{"$f":"COUNTIF($D$144:$AA$144,$X$288)*$AB$23","v":0},{"$f":"COUNTIF($D$144:$AA$144,$Y$288)*$AB$23","v":0},{"$f":"COUNTIF($D$144:$AA$144,$Z$288)*$AB$23","v":0},{"$f":"COUNTIF($D$144:$AA$144,$AA$288)*$AB$23","v":0},{"$f":"COUNTIF($D$144:$AA$144,$AB$288)*$AB$23","v":0},{"$f":"COUNTIF($D$144:$AA$144,$AC$288)*$AB$23","v":0},{"$f":"COUNTIF($D$144:$AA$144,$AD$288)*$AB$23","v":0},{"$f":"COUNTIF($D$144:$AA$144,$AE$288)*$AB$23","v":0},{"$f":"COUNTIF($D$144:$AA$144,$AF$288)*$AB$23","v":0},{"$f":"COUNTIF($D$144:$AA$144,$AG$288)*$AB$23","v":0},{"$f":"COUNTIF($D$144:$AA$144,$AH$288)*$AB$23","v":0},{"$f":"COUNTIF($D$144:$AA$144,$AI$288)*$AB$23","v":0},{"$f":"COUNTIF($D$144:$AA$144,$AJ$288)*$AB$23","v":0},{"$f":"COUNTIF($D$144:$AA$144,$AK$288)*$AB$23","v":0},{"$f":"COUNTIF($D$144:$AA$144,$AL$288)*$AB$23","v":0},{"$f":"COUNTIF($D$144:$AA$144,$AM$288)*$AB$23","v":0},{"$f":"COUNTIF($D$144:$AA$144,$AN$288)*$AB$23","v":0},{"$f":"COUNTIF($D$144:$AA$144,$AO$288)*$AB$23","v":0},{"$f":"COUNTIF($D$144:$AA$144,$AP$288)*$AB$23","v":0},{"$f":"COUNTIF($D$144:$AA$144,$AQ$288)*$AB$23","v":0},{"$f":"COUNTIF($D$144:$AA$144,$AR$288)*$AB$23","v":0},{"$f":"COUNTIF($D$144:$AA$144,$AS$288)*$AB$23","v":0},3,0,"","","","","","","","","",null,"","","","","","","","","",""]
[null,null,"暖房運転時間",{"$f":"SUM($D$289:$D$300)","v":0},{"$f":"SUM($E$289:$E$300)","v":0},{"$f":"SUM($F$289:$F$300)","v":0},{"$f":"SUM($G$289:$G$300)","v":0},{"$f":"SUM($H$289:$H$300)","v":0},{"$f":"SUM($I$289:$I$300)","v":0},{"$f":"SUM($J$289:$J$300)","v":0},{"$f":"SUM($K$289:$K$300)","v":0},{"$f":"SUM($L$289:$L$300)","v":0},{"$f":"SUM($M$289:$M$300)","v":0},{"$f":"SUM($N$289:$N$300)","v":0},{"$f":"SUM($O$289:$O$300)","v":0},{"$f":"SUM($P$289:$P$300)","v":0},{"$f":"SUM($Q$289:$Q$300)","v":0},{"$f":"SUM($R$289:$R$300)","v":0},{"$f":"SUM($S$289:$S$300)","v":0},{"$f":"SUM($T$289:$T$300)","v":0},{"$f":"SUM($U$289:$U$300)","v":0},{"$f":"SUM($V$289:$V$300)","v":0},{"$f":"SUM($W$289:$W$300)","v":0},{"$f":"SUM($X$289:$X$300)","v":0},{"$f":"SUM($Y$289:$Y$300)","v":0},{"$f":"SUM($Z$289:$Z$300)","v":0},{"$f":"SUM($AA$289:$AA$300)","v":0},{"$f":"SUM($AB$289:$AB$300)","v":0},{"$f":"SUM($AC$289:$AC$300)","v":0},{"$f":"SUM($AD$289:$AD$300)","v":0},{"$f":"SUM($AE$289:$AE$300)","v":0},{"$f":"SUM($AF$289:$AF$300)","v":0},{"$f":"SUM($AG$289:$AG$300)","v":0},{"$f":"SUM($AH$289:$AH$300)","v":0},{"$f":"SUM($AI$289:$AI$300)","v":0},{"$f":"SUM($AJ$289:$AJ$300)","v":0},{"$f":"SUM($AK$289:$AK$300)","v":0},{"$f":"SUM($AL$289:$AL$300)","v":0},{"$f":"SUM($AM$289:$AM$300)","v":0},{"$f":"SUM($AN$289:$AN$300)","v":0},{"$f":"SUM($AO$289:$AO$300)","v":0},{"$f":"SUM($AP$289:$AP$300)","v":0},{"$f":"SUM($AQ$289:$AQ$300)","v":0},{"$f":"SUM($AR$289:$AR$300)","v":0},{"$f":"SUM($AS$289:$AS$300)","v":0},"暖房運転時間",{"$f":"SUM(AU289:AU300)","v":0},{"$f":"SUM(AV289:AV300)","v":0},{"$f":"SUM(AW289:AW300)","v":0},0,0,0,0,0,0,{"$f":"SUM(BD289:BD300)","v":0},null,{"$f":"SUM(BF289:BF300)","v":0},{"$f":"SUM(BG289:BG300)","v":0},0,0,0,0,0,0,0,0]
[null,null,"暖房空調負荷率",{"$f":"IF((1/($AB$25-$M$26))*(D$288-$AB$25)+1<0,0,IF((1/($AB$25-$M$26))*(D$288-$AB$25)+1>1,1,(1/($AB$25-$M$26))*(D$288-$AB$25)+1))","v":1},{"$f":"IF((1/($AB$25-$M$26))*(E$288-$AB$25)+1<0,0,IF((1/($AB$25-$M$26))*(E$288-$AB$25)+1>1,1,(1/($AB$25-$M$26))*(E$288-$AB$25)+1))","v":1},0.94117647058823528,0.88235294117647056,0.82352941176470584,0.76470588235294112,0.70588235294117641,0.6470588235294118,0.58823529411764708,0.52941176470588236,0.47058823529411764,0.41176470588235292,0.3529411764705882,0.29411764705882359,0.23529411764705888,0.17647058823529416,0.11764705882352944,5.8823529411764719E-2,0,0,0,0,0,0,0,0,0,0,0,0,0,0,0,0,0,0,0,0,0,0,0,0,"暖房空調負荷率","αw"]
[]
[null,"前1","暖房時消費電力比",{"$f":"D$302/D$308","v":1.1221064814814814},{"$f":"E$302/E$308","v":1.1710737179487178},1.1416900093370681,1.1024305555555556,1.0551470588235292,1.0012555267204921,0.94185729847494537,0.87782185242518063,0.80984477124183019,0.7384891456582634,0.66421568627450989,0.58740498010798525,0.35759875797826463,0.29411764705882359,0.23234474848435202,0.17215473145780058,0.11343423310968954,5.6080463273392278E-2,0,0,0,0,0,0,0,0,0,0,0,0,0,0,0,0,0,0,0,0,0,0,0,0,"暖房時消費電力比","εw"]
[null,null,"暖房能力",{"$f":"($Q$35-0.64*$Q$32)/9*($D$288-7)+$Q$35","v":12},{"$f":"($Q$35-0.64*$Q$32)/9*($E$288-7)+$Q$35","v":13},{"$f":"($Q$35-0.64*$Q$32)/9*($F$288-7)+$Q$35","v":14},{"$f":"($Q$35-0.64*$Q$32)/9*($G$288-7)+$Q$35","v":15},{"$f":"($Q$35-0.64*$Q$32)/9*($H$288-7)+$Q$35","v":16},{"$f":"($Q$35-0.64*$Q$32)/9*($I$288-7)+$Q$35","v":17},{"$f":"($Q$35-0.64*$Q$32)/9*($J$288-7)+$Q$35","v":18},{"$f":"($Q$35-0.64*$Q$32)/9*($K$288-7)+$Q$35","v":19},{"$f":"($Q$35-0.64*$Q$32)/9*($L$288-7)+$Q$35","v":20},{"$f":"($Q$35-0.64*$Q$32)/9*($M$288-7)+$Q$35","v":21},{"$f":"($Q$35-0.64*$Q$32)/9*($N$288-7)+$Q$35","v":22},{"$f":"($Q$35-0.64*$Q$32)/9*($O$288-7)+$Q$35","v":23},{"$f":"($Q$32-0.64*$Q$32)/14*($P$288-7)+$Q$32","v":24.357142857142858},{"$f":"($Q$32-0.64*$Q$32)/14*($Q$288-7)+$Q$32","v":25},{"$f":"($Q$32-0.64*$Q$32)/14*($R$288-7)+$Q$32","v":25.642857142857142},{"$f":"($Q$32-0.64*$Q$32)/14*($S$288-7)+$Q$32","v":26.285714285714285},{"$f":"($Q$32-0.64*$Q$32)/14*($T$288-7)+$Q$32","v":26.928571428571431},{"$f":"($Q$32-0.64*$Q$32)/14*($U$288-7)+$Q$32","v":27.571428571428573},{"$f":"($Q$32-0.64*$Q$32)/14*($V$288-7)+$Q$32","v":28.214285714285715},{"$f":"($Q$32-0.64*$Q$32)/14*($W$288-7)+$Q$32","v":28.857142857142858},{"$f":"($Q$32-0.64*$Q$32)/14*($X$288-7)+$Q$32","v":29.5},{"$f":"($Q$32-0.64*$Q$32)/14*($Y$288-7)+$Q$32","v":30.142857142857142},{"$f":"($Q$32-0.64*$Q$32)/14*($Z$288-7)+$Q$32","v":30.785714285714285},{"$f":"($Q$32-0.64*$Q$32)/14*($AA$288-7)+$Q$32","v":31.428571428571431},{"$f":"($Q$32-0.64*$Q$32)/14*($AB$288-7)+$Q$32","v":32.071428571428569},{"$f":"($Q$32-0.64*$Q$32)/14*($AC$288-7)+$Q$32","v":32.714285714285715},{"$f":"($Q$32-0.64*$Q$32)/14*($AD$288-7)+$Q$32","v":33.357142857142861},{"$f":"($Q$32-0.64*$Q$32)/14*($AE$288-7)+$Q$32","v":34},{"$f":"($Q$32-0.64*$Q$32)/14*($AF$288-7)+$Q$32","v":34.642857142857146},{"$f":"($Q$32-0.64*$Q$32)/14*($AG$288-7)+$Q$32","v":35.285714285714285},{"$f":"($Q$32-0.64*$Q$32)/14*($AH$288-7)+$Q$32","v":35.928571428571431},{"$f":"($Q$32-0.64*$Q$32)/14*($AI$288-7)+$Q$32","v":36.571428571428569},{"$f":"($Q$32-0.64*$Q$32)/14*($AJ$288-7)+$Q$32","v":37.214285714285715},{"$f":"($Q$32-0.64*$Q$32)/14*($AK$288-7)+$Q$32","v":37.857142857142861},{"$f":"($Q$32-0.64*$Q$32)/14*($AL$288-7)+$Q$32","v":38.5},{"$f":"($Q$32-0.64*$Q$32)/14*($AM$288-7)+$Q$32","v":39.142857142857146},{"$f":"($Q$32-0.64*$Q$32)/14*($AN$288-7)+$Q$32","v":39.785714285714285},{"$f":"($Q$32-0.64*$Q$32)/14*($AO$288-7)+$Q$32","v":40.428571428571431},{"$f":"($Q$32-0.64*$Q$32)/14*($AP$288-7)+$Q$32","v":41.071428571428569},{"$f":"($Q$32-0.64*$Q$32)/14*($AQ$288-7)+$Q$32","v":41.714285714285715},{"$f":"($Q$32-0.64*$Q$32)/14*($AR$288-7)+$Q$32","v":42.357142857142861},{"$f":"($Q$32-0.64*$Q$32)/14*($AS$288-7)+$Q$32","v":43},"暖房能力","Φw"]
[null,null,"暖房消費電力",{"$f":"($Q$36-0.82*$Q$33)/9*(D$288-7)+$Q$36","v":3.447111111111111},3.8973333333333331,4.3475555555555552,4.7977777777777781,5.2480000000000002,5.6982222222222223,6.1484444444444444,6.5986666666666665,7.0488888888888894,7.4991111111111115,7.9493333333333336,8.3995555555555566,{"$f":"($Q$33-0.82*$Q$33)/14*($P$288-7)+$Q$33","v":6.3177142857142865},{"$f":"($Q$33-0.82*$Q$33)/14*($Q$288-7)+$Q$33","v":6.4},{"$f":"($Q$33-0.82*$Q$33)/14*($R$288-7)+$Q$33","v":6.4822857142857142},{"$f":"($Q$33-0.82*$Q$33)/14*($S$288-7)+$Q$33","v":6.5645714285714289},{"$f":"($Q$33-0.82*$Q$33)/14*($T$288-7)+$Q$33","v":6.6468571428571437},{"$f":"($Q$33-0.82*$Q$33)/14*($U$288-7)+$Q$33","v":6.7291428571428575},{"$f":"($Q$33-0.82*$Q$33)/14*($V$288-7)+$Q$33","v":6.8114285714285714},{"$f":"($Q$33-0.82*$Q$33)/14*($W$288-7)+$Q$33","v":6.8937142857142861},{"$f":"($Q$33-0.82*$Q$33)/14*($X$288-7)+$Q$33","v":6.9760000000000009},{"$f":"($Q$33-0.82*$Q$33)/14*($Y$288-7)+$Q$33","v":7.0582857142857147},{"$f":"($Q$33-0.82*$Q$33)/14*($Z$288-7)+$Q$33","v":7.1405714285714286},{"$f":"($Q$33-0.82*$Q$33)/14*($AA$288-7)+$Q$33","v":7.2228571428571433},{"$f":"($Q$33-0.82*$Q$33)/14*($AB$288-7)+$Q$33","v":7.305142857142858},{"$f":"($Q$33-0.82*$Q$33)/14*($AC$288-7)+$Q$33","v":7.3874285714285719},{"$f":"($Q$33-0.82*$Q$33)/14*($AD$288-7)+$Q$33","v":7.4697142857142858},{"$f":"($Q$33-0.82*$Q$33)/14*($AE$288-7)+$Q$33","v":7.5520000000000005},{"$f":"($Q$33-0.82*$Q$33)/14*($AF$288-7)+$Q$33","v":7.6342857142857152},{"$f":"($Q$33-0.82*$Q$33)/14*($AG$288-7)+$Q$33","v":7.7165714285714291},{"$f":"($Q$33-0.82*$Q$33)/14*($AH$288-7)+$Q$33","v":7.7988571428571429},{"$f":"($Q$33-0.82*$Q$33)/14*($AI$288-7)+$Q$33","v":7.8811428571428577},{"$f":"($Q$33-0.82*$Q$33)/14*($AJ$288-7)+$Q$33","v":7.9634285714285724},{"$f":"($Q$33-0.82*$Q$33)/14*($AK$288-7)+$Q$33","v":8.0457142857142863},{"$f":"($Q$33-0.82*$Q$33)/14*($AL$288-7)+$Q$33","v":8.1280000000000001},{"$f":"($Q$33-0.82*$Q$33)/14*($AM$288-7)+$Q$33","v":8.210285714285714},{"$f":"($Q$33-0.82*$Q$33)/14*($AN$288-7)+$Q$33","v":8.2925714285714296},{"$f":"($Q$33-0.82*$Q$33)/14*($AO$288-7)+$Q$33","v":8.3748571428571434},{"$f":"($Q$33-0.82*$Q$33)/14*($AP$288-7)+$Q$33","v":8.4571428571428573},{"$f":"($Q$33-0.82*$Q$33)/14*($AQ$288-7)+$Q$33","v":8.5394285714285729},{"$f":"($Q$33-0.82*$Q$33)/14*($AR$288-7)+$Q$33","v":8.6217142857142868},{"$f":"($Q$33-0.82*$Q$33)/14*($AS$288-7)+$Q$33","v":8.7040000000000006},"消費電力","Pw"]
[null,null,"暖房COP",{"$f":"D$305/D$306","v":3.4811758638473442},{"$f":"E$305/E$306","v":3.3356140951077662},3.2202003680228994,3.126447429365447,3.0487804878048781,2.9833866313080102,2.9275697556744253,2.8793695696100223,2.8373266078184107,2.8003318911871036,2.7675276752767526,2.7382401185247893,3.8553726483357451,3.90625,3.955835684062059,4.0041782729805009,4.0513239339752403,4.0973165760869561,4.1421979865771812,4.1860079575596814,4.2287844036697244,4.27056347150259,4.3113796414852752,4.3512658227848098,4.3902534418022521,4.4283725247524748,4.465651774785802,4.5021186440677967,4.5377994011976046,4.5727191943127954,4.6069021101992966,4.640371229698375,4.6731486796785298,4.7052556818181817,4.7367125984251972,4.7675389755011137,4.7977535832414544,4.8273744541484715,4.8564189189189184,4.884903640256959,4.9128446447507956,4.9402573529411757,"暖房COP","σw"]
[null,null,"暖房COP比",{"$f":"$D$307/$Q$307","v":0.89118102114492015},{"$f":"$E$307/$Q$307","v":0.85391720834758811},{"$f":"$F$307/$Q$307","v":0.82437129421386224},{"$f":"$G$307/$Q$307","v":0.80037054191755441},{"$f":"$H$307/$Q$307","v":0.78048780487804881},{"$f":"$I$307/$Q$307","v":0.76374697761485055},{"$f":"$J$307/$Q$307","v":0.74945785745265292},{"$f":"$K$307/$Q$307","v":0.73711860982016575},{"$f":"$L$307/$Q$307","v":0.72635561160151318},{"$f":"$M$307/$Q$307","v":0.71688496414389846},{"$f":"$N$307/$Q$307","v":0.70848708487084866},{"$f":"$O$307/$Q$307","v":0.70098947034234604},{"$f":"$P$307/$Q$307","v":0.98697539797395073},{"$f":"$Q$307/$Q$307","v":1},{"$f":"$R$307/$Q$307","v":1.0126939351198871},{"$f":"$S$307/$Q$307","v":1.0250696378830082},{"$f":"$T$307/$Q$307","v":1.0371389270976614},{"$f":"$U$307/$Q$307","v":1.0489130434782608},{"$f":"$V$307/$Q$307","v":1.0604026845637584},{"$f":"$W$307/$Q$307","v":1.0716180371352784},{"$f":"$X$307/$Q$307","v":1.0825688073394495},{"$f":"$Y$307/$Q$307","v":1.0932642487046631},{"$f":"$Z$307/$Q$307","v":1.1037131882202305},{"$f":"$AA$307/$Q$307","v":1.1139240506329113},{"$f":"$AB$307/$Q$307","v":1.1239048811013765},{"$f":"$AC$307/$Q$307","v":1.1336633663366336},{"$f":"$AD$307/$Q$307","v":1.1432068543451652},{"$f":"$AE$307/$Q$307","v":1.152542372881356},{"$f":"$AF$307/$Q$307","v":1.1616766467065869},{"$f":"$AG$307/$Q$307","v":1.1706161137440756},{"$f":"$AH$307/$Q$307","v":1.1793669402110198},{"$f":"$AI$307/$Q$307","v":1.187935034802784},{"$f":"$AJ$307/$Q$307","v":1.1963260619977036},{"$f":"$AK$307/$Q$307","v":1.2045454545454546},{"$f":"$AL$307/$Q$307","v":1.2125984251968505},{"$f":"$AM$307/$Q$307","v":1.2204899777282852},{"$f":"$AN$307/$Q$307","v":1.2282249173098123},{"$f":"$AO$307/$Q$307","v":1.2358078602620086},{"$f":"$AP$307/$Q$307","v":1.2432432432432432},{"$f":"$AQ$307/$Q$307","v":1.2505353319057815},{"$f":"$AR$307/$Q$307","v":1.2576882290562037},{"$f":"$AS$307/$Q$307","v":1.2647058823529409},"暖房COP比","βw"]
[null,null,"Σ",{"$f":"($AB$26/$Q$37)*D$304*D$301*D$426","v":0},{"$f":"($AB$26/$Q$37)*E$304*E$301*E$426","v":0},0,0,0,0,0,0,0,{"$f":"($AB$26/$Q$37)*M$304*M$301*M$426","v":0},0,0,{"$f":"($AB$26/$Q$34)*P$304*P$301*P$426","v":0},0,0,0,0,0,0,0,0,0,0,0,0,0,0,0,0,0,0,0,0,0,0,0,0,0,0,0,0,0,{"$f":"SUM($D309:$AS309)","v":0},"Σ"]
[null,"前2","暖房時消費電力比",{"$f":"D$302/D$314","v":{"$error":"#DIV/0!"}},{"$f":"E$302/E$314","v":{"$error":"#DIV/0!"}},{"$error":"#DIV/0!"},{"$error":"#DIV/0!"},{"$error":"#DIV/0!"},{"$error":"#DIV/0!"},{"$error":"#DIV/0!"},{"$error":"#DIV/0!"},{"$error":"#DIV/0!"},{"$error":"#DIV/0!"},{"$error":"#DIV/0!"},{"$error":"#DIV/0!"},{"$error":"#DIV/0!"},{"$error":"#DIV/0!"},{"$error":"#DIV/0!"},{"$error":"#DIV/0!"},{"$error":"#DIV/0!"},{"$error":"#DIV/0!"},{"$error":"#DIV/0!"},{"$error":"#DIV/0!"},{"$error":"#DIV/0!"},{"$error":"#DIV/0!"},{"$error":"#DIV/0!"},{"$error":"#DIV/0!"},{"$error":"#DIV/0!"},{"$error":"#DIV/0!"},{"$error":"#DIV/0!"},{"$error":"#DIV/0!"},{"$error":"#DIV/0!"},{"$error":"#DIV/0!"},{"$error":"#DIV/0!"},{"$error":"#DIV/0!"},{"$error":"#DIV/0!"},{"$error":"#DIV/0!"},{"$error":"#DIV/0!"},{"$error":"#DIV/0!"},{"$error":"#DIV/0!"},{"$error":"#DIV/0!"},{"$error":"#DIV/0!"},{"$error":"#DIV/0!"},{"$error":"#DIV/0!"},{"$error":"#DIV/0!"},"暖房時消費電力比","εw"]
[null,null,"暖房能力",{"$f":"($R$35-0.64*$R$32)/9*(D$288-7)+$R$35","v":0},0,0,0,0,0,0,0,0,0,0,0,{"$f":"($R$32-0.64*$R$32)/14*($P$288-7)+$R$32","v":0},{"$f":"($R$32-0.64*$R$32)/14*($Q$288-7)+$R$32","v":0},{"$f":"($R$32-0.64*$R$32)/14*($R$288-7)+$R$32","v":0},{"$f":"($R$32-0.64*$R$32)/14*($S$288-7)+$R$32","v":0},{"$f":"($R$32-0.64*$R$32)/14*($T$288-7)+$R$32","v":0},{"$f":"($R$32-0.64*$R$32)/14*($U$288-7)+$R$32","v":0},{"$f":"($R$32-0.64*$R$32)/14*($V$288-7)+$R$32","v":0},{"$f":"($R$32-0.64*$R$32)/14*($W$288-7)+$R$32","v":0},{"$f":"($R$32-0.64*$R$32)/14*($X$288-7)+$R$32","v":0},{"$f":"($R$32-0.64*$R$32)/14*($Y$288-7)+$R$32","v":0},{"$f":"($R$32-0.64*$R$32)/14*($Z$288-7)+$R$32","v":0},{"$f":"($R$32-0.64*$R$32)/14*($AA$288-7)+$R$32","v":0},{"$f":"($R$32-0.64*$R$32)/14*($AB$288-7)+$R$32","v":0},{"$f":"($R$32-0.64*$R$32)/14*($AC$288-7)+$R$32","v":0},{"$f":"($R$32-0.64*$R$32)/14*($AD$288-7)+$R$32","v":0},{"$f":"($R$32-0.64*$R$32)/14*($AE$288-7)+$R$32","v":0},{"$f":"($R$32-0.64*$R$32)/14*($AF$288-7)+$R$32","v":0},{"$f":"($R$32-0.64*$R$32)/14*($AG$288-7)+$R$32","v":0},{"$f":"($R$32-0.64*$R$32)/14*($AH$288-7)+$R$32","v":0},{"$f":"($R$32-0.64*$R$32)/14*($AI$288-7)+$R$32","v":0},{"$f":"($R$32-0.64*$R$32)/14*($AJ$288-7)+$R$32","v":0},{"$f":"($R$32-0.64*$R$32)/14*($AK$288-7)+$R$32","v":0},{"$f":"($R$32-0.64*$R$32)/14*($AL$288-7)+$R$32","v":0},{"$f":"($R$32-0.64*$R$32)/14*($AM$288-7)+$R$32","v":0},{"$f":"($R$32-0.64*$R$32)/14*($AN$288-7)+$R$32","v":0},{"$f":"($R$32-0.64*$R$32)/14*($AO$288-7)+$R$32","v":0},{"$f":"($R$32-0.64*$R$32)/14*($AP$288-7)+$R$32","v":0},{"$f":"($R$32-0.64*$R$32)/14*($AQ$288-7)+$R$32","v":0},{"$f":"($R$32-0.64*$R$32)/14*($AR$288-7)+$R$32","v":0},{"$f":"($R$32-0.64*$R$32)/14*($AS$288-7)+$R$32","v":0},"暖房能力","Φw"]
[null,null,"暖房消費電力",{"$f":"($R$36-0.82*$R$33)/9*(D$288-7)+$R$36","v":0},0,0,0,0,0,0,0,0,0,0,0,{"$f":"($R$33-0.82*$R$33)/14*($P$288-7)+$R$33","v":0},{"$f":"($R$33-0.82*$R$33)/14*($Q$288-7)+$R$33","v":0},{"$f":"($R$33-0.82*$R$33)/14*($R$288-7)+$R$33","v":0},{"$f":"($R$33-0.82*$R$33)/14*($S$288-7)+$R$33","v":0},{"$f":"($R$33-0.82*$R$33)/14*($T$288-7)+$R$33","v":0},{"$f":"($R$33-0.82*$R$33)/14*($U$288-7)+$R$33","v":0},{"$f":"($R$33-0.82*$R$33)/14*($V$288-7)+$R$33","v":0},{"$f":"($R$33-0.82*$R$33)/14*($W$288-7)+$R$33","v":0},{"$f":"($R$33-0.82*$R$33)/14*($X$288-7)+$R$33","v":0},{"$f":"($R$33-0.82*$R$33)/14*($Y$288-7)+$R$33","v":0},{"$f":"($R$33-0.82*$R$33)/14*($Z$288-7)+$R$33","v":0},{"$f":"($R$33-0.82*$R$33)/14*($AA$288-7)+$R$33","v":0},{"$f":"($R$33-0.82*$R$33)/14*($AB$288-7)+$R$33","v":0},{"$f":"($R$33-0.82*$R$33)/14*($AC$288-7)+$R$33","v":0},{"$f":"($R$33-0.82*$R$33)/14*($AD$288-7)+$R$33","v":0},{"$f":"($R$33-0.82*$R$33)/14*($AE$288-7)+$R$33","v":0},{"$f":"($R$33-0.82*$R$33)/14*($AF$288-7)+$R$33","v":0},{"$f":"($R$33-0.82*$R$33)/14*($AG$288-7)+$R$33","v":0},{"$f":"($R$33-0.82*$R$33)/14*($AH$288-7)+$R$33","v":0},{"$f":"($R$33-0.82*$R$33)/14*($AI$288-7)+$R$33","v":0},{"$f":"($R$33-0.82*$R$33)/14*($AJ$288-7)+$R$33","v":0},{"$f":"($R$33-0.82*$R$33)/14*($AK$288-7)+$R$33","v":0},{"$f":"($R$33-0.82*$R$33)/14*($AL$288-7)+$R$33","v":0},{"$f":"($R$33-0.82*$R$33)/14*($AM$288-7)+$R$33","v":0},{"$f":"($R$33-0.82*$R$33)/14*($AN$288-7)+$R$33","v":0},{"$f":"($R$33-0.82*$R$33)/14*($AO$288-7)+$R$33","v":0},{"$f":"($R$33-0.82*$R$33)/14*($AP$288-7)+$R$33","v":0},{"$f":"($R$33-0.82*$R$33)/14*($AQ$288-7)+$R$33","v":0},{"$f":"($R$33-0.82*$R$33)/14*($AR$288-7)+$R$33","v":0},{"$f":"($R$33-0.82*$R$33)/14*($AS$288-7)+$R$33","v":0},"消費電力","Pw"]
[null,null,"暖房COP",{"$f":"D$311/D$312","v":{"$error":"#DIV/0!"}},{"$f":"E$311/E$312","v":{"$error":"#DIV/0!"}},{"$error":"#DIV/0!"},{"$error":"#DIV/0!"},{"$error":"#DIV/0!"},{"$error":"#DIV/0!"},{"$error":"#DIV/0!"},{"$error":"#DIV/0!"},{"$error":"#DIV/0!"},{"$error":"#DIV/0!"},{"$error":"#DIV/0!"},{"$error":"#DIV/0!"},{"$error":"#DIV/0!"},{"$error":"#DIV/0!"},{"$error":"#DIV/0!"},{"$error":"#DIV/0!"},{"$error":"#DIV/0!"},{"$error":"#DIV/0!"},{"$error":"#DIV/0!"},{"$error":"#DIV/0!"},{"$error":"#DIV/0!"},{"$error":"#DIV/0!"},{"$error":"#DIV/0!"},{"$error":"#DIV/0!"},{"$error":"#DIV/0!"},{"$error":"#DIV/0!"},{"$error":"#DIV/0!"},{"$error":"#DIV/0!"},{"$error":"#DIV/0!"},{"$error":"#DIV/0!"},{"$error":"#DIV/0!"},{"$error":"#DIV/0!"},{"$error":"#DIV/0!"},{"$error":"#DIV/0!"},{"$error":"#DIV/0!"},{"$error":"#DIV/0!"},{"$error":"#DIV/0!"},{"$error":"#DIV/0!"},{"$error":"#DIV/0!"},{"$error":"#DIV/0!"},{"$error":"#DIV/0!"},{"$error":"#DIV/0!"},"暖房COP","σw"]
[null,null,"暖房COP比",{"$f":"$D313/$Q313","v":{"$error":"#DIV/0!"}},{"$f":"$E313/$Q313","v":{"$error":"#DIV/0!"}},{"$f":"$F313/$Q313","v":{"$error":"#DIV/0!"}},{"$f":"$G313/$Q313","v":{"$error":"#DIV/0!"}},{"$f":"$H313/$Q313","v":{"$error":"#DIV/0!"}},{"$f":"$I313/$Q313","v":{"$error":"#DIV/0!"}},{"$f":"$J313/$Q313","v":{"$error":"#DIV/0!"}},{"$f":"$K313/$Q313","v":{"$error":"#DIV/0!"}},{"$f":"$L313/$Q313","v":{"$error":"#DIV/0!"}},{"$f":"$M313/$Q313","v":{"$error":"#DIV/0!"}},{"$f":"$N313/$Q313","v":{"$error":"#DIV/0!"}},{"$f":"$O313/$Q313","v":{"$error":"#DIV/0!"}},{"$f":"$P313/$Q313","v":{"$error":"#DIV/0!"}},{"$f":"$Q313/$Q313","v":{"$error":"#DIV/0!"}},{"$f":"$R313/$Q313","v":{"$error":"#DIV/0!"}},{"$f":"$S313/$Q313","v":{"$error":"#DIV/0!"}},{"$f":"$T313/$Q313","v":{"$error":"#DIV/0!"}},{"$f":"$U313/$Q313","v":{"$error":"#DIV/0!"}},{"$f":"$V313/$Q313","v":{"$error":"#DIV/0!"}},{"$f":"$W313/$Q313","v":{"$error":"#DIV/0!"}},{"$f":"$X313/$Q313","v":{"$error":"#DIV/0!"}},{"$f":"$Y313/$Q313","v":{"$error":"#DIV/0!"}},{"$f":"$Z313/$Q313","v":{"$error":"#DIV/0!"}},{"$f":"$AA313/$Q313","v":{"$error":"#DIV/0!"}},{"$f":"$AB313/$Q313","v":{"$error":"#DIV/0!"}},{"$f":"$AC313/$Q313","v":{"$error":"#DIV/0!"}},{"$f":"$AD313/$Q313","v":{"$error":"#DIV/0!"}},{"$f":"$AE313/$Q313","v":{"$error":"#DIV/0!"}},{"$f":"$AF313/$Q313","v":{"$error":"#DIV/0!"}},{"$f":"$AG313/$Q313","v":{"$error":"#DIV/0!"}},{"$f":"$AH313/$Q313","v":{"$error":"#DIV/0!"}},{"$f":"$AI313/$Q313","v":{"$error":"#DIV/0!"}},{"$f":"$AJ313/$Q313","v":{"$error":"#DIV/0!"}},{"$f":"$AK313/$Q313","v":{"$error":"#DIV/0!"}},{"$f":"$AL313/$Q313","v":{"$error":"#DIV/0!"}},{"$f":"$AM313/$Q313","v":{"$error":"#DIV/0!"}},{"$f":"$AN313/$Q313","v":{"$error":"#DIV/0!"}},{"$f":"$AO313/$Q313","v":{"$error":"#DIV/0!"}},{"$f":"$AP313/$Q313","v":{"$error":"#DIV/0!"}},{"$f":"$AQ313/$Q313","v":{"$error":"#DIV/0!"}},{"$f":"$AR313/$Q313","v":{"$error":"#DIV/0!"}},{"$f":"$AS313/$Q313","v":{"$error":"#DIV/0!"}},"暖房COP比","βw"]
[null,null,"Σ",{"$f":"($AB$26/$R$37)*D$310*D$301*D$426","v":{"$error":"#VALUE!"}},{"$f":"($AB$26/$R$37)*E$310*E$301*E$426","v":{"$error":"#VALUE!"}},{"$error":"#VALUE!"},{"$error":"#VALUE!"},{"$error":"#VALUE!"},{"$error":"#VALUE!"},{"$error":"#VALUE!"},{"$error":"#VALUE!"},{"$error":"#VALUE!"},{"$error":"#VALUE!"},{"$error":"#VALUE!"},{"$error":"#VALUE!"},{"$f":"($AB$26/$R$34)*P$310*P$301*P$426","v":{"$error":"#VALUE!"}},{"$error":"#VALUE!"},{"$error":"#VALUE!"},{"$error":"#VALUE!"},{"$error":"#VALUE!"},{"$error":"#VALUE!"},{"$error":"#VALUE!"},{"$error":"#VALUE!"},{"$error":"#VALUE!"},{"$error":"#VALUE!"},{"$error":"#VALUE!"},{"$error":"#VALUE!"},{"$error":"#VALUE!"},{"$error":"#VALUE!"},{"$error":"#VALUE!"},{"$error":"#VALUE!"},{"$error":"#VALUE!"},{"$error":"#VALUE!"},{"$error":"#VALUE!"},{"$error":"#VALUE!"},{"$error":"#VALUE!"},{"$error":"#VALUE!"},{"$error":"#VALUE!"},{"$error":"#VALUE!"},{"$error":"#VALUE!"},{"$error":"#VALUE!"},{"$error":"#VALUE!"},{"$error":"#VALUE!"},{"$error":"#VALUE!"},{"$error":"#VALUE!"},{"$f":"SUM($D315:$AS315)","v":{"$error":"#VALUE!"}},"Σ"]
[null,"前3","暖房時消費電力比",{"$f":"D$302/D$320","v":{"$error":"#DIV/0!"}},{"$f":"E$302/E$320","v":{"$error":"#DIV/0!"}},{"$error":"#DIV/0!"},{"$error":"#DIV/0!"},{"$error":"#DIV/0!"},{"$error":"#DIV/0!"},{"$error":"#DIV/0!"},{"$error":"#DIV/0!"},{"$error":"#DIV/0!"},{"$error":"#DIV/0!"},{"$error":"#DIV/0!"},{"$error":"#DIV/0!"},{"$error":"#DIV/0!"},{"$error":"#DIV/0!"},{"$error":"#DIV/0!"},{"$error":"#DIV/0!"},{"$error":"#DIV/0!"},{"$error":"#DIV/0!"},{"$error":"#DIV/0!"},{"$error":"#DIV/0!"},{"$error":"#DIV/0!"},{"$error":"#DIV/0!"},{"$error":"#DIV/0!"},{"$error":"#DIV/0!"},{"$error":"#DIV/0!"},{"$error":"#DIV/0!"},{"$error":"#DIV/0!"},{"$error":"#DIV/0!"},{"$error":"#DIV/0!"},{"$error":"#DIV/0!"},{"$error":"#DIV/0!"},{"$error":"#DIV/0!"},{"$error":"#DIV/0!"},{"$error":"#DIV/0!"},{"$error":"#DIV/0!"},{"$error":"#DIV/0!"},{"$error":"#DIV/0!"},{"$error":"#DIV/0!"},{"$error":"#DIV/0!"},{"$error":"#DIV/0!"},{"$error":"#DIV/0!"},{"$error":"#DIV/0!"},"暖房時消費電力比","εw"]
[null,null,"暖房能力",{"$f":"($S$35-0.64*$S$32)/9*(D$288-7)+$S$35","v":0},0,0,0,0,0,0,0,0,0,0,0,{"$f":"($S$32-0.64*$S$32)/14*($P$288-7)+$S$32","v":0},{"$f":"($S$32-0.64*$S$32)/14*($Q$288-7)+$S$32","v":0},{"$f":"($S$32-0.64*$S$32)/14*($R$288-7)+$S$32","v":0},{"$f":"($S$32-0.64*$S$32)/14*($S$288-7)+$S$32","v":0},{"$f":"($S$32-0.64*$S$32)/14*($T$288-7)+$S$32","v":0},{"$f":"($S$32-0.64*$S$32)/14*($U$288-7)+$S$32","v":0},{"$f":"($S$32-0.64*$S$32)/14*($V$288-7)+$S$32","v":0},{"$f":"($S$32-0.64*$S$32)/14*($W$288-7)+$S$32","v":0},{"$f":"($S$32-0.64*$S$32)/14*($X$288-7)+$S$32","v":0},{"$f":"($S$32-0.64*$S$32)/14*($Y$288-7)+$S$32","v":0},{"$f":"($S$32-0.64*$S$32)/14*($Z$288-7)+$S$32","v":0},{"$f":"($S$32-0.64*$S$32)/14*($AA$288-7)+$S$32","v":0},{"$f":"($S$32-0.64*$S$32)/14*($AB$288-7)+$S$32","v":0},{"$f":"($S$32-0.64*$S$32)/14*($AC$288-7)+$S$32","v":0},{"$f":"($S$32-0.64*$S$32)/14*($AD$288-7)+$S$32","v":0},{"$f":"($S$32-0.64*$S$32)/14*($AE$288-7)+$S$32","v":0},{"$f":"($S$32-0.64*$S$32)/14*($AF$288-7)+$S$32","v":0},{"$f":"($S$32-0.64*$S$32)/14*($AG$288-7)+$S$32","v":0},{"$f":"($S$32-0.64*$S$32)/14*($AH$288-7)+$S$32","v":0},{"$f":"($S$32-0.64*$S$32)/14*($AI$288-7)+$S$32","v":0},{"$f":"($S$32-0.64*$S$32)/14*($AJ$288-7)+$S$32","v":0},{"$f":"($S$32-0.64*$S$32)/14*($AK$288-7)+$S$32","v":0},{"$f":"($S$32-0.64*$S$32)/14*($AL$288-7)+$S$32","v":0},{"$f":"($S$32-0.64*$S$32)/14*($AM$288-7)+$S$32","v":0},{"$f":"($S$32-0.64*$S$32)/14*($AN$288-7)+$S$32","v":0},{"$f":"($S$32-0.64*$S$32)/14*($AO$288-7)+$S$32","v":0},{"$f":"($S$32-0.64*$S$32)/14*($AP$288-7)+$S$32","v":0},{"$f":"($S$32-0.64*$S$32)/14*($AQ$288-7)+$S$32","v":0},{"$f":"($S$32-0.64*$S$32)/14*($AR$288-7)+$S$32","v":0},{"$f":"($S$32-0.64*$S$32)/14*($AS$288-7)+$S$32","v":0},"暖房能力","Φw"]
[null,null,"暖房消費電力",{"$f":"($S$36-0.82*$S$33)/9*(D$288-7)+$S$36","v":0},0,0,0,0,0,0,0,0,0,0,0,{"$f":"($S$33-0.82*$S$33)/14*($P$288-7)+$S$33","v":0},{"$f":"($S$33-0.82*$S$33)/14*($Q$288-7)+$S$33","v":0},{"$f":"($S$33-0.82*$S$33)/14*($R$288-7)+$S$33","v":0},{"$f":"($S$33-0.82*$S$33)/14*($S$288-7)+$S$33","v":0},{"$f":"($S$33-0.82*$S$33)/14*($T$288-7)+$S$33","v":0},{"$f":"($S$33-0.82*$S$33)/14*($U$288-7)+$S$33","v":0},{"$f":"($S$33-0.82*$S$33)/14*($V$288-7)+$S$33","v":0},{"$f":"($S$33-0.82*$S$33)/14*($W$288-7)+$S$33","v":0},{"$f":"($S$33-0.82*$S$33)/14*($X$288-7)+$S$33","v":0},{"$f":"($S$33-0.82*$S$33)/14*($Y$288-7)+$S$33","v":0},{"$f":"($S$33-0.82*$S$33)/14*($Z$288-7)+$S$33","v":0},{"$f":"($S$33-0.82*$S$33)/14*($AA$288-7)+$S$33","v":0},{"$f":"($S$33-0.82*$S$33)/14*($AB$288-7)+$S$33","v":0},{"$f":"($S$33-0.82*$S$33)/14*($AC$288-7)+$S$33","v":0},{"$f":"($S$33-0.82*$S$33)/14*($AD$288-7)+$S$33","v":0},{"$f":"($S$33-0.82*$S$33)/14*($AE$288-7)+$S$33","v":0},{"$f":"($S$33-0.82*$S$33)/14*($AF$288-7)+$S$33","v":0},{"$f":"($S$33-0.82*$S$33)/14*($AG$288-7)+$S$33","v":0},{"$f":"($S$33-0.82*$S$33)/14*($AH$288-7)+$S$33","v":0},{"$f":"($S$33-0.82*$S$33)/14*($AI$288-7)+$S$33","v":0},{"$f":"($S$33-0.82*$S$33)/14*($AJ$288-7)+$S$33","v":0},{"$f":"($S$33-0.82*$S$33)/14*($AK$288-7)+$S$33","v":0},{"$f":"($S$33-0.82*$S$33)/14*($AL$288-7)+$S$33","v":0},{"$f":"($S$33-0.82*$S$33)/14*($AM$288-7)+$S$33","v":0},{"$f":"($S$33-0.82*$S$33)/14*($AN$288-7)+$S$33","v":0},{"$f":"($S$33-0.82*$S$33)/14*($AO$288-7)+$S$33","v":0},{"$f":"($S$33-0.82*$S$33)/14*($AP$288-7)+$S$33","v":0},{"$f":"($S$33-0.82*$S$33)/14*($AQ$288-7)+$S$33","v":0},{"$f":"($S$33-0.82*$S$33)/14*($AR$288-7)+$S$33","v":0},{"$f":"($S$33-0.82*$S$33)/14*($AS$288-7)+$S$33","v":0},"消費電力","Pw"]
[null,null,"暖房COP",{"$f":"D$317/D$318","v":{"$error":"#DIV/0!"}},{"$f":"E$317/E$318","v":{"$error":"#DIV/0!"}},{"$error":"#DIV/0!"},{"$error":"#DIV/0!"},{"$error":"#DIV/0!"},{"$error":"#DIV/0!"},{"$error":"#DIV/0!"},{"$error":"#DIV/0!"},{"$error":"#DIV/0!"},{"$error":"#DIV/0!"},{"$error":"#DIV/0!"},{"$error":"#DIV/0!"},{"$error":"#DIV/0!"},{"$error":"#DIV/0!"},{"$error":"#DIV/0!"},{"$error":"#DIV/0!"},{"$error":"#DIV/0!"},{"$error":"#DIV/0!"},{"$error":"#DIV/0!"},{"$error":"#DIV/0!"},{"$error":"#DIV/0!"},{"$error":"#DIV/0!"},{"$error":"#DIV/0!"},{"$error":"#DIV/0!"},{"$error":"#DIV/0!"},{"$error":"#DIV/0!"},{"$error":"#DIV/0!"},{"$error":"#DIV/0!"},{"$error":"#DIV/0!"},{"$error":"#DIV/0!"},{"$error":"#DIV/0!"},{"$error":"#DIV/0!"},{"$error":"#DIV/0!"},{"$error":"#DIV/0!"},{"$error":"#DIV/0!"},{"$error":"#DIV/0!"},{"$error":"#DIV/0!"},{"$error":"#DIV/0!"},{"$error":"#DIV/0!"},{"$error":"#DIV/0!"},{"$error":"#DIV/0!"},{"$error":"#DIV/0!"},"暖房COP","σw"]
[null,null,"暖房COP比",{"$f":"$D319/$Q319","v":{"$error":"#DIV/0!"}},{"$f":"$E319/$Q319","v":{"$error":"#DIV/0!"}},{"$f":"$F319/$Q319","v":{"$error":"#DIV/0!"}},{"$f":"$G319/$Q319","v":{"$error":"#DIV/0!"}},{"$f":"$H319/$Q319","v":{"$error":"#DIV/0!"}},{"$f":"$I319/$Q319","v":{"$error":"#DIV/0!"}},{"$f":"$J319/$Q319","v":{"$error":"#DIV/0!"}},{"$f":"$K319/$Q319","v":{"$error":"#DIV/0!"}},{"$f":"$L319/$Q319","v":{"$error":"#DIV/0!"}},{"$f":"$M319/$Q319","v":{"$error":"#DIV/0!"}},{"$f":"$N319/$Q319","v":{"$error":"#DIV/0!"}},{"$f":"$O319/$Q319","v":{"$error":"#DIV/0!"}},{"$f":"$P319/$Q319","v":{"$error":"#DIV/0!"}},{"$f":"$Q319/$Q319","v":{"$error":"#DIV/0!"}},{"$f":"$R319/$Q319","v":{"$error":"#DIV/0!"}},{"$f":"$S319/$Q319","v":{"$error":"#DIV/0!"}},{"$f":"$T319/$Q319","v":{"$error":"#DIV/0!"}},{"$f":"$U319/$Q319","v":{"$error":"#DIV/0!"}},{"$f":"$V319/$Q319","v":{"$error":"#DIV/0!"}},{"$f":"$W319/$Q319","v":{"$error":"#DIV/0!"}},{"$f":"$X319/$Q319","v":{"$error":"#DIV/0!"}},{"$f":"$Y319/$Q319","v":{"$error":"#DIV/0!"}},{"$f":"$Z319/$Q319","v":{"$error":"#DIV/0!"}},{"$f":"$AA319/$Q319","v":{"$error":"#DIV/0!"}},{"$f":"$AB319/$Q319","v":{"$error":"#DIV/0!"}},{"$f":"$AC319/$Q319","v":{"$error":"#DIV/0!"}},{"$f":"$AD319/$Q319","v":{"$error":"#DIV/0!"}},{"$f":"$AE319/$Q319","v":{"$error":"#DIV/0!"}},{"$f":"$AF319/$Q319","v":{"$error":"#DIV/0!"}},{"$f":"$AG319/$Q319","v":{"$error":"#DIV/0!"}},{"$f":"$AH319/$Q319","v":{"$error":"#DIV/0!"}},{"$f":"$AI319/$Q319","v":{"$error":"#DIV/0!"}},{"$f":"$AJ319/$Q319","v":{"$error":"#DIV/0!"}},{"$f":"$AK319/$Q319","v":{"$error":"#DIV/0!"}},{"$f":"$AL319/$Q319","v":{"$error":"#DIV/0!"}},{"$f":"$AM319/$Q319","v":{"$error":"#DIV/0!"}},{"$f":"$AN319/$Q319","v":{"$error":"#DIV/0!"}},{"$f":"$AO319/$Q319","v":{"$error":"#DIV/0!"}},{"$f":"$AP319/$Q319","v":{"$error":"#DIV/0!"}},{"$f":"$AQ319/$Q319","v":{"$error":"#DIV/0!"}},{"$f":"$AR319/$Q319","v":{"$error":"#DIV/0!"}},{"$f":"$AS319/$Q319","v":{"$error":"#DIV/0!"}},"暖房COP比","βw"]
[null,null,"Σ",{"$f":"($AB$26/$S$37)*D$316*D$301*D$426","v":{"$error":"#VALUE!"}},{"$f":"($AB$26/$S$37)*E$316*E$301*E$426","v":{"$error":"#VALUE!"}},{"$error":"#VALUE!"},{"$error":"#VALUE!"},{"$error":"#VALUE!"},{"$error":"#VALUE!"},{"$error":"#VALUE!"},{"$error":"#VALUE!"},{"$error":"#VALUE!"},{"$error":"#VALUE!"},{"$error":"#VALUE!"},{"$error":"#VALUE!"},{"$f":"($AB$26/$S$34)*P$316*P$301*P$426","v":{"$error":"#VALUE!"}},{"$error":"#VALUE!"},{"$error":"#VALUE!"},{"$error":"#VALUE!"},{"$error":"#VALUE!"},{"$error":"#VALUE!"},{"$error":"#VALUE!"},{"$error":"#VALUE!"},{"$error":"#VALUE!"},{"$error":"#VALUE!"},{"$error":"#VALUE!"},{"$error":"#VALUE!"},{"$error":"#VALUE!"},{"$error":"#VALUE!"},{"$error":"#VALUE!"},{"$error":"#VALUE!"},{"$error":"#VALUE!"},{"$error":"#VALUE!"},{"$error":"#VALUE!"},{"$error":"#VALUE!"},{"$error":"#VALUE!"},{"$error":"#VALUE!"},{"$error":"#VALUE!"},{"$error":"#VALUE!"},{"$error":"#VALUE!"},{"$error":"#VALUE!"},{"$error":"#VALUE!"},{"$error":"#VALUE!"},{"$error":"#VALUE!"},{"$error":"#VALUE!"},{"$f":"SUM($D321:$AS321)","v":{"$error":"#VALUE!"}},"Σ"]
[null,"前4","暖房時消費電力比",{"$f":"D$302/D$326","v":{"$error":"#DIV/0!"}},{"$f":"E$302/E$326","v":{"$error":"#DIV/0!"}},{"$error":"#DIV/0!"},{"$error":"#DIV/0!"},{"$error":"#DIV/0!"},{"$error":"#DIV/0!"},{"$error":"#DIV/0!"},{"$error":"#DIV/0!"},{"$error":"#DIV/0!"},{"$error":"#DIV/0!"},{"$error":"#DIV/0!"},{"$error":"#DIV/0!"},{"$error":"#DIV/0!"},{"$error":"#DIV/0!"},{"$error":"#DIV/0!"},{"$error":"#DIV/0!"},{"$error":"#DIV/0!"},{"$error":"#DIV/0!"},{"$error":"#DIV/0!"},{"$error":"#DIV/0!"},{"$error":"#DIV/0!"},{"$error":"#DIV/0!"},{"$error":"#DIV/0!"},{"$error":"#DIV/0!"},{"$error":"#DIV/0!"},{"$error":"#DIV/0!"},{"$error":"#DIV/0!"},{"$error":"#DIV/0!"},{"$error":"#DIV/0!"},{"$error":"#DIV/0!"},{"$error":"#DIV/0!"},{"$error":"#DIV/0!"},{"$error":"#DIV/0!"},{"$error":"#DIV/0!"},{"$error":"#DIV/0!"},{"$error":"#DIV/0!"},{"$error":"#DIV/0!"},{"$error":"#DIV/0!"},{"$error":"#DIV/0!"},{"$error":"#DIV/0!"},{"$error":"#DIV/0!"},{"$error":"#DIV/0!"},"暖房時消費電力比","εw"]
[null,null,"暖房能力",{"$f":"($T$35-0.64*$T$32)/9*(D$288-7)+$T$35","v":0},0,0,0,0,0,0,0,0,0,0,0,{"$f":"($T$32-0.64*$T$32)/14*($P$288-7)+$T$32","v":0},{"$f":"($T$32-0.64*$T$32)/14*($Q$288-7)+$T$32","v":0},{"$f":"($T$32-0.64*$T$32)/14*($R$288-7)+$T$32","v":0},{"$f":"($T$32-0.64*$T$32)/14*($S$288-7)+$T$32","v":0},{"$f":"($T$32-0.64*$T$32)/14*($T$288-7)+$T$32","v":0},{"$f":"($T$32-0.64*$T$32)/14*($U$288-7)+$T$32","v":0},{"$f":"($T$32-0.64*$T$32)/14*($V$288-7)+$T$32","v":0},{"$f":"($T$32-0.64*$T$32)/14*($W$288-7)+$T$32","v":0},{"$f":"($T$32-0.64*$T$32)/14*($X$288-7)+$T$32","v":0},{"$f":"($T$32-0.64*$T$32)/14*($Y$288-7)+$T$32","v":0},{"$f":"($T$32-0.64*$T$32)/14*($Z$288-7)+$T$32","v":0},{"$f":"($T$32-0.64*$T$32)/14*($AA$288-7)+$T$32","v":0},{"$f":"($T$32-0.64*$T$32)/14*($AB$288-7)+$T$32","v":0},{"$f":"($T$32-0.64*$T$32)/14*($AC$288-7)+$T$32","v":0},{"$f":"($T$32-0.64*$T$32)/14*($AD$288-7)+$T$32","v":0},{"$f":"($T$32-0.64*$T$32)/14*($AE$288-7)+$T$32","v":0},{"$f":"($T$32-0.64*$T$32)/14*($AF$288-7)+$T$32","v":0},{"$f":"($T$32-0.64*$T$32)/14*($AG$288-7)+$T$32","v":0},{"$f":"($T$32-0.64*$T$32)/14*($AH$288-7)+$T$32","v":0},{"$f":"($T$32-0.64*$T$32)/14*($AI$288-7)+$T$32","v":0},{"$f":"($T$32-0.64*$T$32)/14*($AJ$288-7)+$T$32","v":0},{"$f":"($T$32-0.64*$T$32)/14*($AK$288-7)+$T$32","v":0},{"$f":"($T$32-0.64*$T$32)/14*($AL$288-7)+$T$32","v":0},{"$f":"($T$32-0.64*$T$32)/14*($AM$288-7)+$T$32","v":0},{"$f":"($T$32-0.64*$T$32)/14*($AN$288-7)+$T$32","v":0},{"$f":"($T$32-0.64*$T$32)/14*($AO$288-7)+$T$32","v":0},{"$f":"($T$32-0.64*$T$32)/14*($AP$288-7)+$T$32","v":0},{"$f":"($T$32-0.64*$T$32)/14*($AQ$288-7)+$T$32","v":0},{"$f":"($T$32-0.64*$T$32)/14*($AR$288-7)+$T$32","v":0},{"$f":"($T$32-0.64*$T$32)/14*($AS$288-7)+$T$32","v":0},"暖房能力","Φw"]
[null,null,"暖房消費電力",{"$f":"($T$36-0.82*$T$33)/9*(D$288-7)+$T$36","v":0},0,0,0,0,0,0,0,0,0,0,0,{"$f":"($T$33-0.82*$T$33)/14*($P$288-7)+$T$33","v":0},{"$f":"($T$33-0.82*$T$33)/14*($Q$288-7)+$T$33","v":0},{"$f":"($T$33-0.82*$T$33)/14*($R$288-7)+$T$33","v":0},{"$f":"($T$33-0.82*$T$33)/14*($S$288-7)+$T$33","v":0},{"$f":"($T$33-0.82*$T$33)/14*($T$288-7)+$T$33","v":0},{"$f":"($T$33-0.82*$T$33)/14*($U$288-7)+$T$33","v":0},{"$f":"($T$33-0.82*$T$33)/14*($V$288-7)+$T$33","v":0},{"$f":"($T$33-0.82*$T$33)/14*($W$288-7)+$T$33","v":0},{"$f":"($T$33-0.82*$T$33)/14*($X$288-7)+$T$33","v":0},{"$f":"($T$33-0.82*$T$33)/14*($Y$288-7)+$T$33","v":0},{"$f":"($T$33-0.82*$T$33)/14*($Z$288-7)+$T$33","v":0},{"$f":"($T$33-0.82*$T$33)/14*($AA$288-7)+$T$33","v":0},{"$f":"($T$33-0.82*$T$33)/14*($AB$288-7)+$T$33","v":0},{"$f":"($T$33-0.82*$T$33)/14*($AC$288-7)+$T$33","v":0},{"$f":"($T$33-0.82*$T$33)/14*($AD$288-7)+$T$33","v":0},{"$f":"($T$33-0.82*$T$33)/14*($AE$288-7)+$T$33","v":0},{"$f":"($T$33-0.82*$T$33)/14*($AF$288-7)+$T$33","v":0},{"$f":"($T$33-0.82*$T$33)/14*($AG$288-7)+$T$33","v":0},{"$f":"($T$33-0.82*$T$33)/14*($AH$288-7)+$T$33","v":0},{"$f":"($T$33-0.82*$T$33)/14*($AI$288-7)+$T$33","v":0},{"$f":"($T$33-0.82*$T$33)/14*($AJ$288-7)+$T$33","v":0},{"$f":"($T$33-0.82*$T$33)/14*($AK$288-7)+$T$33","v":0},{"$f":"($T$33-0.82*$T$33)/14*($AL$288-7)+$T$33","v":0},{"$f":"($T$33-0.82*$T$33)/14*($AM$288-7)+$T$33","v":0},{"$f":"($T$33-0.82*$T$33)/14*($AN$288-7)+$T$33","v":0},{"$f":"($T$33-0.82*$T$33)/14*($AO$288-7)+$T$33","v":0},{"$f":"($T$33-0.82*$T$33)/14*($AP$288-7)+$T$33","v":0},{"$f":"($T$33-0.82*$T$33)/14*($AQ$288-7)+$T$33","v":0},{"$f":"($T$33-0.82*$T$33)/14*($AR$288-7)+$T$33","v":0},{"$f":"($T$33-0.82*$T$33)/14*($AS$288-7)+$T$33","v":0},"消費電力","Pw"]
[null,null,"暖房COP",{"$f":"D$323/D$324","v":{"$error":"#DIV/0!"}},{"$f":"E$323/E$324","v":{"$error":"#DIV/0!"}},{"$error":"#DIV/0!"},{"$error":"#DIV/0!"},{"$error":"#DIV/0!"},{"$error":"#DIV/0!"},{"$error":"#DIV/0!"},{"$error":"#DIV/0!"},{"$error":"#DIV/0!"},{"$error":"#DIV/0!"},{"$error":"#DIV/0!"},{"$error":"#DIV/0!"},{"$error":"#DIV/0!"},{"$error":"#DIV/0!"},{"$error":"#DIV/0!"},{"$error":"#DIV/0!"},{"$error":"#DIV/0!"},{"$error":"#DIV/0!"},{"$error":"#DIV/0!"},{"$error":"#DIV/0!"},{"$error":"#DIV/0!"},{"$error":"#DIV/0!"},{"$error":"#DIV/0!"},{"$error":"#DIV/0!"},{"$error":"#DIV/0!"},{"$error":"#DIV/0!"},{"$error":"#DIV/0!"},{"$error":"#DIV/0!"},{"$error":"#DIV/0!"},{"$error":"#DIV/0!"},{"$error":"#DIV/0!"},{"$error":"#DIV/0!"},{"$error":"#DIV/0!"},{"$error":"#DIV/0!"},{"$error":"#DIV/0!"},{"$error":"#DIV/0!"},{"$error":"#DIV/0!"},{"$error":"#DIV/0!"},{"$error":"#DIV/0!"},{"$error":"#DIV/0!"},{"$error":"#DIV/0!"},{"$error":"#DIV/0!"},"暖房COP","σw"]
[null,null,"暖房COP比",{"$f":"$D325/$Q325","v":{"$error":"#DIV/0!"}},{"$f":"$E325/$Q325","v":{"$error":"#DIV/0!"}},{"$f":"$F325/$Q325","v":{"$error":"#DIV/0!"}},{"$f":"$G325/$Q325","v":{"$error":"#DIV/0!"}},{"$f":"$H325/$Q325","v":{"$error":"#DIV/0!"}},{"$f":"$I325/$Q325","v":{"$error":"#DIV/0!"}},{"$f":"$J325/$Q325","v":{"$error":"#DIV/0!"}},{"$f":"$K325/$Q325","v":{"$error":"#DIV/0!"}},{"$f":"$L325/$Q325","v":{"$error":"#DIV/0!"}},{"$f":"$M325/$Q325","v":{"$error":"#DIV/0!"}},{"$f":"$N325/$Q325","v":{"$error":"#DIV/0!"}},{"$f":"$O325/$Q325","v":{"$error":"#DIV/0!"}},{"$f":"$P325/$Q325","v":{"$error":"#DIV/0!"}},{"$f":"$Q325/$Q325","v":{"$error":"#DIV/0!"}},{"$f":"$R325/$Q325","v":{"$error":"#DIV/0!"}},{"$f":"$S325/$Q325","v":{"$error":"#DIV/0!"}},{"$f":"$T325/$Q325","v":{"$error":"#DIV/0!"}},{"$f":"$U325/$Q325","v":{"$error":"#DIV/0!"}},{"$f":"$V325/$Q325","v":{"$error":"#DIV/0!"}},{"$f":"$W325/$Q325","v":{"$error":"#DIV/0!"}},{"$f":"$X325/$Q325","v":{"$error":"#DIV/0!"}},{"$f":"$Y325/$Q325","v":{"$error":"#DIV/0!"}},{"$f":"$Z325/$Q325","v":{"$error":"#DIV/0!"}},{"$f":"$AA325/$Q325","v":{"$error":"#DIV/0!"}},{"$f":"$AB325/$Q325","v":{"$error":"#DIV/0!"}},{"$f":"$AC325/$Q325","v":{"$error":"#DIV/0!"}},{"$f":"$AD325/$Q325","v":{"$error":"#DIV/0!"}},{"$f":"$AE325/$Q325","v":{"$error":"#DIV/0!"}},{"$f":"$AF325/$Q325","v":{"$error":"#DIV/0!"}},{"$f":"$AG325/$Q325","v":{"$error":"#DIV/0!"}},{"$f":"$AH325/$Q325","v":{"$error":"#DIV/0!"}},{"$f":"$AI325/$Q325","v":{"$error":"#DIV/0!"}},{"$f":"$AJ325/$Q325","v":{"$error":"#DIV/0!"}},{"$f":"$AK325/$Q325","v":{"$error":"#DIV/0!"}},{"$f":"$AL325/$Q325","v":{"$error":"#DIV/0!"}},{"$f":"$AM325/$Q325","v":{"$error":"#DIV/0!"}},{"$f":"$AN325/$Q325","v":{"$error":"#DIV/0!"}},{"$f":"$AO325/$Q325","v":{"$error":"#DIV/0!"}},{"$f":"$AP325/$Q325","v":{"$error":"#DIV/0!"}},{"$f":"$AQ325/$Q325","v":{"$error":"#DIV/0!"}},{"$f":"$AR325/$Q325","v":{"$error":"#DIV/0!"}},{"$f":"$AS325/$Q325","v":{"$error":"#DIV/0!"}},"暖房COP比","βw"]
[null,null,"Σ",{"$f":"($AB$26/$T$37)*D$322*D$301*D$426","v":{"$error":"#VALUE!"}},{"$f":"($AB$26/$T$37)*E$322*E$301*E$426","v":{"$error":"#VALUE!"}},{"$error":"#VALUE!"},{"$error":"#VALUE!"},{"$error":"#VALUE!"},{"$error":"#VALUE!"},{"$error":"#VALUE!"},{"$error":"#VALUE!"},{"$error":"#VALUE!"},{"$error":"#VALUE!"},{"$error":"#VALUE!"},{"$error":"#VALUE!"},{"$f":"($AB$26/$T$34)*P$322*P$301*P$426","v":{"$error":"#VALUE!"}},{"$error":"#VALUE!"},{"$error":"#VALUE!"},{"$error":"#VALUE!"},{"$error":"#VALUE!"},{"$error":"#VALUE!"},{"$error":"#VALUE!"},{"$error":"#VALUE!"},{"$error":"#VALUE!"},{"$error":"#VALUE!"},{"$error":"#VALUE!"},{"$error":"#VALUE!"},{"$error":"#VALUE!"},{"$error":"#VALUE!"},{"$error":"#VALUE!"},{"$error":"#VALUE!"},{"$error":"#VALUE!"},{"$error":"#VALUE!"},{"$error":"#VALUE!"},{"$error":"#VALUE!"},{"$error":"#VALUE!"},{"$error":"#VALUE!"},{"$error":"#VALUE!"},{"$error":"#VALUE!"},{"$error":"#VALUE!"},{"$error":"#VALUE!"},{"$error":"#VALUE!"},{"$error":"#VALUE!"},{"$error":"#VALUE!"},{"$error":"#VALUE!"},{"$f":"SUM($D327:$AS327)","v":{"$error":"#VALUE!"}},"Σ"]
[null,"前5","暖房時消費電力比",{"$f":"D$302/D$332","v":{"$error":"#DIV/0!"}},{"$f":"E$302/E$332","v":{"$error":"#DIV/0!"}},{"$error":"#DIV/0!"},{"$error":"#DIV/0!"},{"$error":"#DIV/0!"},{"$error":"#DIV/0!"},{"$error":"#DIV/0!"},{"$error":"#DIV/0!"},{"$error":"#DIV/0!"},{"$error":"#DIV/0!"},{"$error":"#DIV/0!"},{"$error":"#DIV/0!"},{"$error":"#DIV/0!"},{"$error":"#DIV/0!"},{"$error":"#DIV/0!"},{"$error":"#DIV/0!"},{"$error":"#DIV/0!"},{"$error":"#DIV/0!"},{"$error":"#DIV/0!"},{"$error":"#DIV/0!"},{"$error":"#DIV/0!"},{"$error":"#DIV/0!"},{"$error":"#DIV/0!"},{"$error":"#DIV/0!"},{"$error":"#DIV/0!"},{"$error":"#DIV/0!"},{"$error":"#DIV/0!"},{"$error":"#DIV/0!"},{"$error":"#DIV/0!"},{"$error":"#DIV/0!"},{"$error":"#DIV/0!"},{"$error":"#DIV/0!"},{"$error":"#DIV/0!"},{"$error":"#DIV/0!"},{"$error":"#DIV/0!"},{"$error":"#DIV/0!"},{"$error":"#DIV/0!"},{"$error":"#DIV/0!"},{"$error":"#DIV/0!"},{"$error":"#DIV/0!"},{"$error":"#DIV/0!"},{"$error":"#DIV/0!"},"暖房時消費電力比","εw"]
[null,null,"暖房能力",{"$f":"($U$35-0.64*$U$32)/9*(D$288-7)+$U$35","v":0},0,0,0,0,0,0,0,0,0,0,0,{"$f":"($U$32-0.64*$U$32)/14*($P$288-7)+$U$32","v":0},{"$f":"($U$32-0.64*$U$32)/14*($Q$288-7)+$U$32","v":0},{"$f":"($U$32-0.64*$U$32)/14*($R$288-7)+$U$32","v":0},{"$f":"($U$32-0.64*$U$32)/14*($S$288-7)+$U$32","v":0},{"$f":"($U$32-0.64*$U$32)/14*($T$288-7)+$U$32","v":0},{"$f":"($U$32-0.64*$U$32)/14*($U$288-7)+$U$32","v":0},{"$f":"($U$32-0.64*$U$32)/14*($V$288-7)+$U$32","v":0},{"$f":"($U$32-0.64*$U$32)/14*($W$288-7)+$U$32","v":0},{"$f":"($U$32-0.64*$U$32)/14*($X$288-7)+$U$32","v":0},{"$f":"($U$32-0.64*$U$32)/14*($Y$288-7)+$U$32","v":0},{"$f":"($U$32-0.64*$U$32)/14*($Z$288-7)+$U$32","v":0},{"$f":"($U$32-0.64*$U$32)/14*($AA$288-7)+$U$32","v":0},{"$f":"($U$32-0.64*$U$32)/14*($AB$288-7)+$U$32","v":0},{"$f":"($U$32-0.64*$U$32)/14*($AC$288-7)+$U$32","v":0},{"$f":"($U$32-0.64*$U$32)/14*($AD$288-7)+$U$32","v":0},{"$f":"($U$32-0.64*$U$32)/14*($AE$288-7)+$U$32","v":0},{"$f":"($U$32-0.64*$U$32)/14*($AF$288-7)+$U$32","v":0},{"$f":"($U$32-0.64*$U$32)/14*($AG$288-7)+$U$32","v":0},{"$f":"($U$32-0.64*$U$32)/14*($AH$288-7)+$U$32","v":0},{"$f":"($U$32-0.64*$U$32)/14*($AI$288-7)+$U$32","v":0},{"$f":"($U$32-0.64*$U$32)/14*($AJ$288-7)+$U$32","v":0},{"$f":"($U$32-0.64*$U$32)/14*($AK$288-7)+$U$32","v":0},{"$f":"($U$32-0.64*$U$32)/14*($AL$288-7)+$U$32","v":0},{"$f":"($U$32-0.64*$U$32)/14*($AM$288-7)+$U$32","v":0},{"$f":"($U$32-0.64*$U$32)/14*($AN$288-7)+$U$32","v":0},{"$f":"($U$32-0.64*$U$32)/14*($AO$288-7)+$U$32","v":0},{"$f":"($U$32-0.64*$U$32)/14*($AP$288-7)+$U$32","v":0},{"$f":"($U$32-0.64*$U$32)/14*($AQ$288-7)+$U$32","v":0},{"$f":"($U$32-0.64*$U$32)/14*($AR$288-7)+$U$32","v":0},{"$f":"($U$32-0.64*$U$32)/14*($AS$288-7)+$U$32","v":0},"暖房能力","Φw"]
[null,null,"暖房消費電力",{"$f":"($U$36-0.82*$U$33)/9*(D$288-7)+$U$36","v":0},0,0,0,0,0,0,0,0,0,0,0,{"$f":"($U$33-0.82*$U$33)/14*($P$288-7)+$U$33","v":0},{"$f":"($U$33-0.82*$U$33)/14*($Q$288-7)+$U$33","v":0},{"$f":"($U$33-0.82*$U$33)/14*($R$288-7)+$U$33","v":0},{"$f":"($U$33-0.82*$U$33)/14*($S$288-7)+$U$33","v":0},{"$f":"($U$33-0.82*$U$33)/14*($T$288-7)+$U$33","v":0},{"$f":"($U$33-0.82*$U$33)/14*($U$288-7)+$U$33","v":0},{"$f":"($U$33-0.82*$U$33)/14*($V$288-7)+$U$33","v":0},{"$f":"($U$33-0.82*$U$33)/14*($W$288-7)+$U$33","v":0},{"$f":"($U$33-0.82*$U$33)/14*($X$288-7)+$U$33","v":0},{"$f":"($U$33-0.82*$U$33)/14*($Y$288-7)+$U$33","v":0},{"$f":"($U$33-0.82*$U$33)/14*($Z$288-7)+$U$33","v":0},{"$f":"($U$33-0.82*$U$33)/14*($AA$288-7)+$U$33","v":0},{"$f":"($U$33-0.82*$U$33)/14*($AB$288-7)+$U$33","v":0},{"$f":"($U$33-0.82*$U$33)/14*($AC$288-7)+$U$33","v":0},{"$f":"($U$33-0.82*$U$33)/14*($AD$288-7)+$U$33","v":0},{"$f":"($U$33-0.82*$U$33)/14*($AE$288-7)+$U$33","v":0},{"$f":"($U$33-0.82*$U$33)/14*($AF$288-7)+$U$33","v":0},{"$f":"($U$33-0.82*$U$33)/14*($AG$288-7)+$U$33","v":0},{"$f":"($U$33-0.82*$U$33)/14*($AH$288-7)+$U$33","v":0},{"$f":"($U$33-0.82*$U$33)/14*($AI$288-7)+$U$33","v":0},{"$f":"($U$33-0.82*$U$33)/14*($AJ$288-7)+$U$33","v":0},{"$f":"($U$33-0.82*$U$33)/14*($AK$288-7)+$U$33","v":0},{"$f":"($U$33-0.82*$U$33)/14*($AL$288-7)+$U$33","v":0},{"$f":"($U$33-0.82*$U$33)/14*($AM$288-7)+$U$33","v":0},{"$f":"($U$33-0.82*$U$33)/14*($AN$288-7)+$U$33","v":0},{"$f":"($U$33-0.82*$U$33)/14*($AO$288-7)+$U$33","v":0},{"$f":"($U$33-0.82*$U$33)/14*($AP$288-7)+$U$33","v":0},{"$f":"($U$33-0.82*$U$33)/14*($AQ$288-7)+$U$33","v":0},{"$f":"($U$33-0.82*$U$33)/14*($AR$288-7)+$U$33","v":0},{"$f":"($U$33-0.82*$U$33)/14*($AS$288-7)+$U$33","v":0},"消費電力","Pw"]
[null,null,"暖房COP",{"$f":"D$329/D$330","v":{"$error":"#DIV/0!"}},{"$f":"E$329/E$330","v":{"$error":"#DIV/0!"}},{"$error":"#DIV/0!"},{"$error":"#DIV/0!"},{"$error":"#DIV/0!"},{"$error":"#DIV/0!"},{"$error":"#DIV/0!"},{"$error":"#DIV/0!"},{"$error":"#DIV/0!"},{"$error":"#DIV/0!"},{"$error":"#DIV/0!"},{"$error":"#DIV/0!"},{"$error":"#DIV/0!"},{"$error":"#DIV/0!"},{"$error":"#DIV/0!"},{"$error":"#DIV/0!"},{"$error":"#DIV/0!"},{"$error":"#DIV/0!"},{"$error":"#DIV/0!"},{"$error":"#DIV/0!"},{"$error":"#DIV/0!"},{"$error":"#DIV/0!"},{"$error":"#DIV/0!"},{"$error":"#DIV/0!"},{"$error":"#DIV/0!"},{"$error":"#DIV/0!"},{"$error":"#DIV/0!"},{"$error":"#DIV/0!"},{"$error":"#DIV/0!"},{"$error":"#DIV/0!"},{"$error":"#DIV/0!"},{"$error":"#DIV/0!"},{"$error":"#DIV/0!"},{"$error":"#DIV/0!"},{"$error":"#DIV/0!"},{"$error":"#DIV/0!"},{"$error":"#DIV/0!"},{"$error":"#DIV/0!"},{"$error":"#DIV/0!"},{"$error":"#DIV/0!"},{"$error":"#DIV/0!"},{"$error":"#DIV/0!"},"暖房COP","σw"]
[null,null,"暖房COP比",{"$f":"$D331/$Q331","v":{"$error":"#DIV/0!"}},{"$f":"$E331/$Q331","v":{"$error":"#DIV/0!"}},{"$f":"$F331/$Q331","v":{"$error":"#DIV/0!"}},{"$f":"$G331/$Q331","v":{"$error":"#DIV/0!"}},{"$f":"$H331/$Q331","v":{"$error":"#DIV/0!"}},{"$f":"$I331/$Q331","v":{"$error":"#DIV/0!"}},{"$f":"$J331/$Q331","v":{"$error":"#DIV/0!"}},{"$f":"$K331/$Q331","v":{"$error":"#DIV/0!"}},{"$f":"$L331/$Q331","v":{"$error":"#DIV/0!"}},{"$f":"$M331/$Q331","v":{"$error":"#DIV/0!"}},{"$f":"$N331/$Q331","v":{"$error":"#DIV/0!"}},{"$f":"$O331/$Q331","v":{"$error":"#DIV/0!"}},{"$f":"$P331/$Q331","v":{"$error":"#DIV/0!"}},{"$f":"$Q331/$Q331","v":{"$error":"#DIV/0!"}},{"$f":"$R331/$Q331","v":{"$error":"#DIV/0!"}},{"$f":"$S331/$Q331","v":{"$error":"#DIV/0!"}},{"$f":"$T331/$Q331","v":{"$error":"#DIV/0!"}},{"$f":"$U331/$Q331","v":{"$error":"#DIV/0!"}},{"$f":"$V331/$Q331","v":{"$error":"#DIV/0!"}},{"$f":"$W331/$Q331","v":{"$error":"#DIV/0!"}},{"$f":"$X331/$Q331","v":{"$error":"#DIV/0!"}},{"$f":"$Y331/$Q331","v":{"$error":"#DIV/0!"}},{"$f":"$Z331/$Q331","v":{"$error":"#DIV/0!"}},{"$f":"$AA331/$Q331","v":{"$error":"#DIV/0!"}},{"$f":"$AB331/$Q331","v":{"$error":"#DIV/0!"}},{"$f":"$AC331/$Q331","v":{"$error":"#DIV/0!"}},{"$f":"$AD331/$Q331","v":{"$error":"#DIV/0!"}},{"$f":"$AE331/$Q331","v":{"$error":"#DIV/0!"}},{"$f":"$AF331/$Q331","v":{"$error":"#DIV/0!"}},{"$f":"$AG331/$Q331","v":{"$error":"#DIV/0!"}},{"$f":"$AH331/$Q331","v":{"$error":"#DIV/0!"}},{"$f":"$AI331/$Q331","v":{"$error":"#DIV/0!"}},{"$f":"$AJ331/$Q331","v":{"$error":"#DIV/0!"}},{"$f":"$AK331/$Q331","v":{"$error":"#DIV/0!"}},{"$f":"$AL331/$Q331","v":{"$error":"#DIV/0!"}},{"$f":"$AM331/$Q331","v":{"$error":"#DIV/0!"}},{"$f":"$AN331/$Q331","v":{"$error":"#DIV/0!"}},{"$f":"$AO331/$Q331","v":{"$error":"#DIV/0!"}},{"$f":"$AP331/$Q331","v":{"$error":"#DIV/0!"}},{"$f":"$AQ331/$Q331","v":{"$error":"#DIV/0!"}},{"$f":"$AR331/$Q331","v":{"$error":"#DIV/0!"}},{"$f":"$AS331/$Q331","v":{"$error":"#DIV/0!"}},"暖房COP比","βw"]
[null,null,"Σ",{"$f":"($AB$26/$U$37)*D$328*D$301*D$426","v":{"$error":"#VALUE!"}},{"$f":"($AB$26/$U$37)*E$328*E$301*E$426","v":{"$error":"#VALUE!"}},{"$error":"#VALUE!"},{"$error":"#VALUE!"},{"$error":"#VALUE!"},{"$error":"#VALUE!"},{"$error":"#VALUE!"},{"$error":"#VALUE!"},{"$error":"#VALUE!"},{"$error":"#VALUE!"},{"$error":"#VALUE!"},{"$error":"#VALUE!"},{"$f":"($AB$26/$U$34)*P$328*P$301*P$426","v":{"$error":"#VALUE!"}},{"$error":"#VALUE!"},{"$error":"#VALUE!"},{"$error":"#VALUE!"},{"$error":"#VALUE!"},{"$error":"#VALUE!"},{"$error":"#VALUE!"},{"$error":"#VALUE!"},{"$error":"#VALUE!"},{"$error":"#VALUE!"},{"$error":"#VALUE!"},{"$error":"#VALUE!"},{"$error":"#VALUE!"},{"$error":"#VALUE!"},{"$error":"#VALUE!"},{"$error":"#VALUE!"},{"$error":"#VALUE!"},{"$error":"#VALUE!"},{"$error":"#VALUE!"},{"$error":"#VALUE!"},{"$error":"#VALUE!"},{"$error":"#VALUE!"},{"$error":"#VALUE!"},{"$error":"#VALUE!"},{"$error":"#VALUE!"},{"$error":"#VALUE!"},{"$error":"#VALUE!"},{"$error":"#VALUE!"},{"$error":"#VALUE!"},{"$error":"#VALUE!"},{"$f":"SUM($D333:$AS333)","v":{"$error":"#VALUE!"}},"Σ"]
[null,"前6","暖房時消費電力比",{"$f":"D$302/D$338","v":{"$error":"#DIV/0!"}},{"$f":"E$302/E$338","v":{"$error":"#DIV/0!"}},{"$error":"#DIV/0!"},{"$error":"#DIV/0!"},{"$error":"#DIV/0!"},{"$error":"#DIV/0!"},{"$error":"#DIV/0!"},{"$error":"#DIV/0!"},{"$error":"#DIV/0!"},{"$error":"#DIV/0!"},{"$error":"#DIV/0!"},{"$error":"#DIV/0!"},{"$error":"#DIV/0!"},{"$error":"#DIV/0!"},{"$error":"#DIV/0!"},{"$error":"#DIV/0!"},{"$error":"#DIV/0!"},{"$error":"#DIV/0!"},{"$error":"#DIV/0!"},{"$error":"#DIV/0!"},{"$error":"#DIV/0!"},{"$error":"#DIV/0!"},{"$error":"#DIV/0!"},{"$error":"#DIV/0!"},{"$error":"#DIV/0!"},{"$error":"#DIV/0!"},{"$error":"#DIV/0!"},{"$error":"#DIV/0!"},{"$error":"#DIV/0!"},{"$error":"#DIV/0!"},{"$error":"#DIV/0!"},{"$error":"#DIV/0!"},{"$error":"#DIV/0!"},{"$error":"#DIV/0!"},{"$error":"#DIV/0!"},{"$error":"#DIV/0!"},{"$error":"#DIV/0!"},{"$error":"#DIV/0!"},{"$error":"#DIV/0!"},{"$error":"#DIV/0!"},{"$error":"#DIV/0!"},{"$error":"#DIV/0!"},"暖房時消費電力比","εw"]
[null,null,"暖房能力",{"$f":"($V$35-0.64*$V$32)/9*(D$288-7)+$V$35","v":0},0,0,0,0,0,0,0,0,0,0,0,{"$f":"($V$32-0.64*$V$32)/14*($P$288-7)+$V$32","v":0},{"$f":"($V$32-0.64*$V$32)/14*($Q$288-7)+$V$32","v":0},{"$f":"($V$32-0.64*$V$32)/14*($R$288-7)+$V$32","v":0},{"$f":"($V$32-0.64*$V$32)/14*($S$288-7)+$V$32","v":0},{"$f":"($V$32-0.64*$V$32)/14*($T$288-7)+$V$32","v":0},{"$f":"($V$32-0.64*$V$32)/14*($U$288-7)+$V$32","v":0},{"$f":"($V$32-0.64*$V$32)/14*($V$288-7)+$V$32","v":0},{"$f":"($V$32-0.64*$V$32)/14*($W$288-7)+$V$32","v":0},{"$f":"($V$32-0.64*$V$32)/14*($X$288-7)+$V$32","v":0},{"$f":"($V$32-0.64*$V$32)/14*($Y$288-7)+$V$32","v":0},{"$f":"($V$32-0.64*$V$32)/14*($Z$288-7)+$V$32","v":0},{"$f":"($V$32-0.64*$V$32)/14*($AA$288-7)+$V$32","v":0},{"$f":"($V$32-0.64*$V$32)/14*($AB$288-7)+$V$32","v":0},{"$f":"($V$32-0.64*$V$32)/14*($AC$288-7)+$V$32","v":0},{"$f":"($V$32-0.64*$V$32)/14*($AD$288-7)+$V$32","v":0},{"$f":"($V$32-0.64*$V$32)/14*($AE$288-7)+$V$32","v":0},{"$f":"($V$32-0.64*$V$32)/14*($AF$288-7)+$V$32","v":0},{"$f":"($V$32-0.64*$V$32)/14*($AG$288-7)+$V$32","v":0},{"$f":"($V$32-0.64*$V$32)/14*($AH$288-7)+$V$32","v":0},{"$f":"($V$32-0.64*$V$32)/14*($AI$288-7)+$V$32","v":0},{"$f":"($V$32-0.64*$V$32)/14*($AJ$288-7)+$V$32","v":0},{"$f":"($V$32-0.64*$V$32)/14*($AK$288-7)+$V$32","v":0},{"$f":"($V$32-0.64*$V$32)/14*($AL$288-7)+$V$32","v":0},{"$f":"($V$32-0.64*$V$32)/14*($AM$288-7)+$V$32","v":0},{"$f":"($V$32-0.64*$V$32)/14*($AN$288-7)+$V$32","v":0},{"$f":"($V$32-0.64*$V$32)/14*($AO$288-7)+$V$32","v":0},{"$f":"($V$32-0.64*$V$32)/14*($AP$288-7)+$V$32","v":0},{"$f":"($V$32-0.64*$V$32)/14*($AQ$288-7)+$V$32","v":0},{"$f":"($V$32-0.64*$V$32)/14*($AR$288-7)+$V$32","v":0},{"$f":"($V$32-0.64*$V$32)/14*($AS$288-7)+$V$32","v":0},"暖房能力","Φw"]
[null,null,"暖房消費電力",{"$f":"($V$36-0.82*$V$33)/9*(D$288-7)+$V$36","v":0},0,0,0,0,0,0,0,0,0,0,0,{"$f":"($V$33-0.82*$V$33)/14*($P$288-7)+$V$33","v":0},{"$f":"($V$33-0.82*$V$33)/14*($Q$288-7)+$V$33","v":0},{"$f":"($V$33-0.82*$V$33)/14*($R$288-7)+$V$33","v":0},{"$f":"($V$33-0.82*$V$33)/14*($S$288-7)+$V$33","v":0},{"$f":"($V$33-0.82*$V$33)/14*($T$288-7)+$V$33","v":0},{"$f":"($V$33-0.82*$V$33)/14*($U$288-7)+$V$33","v":0},{"$f":"($V$33-0.82*$V$33)/14*($V$288-7)+$V$33","v":0},{"$f":"($V$33-0.82*$V$33)/14*($W$288-7)+$V$33","v":0},{"$f":"($V$33-0.82*$V$33)/14*($X$288-7)+$V$33","v":0},{"$f":"($V$33-0.82*$V$33)/14*($Y$288-7)+$V$33","v":0},{"$f":"($V$33-0.82*$V$33)/14*($Z$288-7)+$V$33","v":0},{"$f":"($V$33-0.82*$V$33)/14*($AA$288-7)+$V$33","v":0},{"$f":"($V$33-0.82*$V$33)/14*($AB$288-7)+$V$33","v":0},{"$f":"($V$33-0.82*$V$33)/14*($AC$288-7)+$V$33","v":0},{"$f":"($V$33-0.82*$V$33)/14*($AD$288-7)+$V$33","v":0},{"$f":"($V$33-0.82*$V$33)/14*($AE$288-7)+$V$33","v":0},{"$f":"($V$33-0.82*$V$33)/14*($AF$288-7)+$V$33","v":0},{"$f":"($V$33-0.82*$V$33)/14*($AG$288-7)+$V$33","v":0},{"$f":"($V$33-0.82*$V$33)/14*($AH$288-7)+$V$33","v":0},{"$f":"($V$33-0.82*$V$33)/14*($AI$288-7)+$V$33","v":0},{"$f":"($V$33-0.82*$V$33)/14*($AJ$288-7)+$V$33","v":0},{"$f":"($V$33-0.82*$V$33)/14*($AK$288-7)+$V$33","v":0},{"$f":"($V$33-0.82*$V$33)/14*($AL$288-7)+$V$33","v":0},{"$f":"($V$33-0.82*$V$33)/14*($AM$288-7)+$V$33","v":0},{"$f":"($V$33-0.82*$V$33)/14*($AN$288-7)+$V$33","v":0},{"$f":"($V$33-0.82*$V$33)/14*($AO$288-7)+$V$33","v":0},{"$f":"($V$33-0.82*$V$33)/14*($AP$288-7)+$V$33","v":0},{"$f":"($V$33-0.82*$V$33)/14*($AQ$288-7)+$V$33","v":0},{"$f":"($V$33-0.82*$V$33)/14*($AR$288-7)+$V$33","v":0},{"$f":"($V$33-0.82*$V$33)/14*($AS$288-7)+$V$33","v":0},"消費電力","Pw"]
[null,null,"暖房COP",{"$f":"D$335/D$336","v":{"$error":"#DIV/0!"}},{"$f":"E$335/E$336","v":{"$error":"#DIV/0!"}},{"$error":"#DIV/0!"},{"$error":"#DIV/0!"},{"$error":"#DIV/0!"},{"$error":"#DIV/0!"},{"$error":"#DIV/0!"},{"$error":"#DIV/0!"},{"$error":"#DIV/0!"},{"$error":"#DIV/0!"},{"$error":"#DIV/0!"},{"$error":"#DIV/0!"},{"$error":"#DIV/0!"},{"$error":"#DIV/0!"},{"$error":"#DIV/0!"},{"$error":"#DIV/0!"},{"$error":"#DIV/0!"},{"$error":"#DIV/0!"},{"$error":"#DIV/0!"},{"$error":"#DIV/0!"},{"$error":"#DIV/0!"},{"$error":"#DIV/0!"},{"$error":"#DIV/0!"},{"$error":"#DIV/0!"},{"$error":"#DIV/0!"},{"$error":"#DIV/0!"},{"$error":"#DIV/0!"},{"$error":"#DIV/0!"},{"$error":"#DIV/0!"},{"$error":"#DIV/0!"},{"$error":"#DIV/0!"},{"$error":"#DIV/0!"},{"$error":"#DIV/0!"},{"$error":"#DIV/0!"},{"$error":"#DIV/0!"},{"$error":"#DIV/0!"},{"$error":"#DIV/0!"},{"$error":"#DIV/0!"},{"$error":"#DIV/0!"},{"$error":"#DIV/0!"},{"$error":"#DIV/0!"},{"$error":"#DIV/0!"},"暖房COP","σw"]
[null,null,"暖房COP比",{"$f":"$D337/$Q337","v":{"$error":"#DIV/0!"}},{"$f":"$E337/$Q337","v":{"$error":"#DIV/0!"}},{"$f":"$F337/$Q337","v":{"$error":"#DIV/0!"}},{"$f":"$G337/$Q337","v":{"$error":"#DIV/0!"}},{"$f":"$H337/$Q337","v":{"$error":"#DIV/0!"}},{"$f":"$I337/$Q337","v":{"$error":"#DIV/0!"}},{"$f":"$J337/$Q337","v":{"$error":"#DIV/0!"}},{"$f":"$K337/$Q337","v":{"$error":"#DIV/0!"}},{"$f":"$L337/$Q337","v":{"$error":"#DIV/0!"}},{"$f":"$M337/$Q337","v":{"$error":"#DIV/0!"}},{"$f":"$N337/$Q337","v":{"$error":"#DIV/0!"}},{"$f":"$O337/$Q337","v":{"$error":"#DIV/0!"}},{"$f":"$P337/$Q337","v":{"$error":"#DIV/0!"}},{"$f":"$Q337/$Q337","v":{"$error":"#DIV/0!"}},{"$f":"$R337/$Q337","v":{"$error":"#DIV/0!"}},{"$f":"$S337/$Q337","v":{"$error":"#DIV/0!"}},{"$f":"$T337/$Q337","v":{"$error":"#DIV/0!"}},{"$f":"$U337/$Q337","v":{"$error":"#DIV/0!"}},{"$f":"$V337/$Q337","v":{"$error":"#DIV/0!"}},{"$f":"$W337/$Q337","v":{"$error":"#DIV/0!"}},{"$f":"$X337/$Q337","v":{"$error":"#DIV/0!"}},{"$f":"$Y337/$Q337","v":{"$error":"#DIV/0!"}},{"$f":"$Z337/$Q337","v":{"$error":"#DIV/0!"}},{"$f":"$AA337/$Q337","v":{"$error":"#DIV/0!"}},{"$f":"$AB337/$Q337","v":{"$error":"#DIV/0!"}},{"$f":"$AC337/$Q337","v":{"$error":"#DIV/0!"}},{"$f":"$AD337/$Q337","v":{"$error":"#DIV/0!"}},{"$f":"$AE337/$Q337","v":{"$error":"#DIV/0!"}},{"$f":"$AF337/$Q337","v":{"$error":"#DIV/0!"}},{"$f":"$AG337/$Q337","v":{"$error":"#DIV/0!"}},{"$f":"$AH337/$Q337","v":{"$error":"#DIV/0!"}},{"$f":"$AI337/$Q337","v":{"$error":"#DIV/0!"}},{"$f":"$AJ337/$Q337","v":{"$error":"#DIV/0!"}},{"$f":"$AK337/$Q337","v":{"$error":"#DIV/0!"}},{"$f":"$AL337/$Q337","v":{"$error":"#DIV/0!"}},{"$f":"$AM337/$Q337","v":{"$error":"#DIV/0!"}},{"$f":"$AN337/$Q337","v":{"$error":"#DIV/0!"}},{"$f":"$AO337/$Q337","v":{"$error":"#DIV/0!"}},{"$f":"$AP337/$Q337","v":{"$error":"#DIV/0!"}},{"$f":"$AQ337/$Q337","v":{"$error":"#DIV/0!"}},{"$f":"$AR337/$Q337","v":{"$error":"#DIV/0!"}},{"$f":"$AS337/$Q337","v":{"$error":"#DIV/0!"}},"暖房COP比","βw"]
[null,null,"Σ",{"$f":"($AB$26/$V$37)*D$334*D$301*D$426","v":{"$error":"#VALUE!"}},{"$f":"($AB$26/$V$37)*E$334*E$301*E$426","v":{"$error":"#VALUE!"}},{"$error":"#VALUE!"},{"$error":"#VALUE!"},{"$error":"#VALUE!"},{"$error":"#VALUE!"},{"$error":"#VALUE!"},{"$error":"#VALUE!"},{"$error":"#VALUE!"},{"$error":"#VALUE!"},{"$error":"#VALUE!"},{"$error":"#VALUE!"},{"$f":"($AB$26/$V$34)*P$334*P$301*P$426","v":{"$error":"#VALUE!"}},{"$error":"#VALUE!"},{"$error":"#VALUE!"},{"$error":"#VALUE!"},{"$error":"#VALUE!"},{"$error":"#VALUE!"},{"$error":"#VALUE!"},{"$error":"#VALUE!"},{"$error":"#VALUE!"},{"$error":"#VALUE!"},{"$error":"#VALUE!"},{"$error":"#VALUE!"},{"$error":"#VALUE!"},{"$error":"#VALUE!"},{"$error":"#VALUE!"},{"$error":"#VALUE!"},{"$error":"#VALUE!"},{"$error":"#VALUE!"},{"$error":"#VALUE!"},{"$error":"#VALUE!"},{"$error":"#VALUE!"},{"$error":"#VALUE!"},{"$error":"#VALUE!"},{"$error":"#VALUE!"},{"$error":"#VALUE!"},{"$error":"#VALUE!"},{"$error":"#VALUE!"},{"$error":"#VALUE!"},{"$error":"#VALUE!"},{"$error":"#VALUE!"},{"$f":"SUM($D339:$AS339)","v":{"$error":"#VALUE!"}},"Σ"]
[null,"前7","暖房時消費電力比",{"$f":"D$302/D$344","v":{"$error":"#DIV/0!"}},{"$f":"E$302/E$344","v":{"$error":"#DIV/0!"}},{"$error":"#DIV/0!"},{"$error":"#DIV/0!"},{"$error":"#DIV/0!"},{"$error":"#DIV/0!"},{"$error":"#DIV/0!"},{"$error":"#DIV/0!"},{"$error":"#DIV/0!"},{"$error":"#DIV/0!"},{"$error":"#DIV/0!"},{"$error":"#DIV/0!"},{"$error":"#DIV/0!"},{"$error":"#DIV/0!"},{"$error":"#DIV/0!"},{"$error":"#DIV/0!"},{"$error":"#DIV/0!"},{"$error":"#DIV/0!"},{"$error":"#DIV/0!"},{"$error":"#DIV/0!"},{"$error":"#DIV/0!"},{"$error":"#DIV/0!"},{"$error":"#DIV/0!"},{"$error":"#DIV/0!"},{"$error":"#DIV/0!"},{"$error":"#DIV/0!"},{"$error":"#DIV/0!"},{"$error":"#DIV/0!"},{"$error":"#DIV/0!"},{"$error":"#DIV/0!"},{"$error":"#DIV/0!"},{"$error":"#DIV/0!"},{"$error":"#DIV/0!"},{"$error":"#DIV/0!"},{"$error":"#DIV/0!"},{"$error":"#DIV/0!"},{"$error":"#DIV/0!"},{"$error":"#DIV/0!"},{"$error":"#DIV/0!"},{"$error":"#DIV/0!"},{"$error":"#DIV/0!"},{"$error":"#DIV/0!"},"暖房時消費電力比","εw"]
[null,null,"暖房能力",{"$f":"($W$35-0.64*$W$32)/9*(D$288-7)+$W$35","v":0},0,0,0,0,0,0,0,0,0,0,0,{"$f":"($W$32-0.64*$W$32)/14*($P$288-7)+$W$32","v":0},{"$f":"($W$32-0.64*$W$32)/14*($Q$288-7)+$W$32","v":0},{"$f":"($W$32-0.64*$W$32)/14*($R$288-7)+$W$32","v":0},{"$f":"($W$32-0.64*$W$32)/14*($S$288-7)+$W$32","v":0},{"$f":"($W$32-0.64*$W$32)/14*($T$288-7)+$W$32","v":0},{"$f":"($W$32-0.64*$W$32)/14*($U$288-7)+$W$32","v":0},{"$f":"($W$32-0.64*$W$32)/14*($V$288-7)+$W$32","v":0},{"$f":"($W$32-0.64*$W$32)/14*($W$288-7)+$W$32","v":0},{"$f":"($W$32-0.64*$W$32)/14*($X$288-7)+$W$32","v":0},{"$f":"($W$32-0.64*$W$32)/14*($Y$288-7)+$W$32","v":0},{"$f":"($W$32-0.64*$W$32)/14*($Z$288-7)+$W$32","v":0},{"$f":"($W$32-0.64*$W$32)/14*($AA$288-7)+$W$32","v":0},{"$f":"($W$32-0.64*$W$32)/14*($AB$288-7)+$W$32","v":0},{"$f":"($W$32-0.64*$W$32)/14*($AC$288-7)+$W$32","v":0},{"$f":"($W$32-0.64*$W$32)/14*($AD$288-7)+$W$32","v":0},{"$f":"($W$32-0.64*$W$32)/14*($AE$288-7)+$W$32","v":0},{"$f":"($W$32-0.64*$W$32)/14*($AF$288-7)+$W$32","v":0},{"$f":"($W$32-0.64*$W$32)/14*($AG$288-7)+$W$32","v":0},{"$f":"($W$32-0.64*$W$32)/14*($AH$288-7)+$W$32","v":0},{"$f":"($W$32-0.64*$W$32)/14*($AI$288-7)+$W$32","v":0},{"$f":"($W$32-0.64*$W$32)/14*($AJ$288-7)+$W$32","v":0},{"$f":"($W$32-0.64*$W$32)/14*($AK$288-7)+$W$32","v":0},{"$f":"($W$32-0.64*$W$32)/14*($AL$288-7)+$W$32","v":0},{"$f":"($W$32-0.64*$W$32)/14*($AM$288-7)+$W$32","v":0},{"$f":"($W$32-0.64*$W$32)/14*($AN$288-7)+$W$32","v":0},{"$f":"($W$32-0.64*$W$32)/14*($AO$288-7)+$W$32","v":0},{"$f":"($W$32-0.64*$W$32)/14*($AP$288-7)+$W$32","v":0},{"$f":"($W$32-0.64*$W$32)/14*($AQ$288-7)+$W$32","v":0},{"$f":"($W$32-0.64*$W$32)/14*($AR$288-7)+$W$32","v":0},{"$f":"($W$32-0.64*$W$32)/14*($AS$288-7)+$W$32","v":0},"暖房能力","Φw"]
[null,null,"暖房消費電力",{"$f":"($W$36-0.82*$W$33)/9*(D$288-7)+$W$36","v":0},0,0,0,0,0,0,0,0,0,0,0,{"$f":"($W$33-0.82*$W$33)/14*($P$288-7)+$W$33","v":0},{"$f":"($W$33-0.82*$W$33)/14*($Q$288-7)+$W$33","v":0},{"$f":"($W$33-0.82*$W$33)/14*($R$288-7)+$W$33","v":0},{"$f":"($W$33-0.82*$W$33)/14*($S$288-7)+$W$33","v":0},{"$f":"($W$33-0.82*$W$33)/14*($T$288-7)+$W$33","v":0},{"$f":"($W$33-0.82*$W$33)/14*($U$288-7)+$W$33","v":0},{"$f":"($W$33-0.82*$W$33)/14*($V$288-7)+$W$33","v":0},{"$f":"($W$33-0.82*$W$33)/14*($W$288-7)+$W$33","v":0},{"$f":"($W$33-0.82*$W$33)/14*($X$288-7)+$W$33","v":0},{"$f":"($W$33-0.82*$W$33)/14*($Y$288-7)+$W$33","v":0},{"$f":"($W$33-0.82*$W$33)/14*($Z$288-7)+$W$33","v":0},{"$f":"($W$33-0.82*$W$33)/14*($AA$288-7)+$W$33","v":0},{"$f":"($W$33-0.82*$W$33)/14*($AB$288-7)+$W$33","v":0},{"$f":"($W$33-0.82*$W$33)/14*($AC$288-7)+$W$33","v":0},{"$f":"($W$33-0.82*$W$33)/14*($AD$288-7)+$W$33","v":0},{"$f":"($W$33-0.82*$W$33)/14*($AE$288-7)+$W$33","v":0},{"$f":"($W$33-0.82*$W$33)/14*($AF$288-7)+$W$33","v":0},{"$f":"($W$33-0.82*$W$33)/14*($AG$288-7)+$W$33","v":0},{"$f":"($W$33-0.82*$W$33)/14*($AH$288-7)+$W$33","v":0},{"$f":"($W$33-0.82*$W$33)/14*($AI$288-7)+$W$33","v":0},{"$f":"($W$33-0.82*$W$33)/14*($AJ$288-7)+$W$33","v":0},{"$f":"($W$33-0.82*$W$33)/14*($AK$288-7)+$W$33","v":0},{"$f":"($W$33-0.82*$W$33)/14*($AL$288-7)+$W$33","v":0},{"$f":"($W$33-0.82*$W$33)/14*($AM$288-7)+$W$33","v":0},{"$f":"($W$33-0.82*$W$33)/14*($AN$288-7)+$W$33","v":0},{"$f":"($W$33-0.82*$W$33)/14*($AO$288-7)+$W$33","v":0},{"$f":"($W$33-0.82*$W$33)/14*($AP$288-7)+$W$33","v":0},{"$f":"($W$33-0.82*$W$33)/14*($AQ$288-7)+$W$33","v":0},{"$f":"($W$33-0.82*$W$33)/14*($AR$288-7)+$W$33","v":0},{"$f":"($W$33-0.82*$W$33)/14*($AS$288-7)+$W$33","v":0},"消費電力","Pw"]
[null,null,"暖房COP",{"$f":"D$341/D$342","v":{"$error":"#DIV/0!"}},{"$f":"E$341/E$342","v":{"$error":"#DIV/0!"}},{"$error":"#DIV/0!"},{"$error":"#DIV/0!"},{"$error":"#DIV/0!"},{"$error":"#DIV/0!"},{"$error":"#DIV/0!"},{"$error":"#DIV/0!"},{"$error":"#DIV/0!"},{"$error":"#DIV/0!"},{"$error":"#DIV/0!"},{"$error":"#DIV/0!"},{"$error":"#DIV/0!"},{"$error":"#DIV/0!"},{"$error":"#DIV/0!"},{"$error":"#DIV/0!"},{"$error":"#DIV/0!"},{"$error":"#DIV/0!"},{"$error":"#DIV/0!"},{"$error":"#DIV/0!"},{"$error":"#DIV/0!"},{"$error":"#DIV/0!"},{"$error":"#DIV/0!"},{"$error":"#DIV/0!"},{"$error":"#DIV/0!"},{"$error":"#DIV/0!"},{"$error":"#DIV/0!"},{"$error":"#DIV/0!"},{"$error":"#DIV/0!"},{"$error":"#DIV/0!"},{"$error":"#DIV/0!"},{"$error":"#DIV/0!"},{"$error":"#DIV/0!"},{"$error":"#DIV/0!"},{"$error":"#DIV/0!"},{"$error":"#DIV/0!"},{"$error":"#DIV/0!"},{"$error":"#DIV/0!"},{"$error":"#DIV/0!"},{"$error":"#DIV/0!"},{"$error":"#DIV/0!"},{"$error":"#DIV/0!"},"暖房COP","σw"]
[null,null,"暖房COP比",{"$f":"$D343/$Q343","v":{"$error":"#DIV/0!"}},{"$f":"$E343/$Q343","v":{"$error":"#DIV/0!"}},{"$f":"$F343/$Q343","v":{"$error":"#DIV/0!"}},{"$f":"$G343/$Q343","v":{"$error":"#DIV/0!"}},{"$f":"$H343/$Q343","v":{"$error":"#DIV/0!"}},{"$f":"$I343/$Q343","v":{"$error":"#DIV/0!"}},{"$f":"$J343/$Q343","v":{"$error":"#DIV/0!"}},{"$f":"$K343/$Q343","v":{"$error":"#DIV/0!"}},{"$f":"$L343/$Q343","v":{"$error":"#DIV/0!"}},{"$f":"$M343/$Q343","v":{"$error":"#DIV/0!"}},{"$f":"$N343/$Q343","v":{"$error":"#DIV/0!"}},{"$f":"$O343/$Q343","v":{"$error":"#DIV/0!"}},{"$f":"$P343/$Q343","v":{"$error":"#DIV/0!"}},{"$f":"$Q343/$Q343","v":{"$error":"#DIV/0!"}},{"$f":"$R343/$Q343","v":{"$error":"#DIV/0!"}},{"$f":"$S343/$Q343","v":{"$error":"#DIV/0!"}},{"$f":"$T343/$Q343","v":{"$error":"#DIV/0!"}},{"$f":"$U343/$Q343","v":{"$error":"#DIV/0!"}},{"$f":"$V343/$Q343","v":{"$error":"#DIV/0!"}},{"$f":"$W343/$Q343","v":{"$error":"#DIV/0!"}},{"$f":"$X343/$Q343","v":{"$error":"#DIV/0!"}},{"$f":"$Y343/$Q343","v":{"$error":"#DIV/0!"}},{"$f":"$Z343/$Q343","v":{"$error":"#DIV/0!"}},{"$f":"$AA343/$Q343","v":{"$error":"#DIV/0!"}},{"$f":"$AB343/$Q343","v":{"$error":"#DIV/0!"}},{"$f":"$AC343/$Q343","v":{"$error":"#DIV/0!"}},{"$f":"$AD343/$Q343","v":{"$error":"#DIV/0!"}},{"$f":"$AE343/$Q343","v":{"$error":"#DIV/0!"}},{"$f":"$AF343/$Q343","v":{"$error":"#DIV/0!"}},{"$f":"$AG343/$Q343","v":{"$error":"#DIV/0!"}},{"$f":"$AH343/$Q343","v":{"$error":"#DIV/0!"}},{"$f":"$AI343/$Q343","v":{"$error":"#DIV/0!"}},{"$f":"$AJ343/$Q343","v":{"$error":"#DIV/0!"}},{"$f":"$AK343/$Q343","v":{"$error":"#DIV/0!"}},{"$f":"$AL343/$Q343","v":{"$error":"#DIV/0!"}},{"$f":"$AM343/$Q343","v":{"$error":"#DIV/0!"}},{"$f":"$AN343/$Q343","v":{"$error":"#DIV/0!"}},{"$f":"$AO343/$Q343","v":{"$error":"#DIV/0!"}},{"$f":"$AP343/$Q343","v":{"$error":"#DIV/0!"}},{"$f":"$AQ343/$Q343","v":{"$error":"#DIV/0!"}},{"$f":"$AR343/$Q343","v":{"$error":"#DIV/0!"}},{"$f":"$AS343/$Q343","v":{"$error":"#DIV/0!"}},"暖房COP比","βw"]
[null,null,"Σ",{"$f":"($AB$26/$W$37)*D$340*D$301*D$426","v":{"$error":"#VALUE!"}},{"$f":"($AB$26/$W$37)*E$340*E$301*E$426","v":{"$error":"#VALUE!"}},{"$error":"#VALUE!"},{"$error":"#VALUE!"},{"$error":"#VALUE!"},{"$error":"#VALUE!"},{"$error":"#VALUE!"},{"$error":"#VALUE!"},{"$error":"#VALUE!"},{"$error":"#VALUE!"},{"$error":"#VALUE!"},{"$error":"#VALUE!"},{"$f":"($AB$26/$W$34)*P$340*P$301*P$426","v":{"$error":"#VALUE!"}},{"$error":"#VALUE!"},{"$error":"#VALUE!"},{"$error":"#VALUE!"},{"$error":"#VALUE!"},{"$error":"#VALUE!"},{"$error":"#VALUE!"},{"$error":"#VALUE!"},{"$error":"#VALUE!"},{"$error":"#VALUE!"},{"$error":"#VALUE!"},{"$error":"#VALUE!"},{"$error":"#VALUE!"},{"$error":"#VALUE!"},{"$error":"#VALUE!"},{"$error":"#VALUE!"},{"$error":"#VALUE!"},{"$error":"#VALUE!"},{"$error":"#VALUE!"},{"$error":"#VALUE!"},{"$error":"#VALUE!"},{"$error":"#VALUE!"},{"$error":"#VALUE!"},{"$error":"#VALUE!"},{"$error":"#VALUE!"},{"$error":"#VALUE!"},{"$error":"#VALUE!"},{"$error":"#VALUE!"},{"$error":"#VALUE!"},{"$error":"#VALUE!"},{"$f":"SUM($D345:$AS345)","v":{"$error":"#VALUE!"}},"Σ"]
[null,"前8","暖房時消費電力比",{"$f":"D$302/D$350","v":{"$error":"#DIV/0!"}},{"$f":"E$302/E$350","v":{"$error":"#DIV/0!"}},{"$error":"#DIV/0!"},{"$error":"#DIV/0!"},{"$error":"#DIV/0!"},{"$error":"#DIV/0!"},{"$error":"#DIV/0!"},{"$error":"#DIV/0!"},{"$error":"#DIV/0!"},{"$error":"#DIV/0!"},{"$error":"#DIV/0!"},{"$error":"#DIV/0!"},{"$error":"#DIV/0!"},{"$error":"#DIV/0!"},{"$error":"#DIV/0!"},{"$error":"#DIV/0!"},{"$error":"#DIV/0!"},{"$error":"#DIV/0!"},{"$error":"#DIV/0!"},{"$error":"#DIV/0!"},{"$error":"#DIV/0!"},{"$error":"#DIV/0!"},{"$error":"#DIV/0!"},{"$error":"#DIV/0!"},{"$error":"#DIV/0!"},{"$error":"#DIV/0!"},{"$error":"#DIV/0!"},{"$error":"#DIV/0!"},{"$error":"#DIV/0!"},{"$error":"#DIV/0!"},{"$error":"#DIV/0!"},{"$error":"#DIV/0!"},{"$error":"#DIV/0!"},{"$error":"#DIV/0!"},{"$error":"#DIV/0!"},{"$error":"#DIV/0!"},{"$error":"#DIV/0!"},{"$error":"#DIV/0!"},{"$error":"#DIV/0!"},{"$error":"#DIV/0!"},{"$error":"#DIV/0!"},{"$error":"#DIV/0!"},"暖房時消費電力比","εw"]
[null,null,"暖房能力",{"$f":"($X$35-0.64*$X$32)/9*(D$288-7)+$X$35","v":0},0,0,0,0,0,0,0,0,0,0,0,{"$f":"($X$32-0.64*$X$32)/14*($P$288-7)+$X$32","v":0},{"$f":"($X$32-0.64*$X$32)/14*($Q$288-7)+$X$32","v":0},{"$f":"($X$32-0.64*$X$32)/14*($R$288-7)+$X$32","v":0},{"$f":"($X$32-0.64*$X$32)/14*($S$288-7)+$X$32","v":0},{"$f":"($X$32-0.64*$X$32)/14*($T$288-7)+$X$32","v":0},{"$f":"($X$32-0.64*$X$32)/14*($U$288-7)+$X$32","v":0},{"$f":"($X$32-0.64*$X$32)/14*($V$288-7)+$X$32","v":0},{"$f":"($X$32-0.64*$X$32)/14*($W$288-7)+$X$32","v":0},{"$f":"($X$32-0.64*$X$32)/14*($X$288-7)+$X$32","v":0},{"$f":"($X$32-0.64*$X$32)/14*($Y$288-7)+$X$32","v":0},{"$f":"($X$32-0.64*$X$32)/14*($Z$288-7)+$X$32","v":0},{"$f":"($X$32-0.64*$X$32)/14*($AA$288-7)+$X$32","v":0},{"$f":"($X$32-0.64*$X$32)/14*($AB$288-7)+$X$32","v":0},{"$f":"($X$32-0.64*$X$32)/14*($AC$288-7)+$X$32","v":0},{"$f":"($X$32-0.64*$X$32)/14*($AD$288-7)+$X$32","v":0},{"$f":"($X$32-0.64*$X$32)/14*($AE$288-7)+$X$32","v":0},{"$f":"($X$32-0.64*$X$32)/14*($AF$288-7)+$X$32","v":0},{"$f":"($X$32-0.64*$X$32)/14*($AG$288-7)+$X$32","v":0},{"$f":"($X$32-0.64*$X$32)/14*($AH$288-7)+$X$32","v":0},{"$f":"($X$32-0.64*$X$32)/14*($AI$288-7)+$X$32","v":0},{"$f":"($X$32-0.64*$X$32)/14*($AJ$288-7)+$X$32","v":0},{"$f":"($X$32-0.64*$X$32)/14*($AK$288-7)+$X$32","v":0},{"$f":"($X$32-0.64*$X$32)/14*($AL$288-7)+$X$32","v":0},{"$f":"($X$32-0.64*$X$32)/14*($AM$288-7)+$X$32","v":0},{"$f":"($X$32-0.64*$X$32)/14*($AN$288-7)+$X$32","v":0},{"$f":"($X$32-0.64*$X$32)/14*($AO$288-7)+$X$32","v":0},{"$f":"($X$32-0.64*$X$32)/14*($AP$288-7)+$X$32","v":0},{"$f":"($X$32-0.64*$X$32)/14*($AQ$288-7)+$X$32","v":0},{"$f":"($X$32-0.64*$X$32)/14*($AR$288-7)+$X$32","v":0},{"$f":"($X$32-0.64*$X$32)/14*($AS$288-7)+$X$32","v":0},"暖房能力","Φw"]
[null,null,"暖房消費電力",{"$f":"($X$36-0.82*$X$33)/9*(D$288-7)+$X$36","v":0},0,0,0,0,0,0,0,0,0,0,0,{"$f":"($X$33-0.82*$X$33)/14*($P$288-7)+$X$33","v":0},{"$f":"($X$33-0.82*$X$33)/14*($Q$288-7)+$X$33","v":0},{"$f":"($X$33-0.82*$X$33)/14*($R$288-7)+$X$33","v":0},{"$f":"($X$33-0.82*$X$33)/14*($S$288-7)+$X$33","v":0},{"$f":"($X$33-0.82*$X$33)/14*($T$288-7)+$X$33","v":0},{"$f":"($X$33-0.82*$X$33)/14*($U$288-7)+$X$33","v":0},{"$f":"($X$33-0.82*$X$33)/14*($V$288-7)+$X$33","v":0},{"$f":"($X$33-0.82*$X$33)/14*($W$288-7)+$X$33","v":0},{"$f":"($X$33-0.82*$X$33)/14*($X$288-7)+$X$33","v":0},{"$f":"($X$33-0.82*$X$33)/14*($Y$288-7)+$X$33","v":0},{"$f":"($X$33-0.82*$X$33)/14*($Z$288-7)+$X$33","v":0},{"$f":"($X$33-0.82*$X$33)/14*($AA$288-7)+$X$33","v":0},{"$f":"($X$33-0.82*$X$33)/14*($AB$288-7)+$X$33","v":0},{"$f":"($X$33-0.82*$X$33)/14*($AC$288-7)+$X$33","v":0},{"$f":"($X$33-0.82*$X$33)/14*($AD$288-7)+$X$33","v":0},{"$f":"($X$33-0.82*$X$33)/14*($AE$288-7)+$X$33","v":0},{"$f":"($X$33-0.82*$X$33)/14*($AF$288-7)+$X$33","v":0},{"$f":"($X$33-0.82*$X$33)/14*($AG$288-7)+$X$33","v":0},{"$f":"($X$33-0.82*$X$33)/14*($AH$288-7)+$X$33","v":0},{"$f":"($X$33-0.82*$X$33)/14*($AI$288-7)+$X$33","v":0},{"$f":"($X$33-0.82*$X$33)/14*($AJ$288-7)+$X$33","v":0},{"$f":"($X$33-0.82*$X$33)/14*($AK$288-7)+$X$33","v":0},{"$f":"($X$33-0.82*$X$33)/14*($AL$288-7)+$X$33","v":0},{"$f":"($X$33-0.82*$X$33)/14*($AM$288-7)+$X$33","v":0},{"$f":"($X$33-0.82*$X$33)/14*($AN$288-7)+$X$33","v":0},{"$f":"($X$33-0.82*$X$33)/14*($AO$288-7)+$X$33","v":0},{"$f":"($X$33-0.82*$X$33)/14*($AP$288-7)+$X$33","v":0},{"$f":"($X$33-0.82*$X$33)/14*($AQ$288-7)+$X$33","v":0},{"$f":"($X$33-0.82*$X$33)/14*($AR$288-7)+$X$33","v":0},{"$f":"($X$33-0.82*$X$33)/14*($AS$288-7)+$X$33","v":0},"消費電力","Pw"]
[null,null,"暖房COP",{"$f":"D$347/D$348","v":{"$error":"#DIV/0!"}},{"$f":"E$347/E$348","v":{"$error":"#DIV/0!"}},{"$error":"#DIV/0!"},{"$error":"#DIV/0!"},{"$error":"#DIV/0!"},{"$error":"#DIV/0!"},{"$error":"#DIV/0!"},{"$error":"#DIV/0!"},{"$error":"#DIV/0!"},{"$error":"#DIV/0!"},{"$error":"#DIV/0!"},{"$error":"#DIV/0!"},{"$error":"#DIV/0!"},{"$error":"#DIV/0!"},{"$error":"#DIV/0!"},{"$error":"#DIV/0!"},{"$error":"#DIV/0!"},{"$error":"#DIV/0!"},{"$error":"#DIV/0!"},{"$error":"#DIV/0!"},{"$error":"#DIV/0!"},{"$error":"#DIV/0!"},{"$error":"#DIV/0!"},{"$error":"#DIV/0!"},{"$error":"#DIV/0!"},{"$error":"#DIV/0!"},{"$error":"#DIV/0!"},{"$error":"#DIV/0!"},{"$error":"#DIV/0!"},{"$error":"#DIV/0!"},{"$error":"#DIV/0!"},{"$error":"#DIV/0!"},{"$error":"#DIV/0!"},{"$error":"#DIV/0!"},{"$error":"#DIV/0!"},{"$error":"#DIV/0!"},{"$error":"#DIV/0!"},{"$error":"#DIV/0!"},{"$error":"#DIV/0!"},{"$error":"#DIV/0!"},{"$error":"#DIV/0!"},{"$error":"#DIV/0!"},"暖房COP","σw"]
[null,null,"暖房COP比",{"$f":"$D349/$Q349","v":{"$error":"#DIV/0!"}},{"$f":"$E349/$Q349","v":{"$error":"#DIV/0!"}},{"$f":"$F349/$Q349","v":{"$error":"#DIV/0!"}},{"$f":"$G349/$Q349","v":{"$error":"#DIV/0!"}},{"$f":"$H349/$Q349","v":{"$error":"#DIV/0!"}},{"$f":"$I349/$Q349","v":{"$error":"#DIV/0!"}},{"$f":"$J349/$Q349","v":{"$error":"#DIV/0!"}},{"$f":"$K349/$Q349","v":{"$error":"#DIV/0!"}},{"$f":"$L349/$Q349","v":{"$error":"#DIV/0!"}},{"$f":"$M349/$Q349","v":{"$error":"#DIV/0!"}},{"$f":"$N349/$Q349","v":{"$error":"#DIV/0!"}},{"$f":"$O349/$Q349","v":{"$error":"#DIV/0!"}},{"$f":"$P349/$Q349","v":{"$error":"#DIV/0!"}},{"$f":"$Q349/$Q349","v":{"$error":"#DIV/0!"}},{"$f":"$R349/$Q349","v":{"$error":"#DIV/0!"}},{"$f":"$S349/$Q349","v":{"$error":"#DIV/0!"}},{"$f":"$T349/$Q349","v":{"$error":"#DIV/0!"}},{"$f":"$U349/$Q349","v":{"$error":"#DIV/0!"}},{"$f":"$V349/$Q349","v":{"$error":"#DIV/0!"}},{"$f":"$W349/$Q349","v":{"$error":"#DIV/0!"}},{"$f":"$X349/$Q349","v":{"$error":"#DIV/0!"}},{"$f":"$Y349/$Q349","v":{"$error":"#DIV/0!"}},{"$f":"$Z349/$Q349","v":{"$error":"#DIV/0!"}},{"$f":"$AA349/$Q349","v":{"$error":"#DIV/0!"}},{"$f":"$AB349/$Q349","v":{"$error":"#DIV/0!"}},{"$f":"$AC349/$Q349","v":{"$error":"#DIV/0!"}},{"$f":"$AD349/$Q349","v":{"$error":"#DIV/0!"}},{"$f":"$AE349/$Q349","v":{"$error":"#DIV/0!"}},{"$f":"$AF349/$Q349","v":{"$error":"#DIV/0!"}},{"$f":"$AG349/$Q349","v":{"$error":"#DIV/0!"}},{"$f":"$AH349/$Q349","v":{"$error":"#DIV/0!"}},{"$f":"$AI349/$Q349","v":{"$error":"#DIV/0!"}},{"$f":"$AJ349/$Q349","v":{"$error":"#DIV/0!"}},{"$f":"$AK349/$Q349","v":{"$error":"#DIV/0!"}},{"$f":"$AL349/$Q349","v":{"$error":"#DIV/0!"}},{"$f":"$AM349/$Q349","v":{"$error":"#DIV/0!"}},{"$f":"$AN349/$Q349","v":{"$error":"#DIV/0!"}},{"$f":"$AO349/$Q349","v":{"$error":"#DIV/0!"}},{"$f":"$AP349/$Q349","v":{"$error":"#DIV/0!"}},{"$f":"$AQ349/$Q349","v":{"$error":"#DIV/0!"}},{"$f":"$AR349/$Q349","v":{"$error":"#DIV/0!"}},{"$f":"$AS349/$Q349","v":{"$error":"#DIV/0!"}},"暖房COP比","βw"]
[null,null,"Σ",{"$f":"($AB$26/$X$37)*D$346*D$301*D$426","v":{"$error":"#VALUE!"}},{"$f":"($AB$26/$X$37)*E$346*E$301*E$426","v":{"$error":"#VALUE!"}},{"$error":"#VALUE!"},{"$error":"#VALUE!"},{"$error":"#VALUE!"},{"$error":"#VALUE!"},{"$error":"#VALUE!"},{"$error":"#VALUE!"},{"$error":"#VALUE!"},{"$error":"#VALUE!"},{"$error":"#VALUE!"},{"$error":"#VALUE!"},{"$f":"($AB$26/$X$34)*P$346*P$301*P$426","v":{"$error":"#VALUE!"}},{"$error":"#VALUE!"},{"$error":"#VALUE!"},{"$error":"#VALUE!"},{"$error":"#VALUE!"},{"$error":"#VALUE!"},{"$error":"#VALUE!"},{"$error":"#VALUE!"},{"$error":"#VALUE!"},{"$error":"#VALUE!"},{"$error":"#VALUE!"},{"$error":"#VALUE!"},{"$error":"#VALUE!"},{"$error":"#VALUE!"},{"$error":"#VALUE!"},{"$error":"#VALUE!"},{"$error":"#VALUE!"},{"$error":"#VALUE!"},{"$error":"#VALUE!"},{"$error":"#VALUE!"},{"$error":"#VALUE!"},{"$error":"#VALUE!"},{"$error":"#VALUE!"},{"$error":"#VALUE!"},{"$error":"#VALUE!"},{"$error":"#VALUE!"},{"$error":"#VALUE!"},{"$error":"#VALUE!"},{"$error":"#VALUE!"},{"$error":"#VALUE!"},{"$f":"SUM($D351:$AS351)","v":{"$error":"#VALUE!"}},"Σ"]
[null,"前9","暖房時消費電力比",{"$f":"D$302/D$356","v":{"$error":"#DIV/0!"}},{"$f":"E$302/E$356","v":{"$error":"#DIV/0!"}},{"$error":"#DIV/0!"},{"$error":"#DIV/0!"},{"$error":"#DIV/0!"},{"$error":"#DIV/0!"},{"$error":"#DIV/0!"},{"$error":"#DIV/0!"},{"$error":"#DIV/0!"},{"$error":"#DIV/0!"},{"$error":"#DIV/0!"},{"$error":"#DIV/0!"},{"$error":"#DIV/0!"},{"$error":"#DIV/0!"},{"$error":"#DIV/0!"},{"$error":"#DIV/0!"},{"$error":"#DIV/0!"},{"$error":"#DIV/0!"},{"$error":"#DIV/0!"},{"$error":"#DIV/0!"},{"$error":"#DIV/0!"},{"$error":"#DIV/0!"},{"$error":"#DIV/0!"},{"$error":"#DIV/0!"},{"$error":"#DIV/0!"},{"$error":"#DIV/0!"},{"$error":"#DIV/0!"},{"$error":"#DIV/0!"},{"$error":"#DIV/0!"},{"$error":"#DIV/0!"},{"$error":"#DIV/0!"},{"$error":"#DIV/0!"},{"$error":"#DIV/0!"},{"$error":"#DIV/0!"},{"$error":"#DIV/0!"},{"$error":"#DIV/0!"},{"$error":"#DIV/0!"},{"$error":"#DIV/0!"},{"$error":"#DIV/0!"},{"$error":"#DIV/0!"},{"$error":"#DIV/0!"},{"$error":"#DIV/0!"},"暖房時消費電力比","εw"]
[null,null,"暖房能力",{"$f":"($Y$35-0.64*$Y$32)/9*(D$288-7)+$Y$35","v":0},0,0,0,0,0,0,0,0,0,0,0,{"$f":"($Y$32-0.64*$Y$32)/14*($P$288-7)+$Y$32","v":0},{"$f":"($Y$32-0.64*$Y$32)/14*($Q$288-7)+$Y$32","v":0},{"$f":"($Y$32-0.64*$Y$32)/14*($R$288-7)+$Y$32","v":0},{"$f":"($Y$32-0.64*$Y$32)/14*($S$288-7)+$Y$32","v":0},{"$f":"($Y$32-0.64*$Y$32)/14*($T$288-7)+$Y$32","v":0},{"$f":"($Y$32-0.64*$Y$32)/14*($U$288-7)+$Y$32","v":0},{"$f":"($Y$32-0.64*$Y$32)/14*($V$288-7)+$Y$32","v":0},{"$f":"($Y$32-0.64*$Y$32)/14*($W$288-7)+$Y$32","v":0},{"$f":"($Y$32-0.64*$Y$32)/14*($X$288-7)+$Y$32","v":0},{"$f":"($Y$32-0.64*$Y$32)/14*($Y$288-7)+$Y$32","v":0},{"$f":"($Y$32-0.64*$Y$32)/14*($Z$288-7)+$Y$32","v":0},{"$f":"($Y$32-0.64*$Y$32)/14*($AA$288-7)+$Y$32","v":0},{"$f":"($Y$32-0.64*$Y$32)/14*($AB$288-7)+$Y$32","v":0},{"$f":"($Y$32-0.64*$Y$32)/14*($AC$288-7)+$Y$32","v":0},{"$f":"($Y$32-0.64*$Y$32)/14*($AD$288-7)+$Y$32","v":0},{"$f":"($Y$32-0.64*$Y$32)/14*($AE$288-7)+$Y$32","v":0},{"$f":"($Y$32-0.64*$Y$32)/14*($AF$288-7)+$Y$32","v":0},{"$f":"($Y$32-0.64*$Y$32)/14*($AG$288-7)+$Y$32","v":0},{"$f":"($Y$32-0.64*$Y$32)/14*($AH$288-7)+$Y$32","v":0},{"$f":"($Y$32-0.64*$Y$32)/14*($AI$288-7)+$Y$32","v":0},{"$f":"($Y$32-0.64*$Y$32)/14*($AJ$288-7)+$Y$32","v":0},{"$f":"($Y$32-0.64*$Y$32)/14*($AK$288-7)+$Y$32","v":0},{"$f":"($Y$32-0.64*$Y$32)/14*($AL$288-7)+$Y$32","v":0},{"$f":"($Y$32-0.64*$Y$32)/14*($AM$288-7)+$Y$32","v":0},{"$f":"($Y$32-0.64*$Y$32)/14*($AN$288-7)+$Y$32","v":0},{"$f":"($Y$32-0.64*$Y$32)/14*($AO$288-7)+$Y$32","v":0},{"$f":"($Y$32-0.64*$Y$32)/14*($AP$288-7)+$Y$32","v":0},{"$f":"($Y$32-0.64*$Y$32)/14*($AQ$288-7)+$Y$32","v":0},{"$f":"($Y$32-0.64*$Y$32)/14*($AR$288-7)+$Y$32","v":0},{"$f":"($Y$32-0.64*$Y$32)/14*($AS$288-7)+$Y$32","v":0},"暖房能力","Φw"]
[null,null,"暖房消費電力",{"$f":"($Y$36-0.82*$Y$33)/9*(D$288-7)+$Y$36","v":0},0,0,0,0,0,0,0,0,0,0,0,{"$f":"($Y$33-0.82*$Y$33)/14*($P$288-7)+$Y$33","v":0},{"$f":"($Y$33-0.82*$Y$33)/14*($Q$288-7)+$Y$33","v":0},{"$f":"($Y$33-0.82*$Y$33)/14*($R$288-7)+$Y$33","v":0},{"$f":"($Y$33-0.82*$Y$33)/14*($S$288-7)+$Y$33","v":0},{"$f":"($Y$33-0.82*$Y$33)/14*($T$288-7)+$Y$33","v":0},{"$f":"($Y$33-0.82*$Y$33)/14*($U$288-7)+$Y$33","v":0},{"$f":"($Y$33-0.82*$Y$33)/14*($V$288-7)+$Y$33","v":0},{"$f":"($Y$33-0.82*$Y$33)/14*($W$288-7)+$Y$33","v":0},{"$f":"($Y$33-0.82*$Y$33)/14*($X$288-7)+$Y$33","v":0},{"$f":"($Y$33-0.82*$Y$33)/14*($Y$288-7)+$Y$33","v":0},{"$f":"($Y$33-0.82*$Y$33)/14*($Z$288-7)+$Y$33","v":0},{"$f":"($Y$33-0.82*$Y$33)/14*($AA$288-7)+$Y$33","v":0},{"$f":"($Y$33-0.82*$Y$33)/14*($AB$288-7)+$Y$33","v":0},{"$f":"($Y$33-0.82*$Y$33)/14*($AC$288-7)+$Y$33","v":0},{"$f":"($Y$33-0.82*$Y$33)/14*($AD$288-7)+$Y$33","v":0},{"$f":"($Y$33-0.82*$Y$33)/14*($AE$288-7)+$Y$33","v":0},{"$f":"($Y$33-0.82*$Y$33)/14*($AF$288-7)+$Y$33","v":0},{"$f":"($Y$33-0.82*$Y$33)/14*($AG$288-7)+$Y$33","v":0},{"$f":"($Y$33-0.82*$Y$33)/14*($AH$288-7)+$Y$33","v":0},{"$f":"($Y$33-0.82*$Y$33)/14*($AI$288-7)+$Y$33","v":0},{"$f":"($Y$33-0.82*$Y$33)/14*($AJ$288-7)+$Y$33","v":0},{"$f":"($Y$33-0.82*$Y$33)/14*($AK$288-7)+$Y$33","v":0},{"$f":"($Y$33-0.82*$Y$33)/14*($AL$288-7)+$Y$33","v":0},{"$f":"($Y$33-0.82*$Y$33)/14*($AM$288-7)+$Y$33","v":0},{"$f":"($Y$33-0.82*$Y$33)/14*($AN$288-7)+$Y$33","v":0},{"$f":"($Y$33-0.82*$Y$33)/14*($AO$288-7)+$Y$33","v":0},{"$f":"($Y$33-0.82*$Y$33)/14*($AP$288-7)+$Y$33","v":0},{"$f":"($Y$33-0.82*$Y$33)/14*($AQ$288-7)+$Y$33","v":0},{"$f":"($Y$33-0.82*$Y$33)/14*($AR$288-7)+$Y$33","v":0},{"$f":"($Y$33-0.82*$Y$33)/14*($AS$288-7)+$Y$33","v":0},"消費電力","Pw"]
[null,null,"暖房COP",{"$f":"D$353/D$354","v":{"$error":"#DIV/0!"}},{"$f":"E$353/E$354","v":{"$error":"#DIV/0!"}},{"$error":"#DIV/0!"},{"$error":"#DIV/0!"},{"$error":"#DIV/0!"},{"$error":"#DIV/0!"},{"$error":"#DIV/0!"},{"$error":"#DIV/0!"},{"$error":"#DIV/0!"},{"$error":"#DIV/0!"},{"$error":"#DIV/0!"},{"$error":"#DIV/0!"},{"$error":"#DIV/0!"},{"$error":"#DIV/0!"},{"$error":"#DIV/0!"},{"$error":"#DIV/0!"},{"$error":"#DIV/0!"},{"$error":"#DIV/0!"},{"$error":"#DIV/0!"},{"$error":"#DIV/0!"},{"$error":"#DIV/0!"},{"$error":"#DIV/0!"},{"$error":"#DIV/0!"},{"$error":"#DIV/0!"},{"$error":"#DIV/0!"},{"$error":"#DIV/0!"},{"$error":"#DIV/0!"},{"$error":"#DIV/0!"},{"$error":"#DIV/0!"},{"$error":"#DIV/0!"},{"$error":"#DIV/0!"},{"$error":"#DIV/0!"},{"$error":"#DIV/0!"},{"$error":"#DIV/0!"},{"$error":"#DIV/0!"},{"$error":"#DIV/0!"},{"$error":"#DIV/0!"},{"$error":"#DIV/0!"},{"$error":"#DIV/0!"},{"$error":"#DIV/0!"},{"$error":"#DIV/0!"},{"$error":"#DIV/0!"},"暖房COP","σw"]
[null,null,"暖房COP比",{"$f":"$D355/$Q355","v":{"$error":"#DIV/0!"}},{"$f":"$E355/$Q355","v":{"$error":"#DIV/0!"}},{"$f":"$F355/$Q355","v":{"$error":"#DIV/0!"}},{"$f":"$G355/$Q355","v":{"$error":"#DIV/0!"}},{"$f":"$H355/$Q355","v":{"$error":"#DIV/0!"}},{"$f":"$I355/$Q355","v":{"$error":"#DIV/0!"}},{"$f":"$J355/$Q355","v":{"$error":"#DIV/0!"}},{"$f":"$K355/$Q355","v":{"$error":"#DIV/0!"}},{"$f":"$L355/$Q355","v":{"$error":"#DIV/0!"}},{"$f":"$M355/$Q355","v":{"$error":"#DIV/0!"}},{"$f":"$N355/$Q355","v":{"$error":"#DIV/0!"}},{"$f":"$O355/$Q355","v":{"$error":"#DIV/0!"}},{"$f":"$P355/$Q355","v":{"$error":"#DIV/0!"}},{"$f":"$Q355/$Q355","v":{"$error":"#DIV/0!"}},{"$f":"$R355/$Q355","v":{"$error":"#DIV/0!"}},{"$f":"$S355/$Q355","v":{"$error":"#DIV/0!"}},{"$f":"$T355/$Q355","v":{"$error":"#DIV/0!"}},{"$f":"$U355/$Q355","v":{"$error":"#DIV/0!"}},{"$f":"$V355/$Q355","v":{"$error":"#DIV/0!"}},{"$f":"$W355/$Q355","v":{"$error":"#DIV/0!"}},{"$f":"$X355/$Q355","v":{"$error":"#DIV/0!"}},{"$f":"$Y355/$Q355","v":{"$error":"#DIV/0!"}},{"$f":"$Z355/$Q355","v":{"$error":"#DIV/0!"}},{"$f":"$AA355/$Q355","v":{"$error":"#DIV/0!"}},{"$f":"$AB355/$Q355","v":{"$error":"#DIV/0!"}},{"$f":"$AC355/$Q355","v":{"$error":"#DIV/0!"}},{"$f":"$AD355/$Q355","v":{"$error":"#DIV/0!"}},{"$f":"$AE355/$Q355","v":{"$error":"#DIV/0!"}},{"$f":"$AF355/$Q355","v":{"$error":"#DIV/0!"}},{"$f":"$AG355/$Q355","v":{"$error":"#DIV/0!"}},{"$f":"$AH355/$Q355","v":{"$error":"#DIV/0!"}},{"$f":"$AI355/$Q355","v":{"$error":"#DIV/0!"}},{"$f":"$AJ355/$Q355","v":{"$error":"#DIV/0!"}},{"$f":"$AK355/$Q355","v":{"$error":"#DIV/0!"}},{"$f":"$AL355/$Q355","v":{"$error":"#DIV/0!"}},{"$f":"$AM355/$Q355","v":{"$error":"#DIV/0!"}},{"$f":"$AN355/$Q355","v":{"$error":"#DIV/0!"}},{"$f":"$AO355/$Q355","v":{"$error":"#DIV/0!"}},{"$f":"$AP355/$Q355","v":{"$error":"#DIV/0!"}},{"$f":"$AQ355/$Q355","v":{"$error":"#DIV/0!"}},{"$f":"$AR355/$Q355","v":{"$error":"#DIV/0!"}},{"$f":"$AS355/$Q355","v":{"$error":"#DIV/0!"}},"暖房COP比","βw"]
[null,null,"Σ",{"$f":"($AB$26/$Y$37)*D$352*D$301*D$426","v":{"$error":"#VALUE!"}},{"$f":"($AB$26/$Y$37)*E$352*E$301*E$426","v":{"$error":"#VALUE!"}},{"$error":"#VALUE!"},{"$error":"#VALUE!"},{"$error":"#VALUE!"},{"$error":"#VALUE!"},{"$error":"#VALUE!"},{"$error":"#VALUE!"},{"$error":"#VALUE!"},{"$error":"#VALUE!"},{"$error":"#VALUE!"},{"$error":"#VALUE!"},{"$f":"$AB$26/$Y$34*P$352*P$301*P$426","v":{"$error":"#VALUE!"}},{"$error":"#VALUE!"},{"$error":"#VALUE!"},{"$error":"#VALUE!"},{"$error":"#VALUE!"},{"$error":"#VALUE!"},{"$error":"#VALUE!"},{"$error":"#VALUE!"},{"$error":"#VALUE!"},{"$error":"#VALUE!"},{"$error":"#VALUE!"},{"$error":"#VALUE!"},{"$error":"#VALUE!"},{"$error":"#VALUE!"},{"$error":"#VALUE!"},{"$error":"#VALUE!"},{"$error":"#VALUE!"},{"$error":"#VALUE!"},{"$error":"#VALUE!"},{"$error":"#VALUE!"},{"$error":"#VALUE!"},{"$error":"#VALUE!"},{"$error":"#VALUE!"},{"$error":"#VALUE!"},{"$error":"#VALUE!"},{"$error":"#VALUE!"},{"$error":"#VALUE!"},{"$error":"#VALUE!"},{"$error":"#VALUE!"},{"$error":"#VALUE!"},{"$f":"SUM($D357:$AS357)","v":{"$error":"#VALUE!"}},"Σ"]
[null,"前10","暖房時消費電力比",{"$f":"D$302/D$362","v":{"$error":"#DIV/0!"}},{"$f":"E$302/E$362","v":{"$error":"#DIV/0!"}},{"$error":"#DIV/0!"},{"$error":"#DIV/0!"},{"$error":"#DIV/0!"},{"$error":"#DIV/0!"},{"$error":"#DIV/0!"},{"$error":"#DIV/0!"},{"$error":"#DIV/0!"},{"$error":"#DIV/0!"},{"$error":"#DIV/0!"},{"$error":"#DIV/0!"},{"$error":"#DIV/0!"},{"$error":"#DIV/0!"},{"$error":"#DIV/0!"},{"$error":"#DIV/0!"},{"$error":"#DIV/0!"},{"$error":"#DIV/0!"},{"$error":"#DIV/0!"},{"$error":"#DIV/0!"},{"$error":"#DIV/0!"},{"$error":"#DIV/0!"},{"$error":"#DIV/0!"},{"$error":"#DIV/0!"},{"$error":"#DIV/0!"},{"$error":"#DIV/0!"},{"$error":"#DIV/0!"},{"$error":"#DIV/0!"},{"$error":"#DIV/0!"},{"$error":"#DIV/0!"},{"$error":"#DIV/0!"},{"$error":"#DIV/0!"},{"$error":"#DIV/0!"},{"$error":"#DIV/0!"},{"$error":"#DIV/0!"},{"$error":"#DIV/0!"},{"$error":"#DIV/0!"},{"$error":"#DIV/0!"},{"$error":"#DIV/0!"},{"$error":"#DIV/0!"},{"$error":"#DIV/0!"},{"$error":"#DIV/0!"},"暖房時消費電力比","εw"]
[null,null,"暖房能力",{"$f":"($Z$35-0.64*$Z$32)/9*(D$288-7)+$Z$35","v":0},0,0,0,0,0,0,0,0,0,0,0,{"$f":"($Z$32-0.64*$Z$32)/14*($P$288-7)+$Z$32","v":0},{"$f":"($Z$32-0.64*$Z$32)/14*($Q$288-7)+$Z$32","v":0},{"$f":"($Z$32-0.64*$Z$32)/14*($R$288-7)+$Z$32","v":0},{"$f":"($Z$32-0.64*$Z$32)/14*($S$288-7)+$Z$32","v":0},{"$f":"($Z$32-0.64*$Z$32)/14*($T$288-7)+$Z$32","v":0},{"$f":"($Z$32-0.64*$Z$32)/14*($U$288-7)+$Z$32","v":0},{"$f":"($Z$32-0.64*$Z$32)/14*($V$288-7)+$Z$32","v":0},{"$f":"($Z$32-0.64*$Z$32)/14*($W$288-7)+$Z$32","v":0},{"$f":"($Z$32-0.64*$Z$32)/14*($X$288-7)+$Z$32","v":0},{"$f":"($Z$32-0.64*$Z$32)/14*($Y$288-7)+$Z$32","v":0},{"$f":"($Z$32-0.64*$Z$32)/14*($Z$288-7)+$Z$32","v":0},{"$f":"($Z$32-0.64*$Z$32)/14*($AA$288-7)+$Z$32","v":0},{"$f":"($Z$32-0.64*$Z$32)/14*($AB$288-7)+$Z$32","v":0},{"$f":"($Z$32-0.64*$Z$32)/14*($AC$288-7)+$Z$32","v":0},{"$f":"($Z$32-0.64*$Z$32)/14*($AD$288-7)+$Z$32","v":0},{"$f":"($Z$32-0.64*$Z$32)/14*($AE$288-7)+$Z$32","v":0},{"$f":"($Z$32-0.64*$Z$32)/14*($AF$288-7)+$Z$32","v":0},{"$f":"($Z$32-0.64*$Z$32)/14*($AG$288-7)+$Z$32","v":0},{"$f":"($Z$32-0.64*$Z$32)/14*($AH$288-7)+$Z$32","v":0},{"$f":"($Z$32-0.64*$Z$32)/14*($AI$288-7)+$Z$32","v":0},{"$f":"($Z$32-0.64*$Z$32)/14*($AJ$288-7)+$Z$32","v":0},{"$f":"($Z$32-0.64*$Z$32)/14*($AK$288-7)+$Z$32","v":0},{"$f":"($Z$32-0.64*$Z$32)/14*($AL$288-7)+$Z$32","v":0},{"$f":"($Z$32-0.64*$Z$32)/14*($AM$288-7)+$Z$32","v":0},{"$f":"($Z$32-0.64*$Z$32)/14*($AN$288-7)+$Z$32","v":0},{"$f":"($Z$32-0.64*$Z$32)/14*($AO$288-7)+$Z$32","v":0},{"$f":"($Z$32-0.64*$Z$32)/14*($AP$288-7)+$Z$32","v":0},{"$f":"($Z$32-0.64*$Z$32)/14*($AQ$288-7)+$Z$32","v":0},{"$f":"($Z$32-0.64*$Z$32)/14*($AR$288-7)+$Z$32","v":0},{"$f":"($Z$32-0.64*$Z$32)/14*($AS$288-7)+$Z$32","v":0},"暖房能力","Φw"]
[null,null,"暖房消費電力",{"$f":"($Z$36-0.82*$Z$33)/9*(D$288-7)+$Z$36","v":0},0,0,0,0,0,0,0,0,0,0,0,{"$f":"($Z$33-0.82*$Z$33)/14*($P$288-7)+$Z$33","v":0},{"$f":"($Z$33-0.82*$Z$33)/14*($Q$288-7)+$Z$33","v":0},{"$f":"($Z$33-0.82*$Z$33)/14*($R$288-7)+$Z$33","v":0},{"$f":"($Z$33-0.82*$Z$33)/14*($S$288-7)+$Z$33","v":0},{"$f":"($Z$33-0.82*$Z$33)/14*($T$288-7)+$Z$33","v":0},{"$f":"($Z$33-0.82*$Z$33)/14*($U$288-7)+$Z$33","v":0},{"$f":"($Z$33-0.82*$Z$33)/14*($V$288-7)+$Z$33","v":0},{"$f":"($Z$33-0.82*$Z$33)/14*($W$288-7)+$Z$33","v":0},{"$f":"($Z$33-0.82*$Z$33)/14*($X$288-7)+$Z$33","v":0},{"$f":"($Z$33-0.82*$Z$33)/14*($Y$288-7)+$Z$33","v":0},{"$f":"($Z$33-0.82*$Z$33)/14*($Z$288-7)+$Z$33","v":0},{"$f":"($Z$33-0.82*$Z$33)/14*($AA$288-7)+$Z$33","v":0},{"$f":"($Z$33-0.82*$Z$33)/14*($AB$288-7)+$Z$33","v":0},{"$f":"($Z$33-0.82*$Z$33)/14*($AC$288-7)+$Z$33","v":0},{"$f":"($Z$33-0.82*$Z$33)/14*($AD$288-7)+$Z$33","v":0},{"$f":"($Z$33-0.82*$Z$33)/14*($AE$288-7)+$Z$33","v":0},{"$f":"($Z$33-0.82*$Z$33)/14*($AF$288-7)+$Z$33","v":0},{"$f":"($Z$33-0.82*$Z$33)/14*($AG$288-7)+$Z$33","v":0},{"$f":"($Z$33-0.82*$Z$33)/14*($AH$288-7)+$Z$33","v":0},{"$f":"($Z$33-0.82*$Z$33)/14*($AI$288-7)+$Z$33","v":0},{"$f":"($Z$33-0.82*$Z$33)/14*($AJ$288-7)+$Z$33","v":0},{"$f":"($Z$33-0.82*$Z$33)/14*($AK$288-7)+$Z$33","v":0},{"$f":"($Z$33-0.82*$Z$33)/14*($AL$288-7)+$Z$33","v":0},{"$f":"($Z$33-0.82*$Z$33)/14*($AM$288-7)+$Z$33","v":0},{"$f":"($Z$33-0.82*$Z$33)/14*($AN$288-7)+$Z$33","v":0},{"$f":"($Z$33-0.82*$Z$33)/14*($AO$288-7)+$Z$33","v":0},{"$f":"($Z$33-0.82*$Z$33)/14*($AP$288-7)+$Z$33","v":0},{"$f":"($Z$33-0.82*$Z$33)/14*($AQ$288-7)+$Z$33","v":0},{"$f":"($Z$33-0.82*$Z$33)/14*($AR$288-7)+$Z$33","v":0},{"$f":"($Z$33-0.82*$Z$33)/14*($AS$288-7)+$Z$33","v":0},"消費電力","Pw"]
[null,null,"暖房COP",{"$f":"D$359/D$360","v":{"$error":"#DIV/0!"}},{"$f":"E$359/E$360","v":{"$error":"#DIV/0!"}},{"$error":"#DIV/0!"},{"$error":"#DIV/0!"},{"$error":"#DIV/0!"},{"$error":"#DIV/0!"},{"$error":"#DIV/0!"},{"$error":"#DIV/0!"},{"$error":"#DIV/0!"},{"$error":"#DIV/0!"},{"$error":"#DIV/0!"},{"$error":"#DIV/0!"},{"$error":"#DIV/0!"},{"$error":"#DIV/0!"},{"$error":"#DIV/0!"},{"$error":"#DIV/0!"},{"$error":"#DIV/0!"},{"$error":"#DIV/0!"},{"$error":"#DIV/0!"},{"$error":"#DIV/0!"},{"$error":"#DIV/0!"},{"$error":"#DIV/0!"},{"$error":"#DIV/0!"},{"$error":"#DIV/0!"},{"$error":"#DIV/0!"},{"$error":"#DIV/0!"},{"$error":"#DIV/0!"},{"$error":"#DIV/0!"},{"$error":"#DIV/0!"},{"$error":"#DIV/0!"},{"$error":"#DIV/0!"},{"$error":"#DIV/0!"},{"$error":"#DIV/0!"},{"$error":"#DIV/0!"},{"$error":"#DIV/0!"},{"$error":"#DIV/0!"},{"$error":"#DIV/0!"},{"$error":"#DIV/0!"},{"$error":"#DIV/0!"},{"$error":"#DIV/0!"},{"$error":"#DIV/0!"},{"$error":"#DIV/0!"},"暖房COP","σw"]
[null,null,"暖房COP比",{"$f":"$D361/$Q361","v":{"$error":"#DIV/0!"}},{"$f":"$E361/$Q361","v":{"$error":"#DIV/0!"}},{"$f":"$F361/$Q361","v":{"$error":"#DIV/0!"}},{"$f":"$G361/$Q361","v":{"$error":"#DIV/0!"}},{"$f":"$H361/$Q361","v":{"$error":"#DIV/0!"}},{"$f":"$I361/$Q361","v":{"$error":"#DIV/0!"}},{"$f":"$J361/$Q361","v":{"$error":"#DIV/0!"}},{"$f":"$K361/$Q361","v":{"$error":"#DIV/0!"}},{"$f":"$L361/$Q361","v":{"$error":"#DIV/0!"}},{"$f":"$M361/$Q361","v":{"$error":"#DIV/0!"}},{"$f":"$N361/$Q361","v":{"$error":"#DIV/0!"}},{"$f":"$O361/$Q361","v":{"$error":"#DIV/0!"}},{"$f":"$P361/$Q361","v":{"$error":"#DIV/0!"}},{"$f":"$Q361/$Q361","v":{"$error":"#DIV/0!"}},{"$f":"$R361/$Q361","v":{"$error":"#DIV/0!"}},{"$f":"$S361/$Q361","v":{"$error":"#DIV/0!"}},{"$f":"$T361/$Q361","v":{"$error":"#DIV/0!"}},{"$f":"$U361/$Q361","v":{"$error":"#DIV/0!"}},{"$f":"$V361/$Q361","v":{"$error":"#DIV/0!"}},{"$f":"$W361/$Q361","v":{"$error":"#DIV/0!"}},{"$f":"$X361/$Q361","v":{"$error":"#DIV/0!"}},{"$f":"$Y361/$Q361","v":{"$error":"#DIV/0!"}},{"$f":"$Z361/$Q361","v":{"$error":"#DIV/0!"}},{"$f":"$AA361/$Q361","v":{"$error":"#DIV/0!"}},{"$f":"$AB361/$Q361","v":{"$error":"#DIV/0!"}},{"$f":"$AC361/$Q361","v":{"$error":"#DIV/0!"}},{"$f":"$AD361/$Q361","v":{"$error":"#DIV/0!"}},{"$f":"$AE361/$Q361","v":{"$error":"#DIV/0!"}},{"$f":"$AF361/$Q361","v":{"$error":"#DIV/0!"}},{"$f":"$AG361/$Q361","v":{"$error":"#DIV/0!"}},{"$f":"$AH361/$Q361","v":{"$error":"#DIV/0!"}},{"$f":"$AI361/$Q361","v":{"$error":"#DIV/0!"}},{"$f":"$AJ361/$Q361","v":{"$error":"#DIV/0!"}},{"$f":"$AK361/$Q361","v":{"$error":"#DIV/0!"}},{"$f":"$AL361/$Q361","v":{"$error":"#DIV/0!"}},{"$f":"$AM361/$Q361","v":{"$error":"#DIV/0!"}},{"$f":"$AN361/$Q361","v":{"$error":"#DIV/0!"}},{"$f":"$AO361/$Q361","v":{"$error":"#DIV/0!"}},{"$f":"$AP361/$Q361","v":{"$error":"#DIV/0!"}},{"$f":"$AQ361/$Q361","v":{"$error":"#DIV/0!"}},{"$f":"$AR361/$Q361","v":{"$error":"#DIV/0!"}},{"$f":"$AS361/$Q361","v":{"$error":"#DIV/0!"}},"暖房COP比","βw"]
[null,null,"Σ",{"$f":"($AB$26/$Z$37)*D$358*D$301*D$426","v":{"$error":"#VALUE!"}},{"$f":"($AB$26/$Z$37)*E$358*E$301*E$426","v":{"$error":"#VALUE!"}},{"$error":"#VALUE!"},{"$error":"#VALUE!"},{"$error":"#VALUE!"},{"$error":"#VALUE!"},{"$error":"#VALUE!"},{"$error":"#VALUE!"},{"$error":"#VALUE!"},{"$error":"#VALUE!"},{"$error":"#VALUE!"},{"$error":"#VALUE!"},{"$f":"($AB$26/$Z$34)*P$358*P$301*P$426","v":{"$error":"#VALUE!"}},{"$error":"#VALUE!"},{"$error":"#VALUE!"},{"$error":"#VALUE!"},{"$error":"#VALUE!"},{"$error":"#VALUE!"},{"$error":"#VALUE!"},{"$error":"#VALUE!"},{"$error":"#VALUE!"},{"$error":"#VALUE!"},{"$error":"#VALUE!"},{"$error":"#VALUE!"},{"$error":"#VALUE!"},{"$error":"#VALUE!"},{"$error":"#VALUE!"},{"$error":"#VALUE!"},{"$error":"#VALUE!"},{"$error":"#VALUE!"},{"$error":"#VALUE!"},{"$error":"#VALUE!"},{"$error":"#VALUE!"},{"$error":"#VALUE!"},{"$error":"#VALUE!"},{"$error":"#VALUE!"},{"$error":"#VALUE!"},{"$error":"#VALUE!"},{"$error":"#VALUE!"},{"$error":"#VALUE!"},{"$error":"#VALUE!"},{"$error":"#VALUE!"},{"$f":"SUM($D363:$AS363)","v":{"$error":"#VALUE!"}},"Σ"]
[]
[null,"後1","暖房時消費電力比",{"$f":"D$302/D$369","v":{"$error":"#DIV/0!"}},{"$f":"E$302/E$369","v":{"$error":"#DIV/0!"}},{"$error":"#DIV/0!"},{"$error":"#DIV/0!"},{"$error":"#DIV/0!"},{"$error":"#DIV/0!"},{"$error":"#DIV/0!"},{"$error":"#DIV/0!"},{"$error":"#DIV/0!"},{"$error":"#DIV/0!"},{"$error":"#DIV/0!"},{"$error":"#DIV/0!"},{"$error":"#DIV/0!"},{"$error":"#DIV/0!"},{"$error":"#DIV/0!"},{"$error":"#DIV/0!"},{"$error":"#DIV/0!"},{"$error":"#DIV/0!"},{"$error":"#DIV/0!"},{"$error":"#DIV/0!"},{"$error":"#DIV/0!"},{"$error":"#DIV/0!"},{"$error":"#DIV/0!"},{"$error":"#DIV/0!"},{"$error":"#DIV/0!"},{"$error":"#DIV/0!"},{"$error":"#DIV/0!"},{"$error":"#DIV/0!"},{"$error":"#DIV/0!"},{"$error":"#DIV/0!"},{"$error":"#DIV/0!"},{"$error":"#DIV/0!"},{"$error":"#DIV/0!"},{"$error":"#DIV/0!"},{"$error":"#DIV/0!"},{"$error":"#DIV/0!"},{"$error":"#DIV/0!"},{"$error":"#DIV/0!"},{"$error":"#DIV/0!"},{"$error":"#DIV/0!"},{"$error":"#DIV/0!"},{"$error":"#DIV/0!"},"暖房時消費電力比","εw"]
[null,null,"暖房能力",{"$f":"($Q$49-0.64*$Q$46)/9*(D$288-7)+$Q$49","v":0},{"$f":"($Q$49-0.64*$Q$46)/9*(E$288-7)+$Q$49","v":0},0,0,0,0,0,0,0,0,0,0,{"$f":"($Q$46-0.64*$Q$46)/14*($P$288-7)+$Q$46","v":0},{"$f":"($Q$46-0.64*$Q$46)/14*($Q$288-7)+$Q$46","v":0},{"$f":"($Q$46-0.64*$Q$46)/14*($R$288-7)+$Q$46","v":0},{"$f":"($Q$46-0.64*$Q$46)/14*($S$288-7)+$Q$46","v":0},{"$f":"($Q$46-0.64*$Q$46)/14*($T$288-7)+$Q$46","v":0},{"$f":"($Q$46-0.64*$Q$46)/14*($U$288-7)+$Q$46","v":0},{"$f":"($Q$46-0.64*$Q$46)/14*($V$288-7)+$Q$46","v":0},{"$f":"($Q$46-0.64*$Q$46)/14*($W$288-7)+$Q$46","v":0},{"$f":"($Q$46-0.64*$Q$46)/14*($X$288-7)+$Q$46","v":0},{"$f":"($Q$46-0.64*$Q$46)/14*($Y$288-7)+$Q$46","v":0},{"$f":"($Q$46-0.64*$Q$46)/14*($Z$288-7)+$Q$46","v":0},{"$f":"($Q$46-0.64*$Q$46)/14*($AA$288-7)+$Q$46","v":0},{"$f":"($Q$46-0.64*$Q$46)/14*($AB$288-7)+$Q$46","v":0},{"$f":"($Q$46-0.64*$Q$46)/14*($AC$288-7)+$Q$46","v":0},{"$f":"($Q$46-0.64*$Q$46)/14*($AD$288-7)+$Q$46","v":0},{"$f":"($Q$46-0.64*$Q$46)/14*($AE$288-7)+$Q$46","v":0},{"$f":"($Q$46-0.64*$Q$46)/14*($AF$288-7)+$Q$46","v":0},{"$f":"($Q$46-0.64*$Q$46)/14*($AG$288-7)+$Q$46","v":0},{"$f":"($Q$46-0.64*$Q$46)/14*($AH$288-7)+$Q$46","v":0},{"$f":"($Q$46-0.64*$Q$46)/14*($AI$288-7)+$Q$46","v":0},{"$f":"($Q$46-0.64*$Q$46)/14*($AJ$288-7)+$Q$46","v":0},{"$f":"($Q$46-0.64*$Q$46)/14*($AK$288-7)+$Q$46","v":0},{"$f":"($Q$46-0.64*$Q$46)/14*($AL$288-7)+$Q$46","v":0},{"$f":"($Q$46-0.64*$Q$46)/14*($AM$288-7)+$Q$46","v":0},{"$f":"($Q$46-0.64*$Q$46)/14*($AN$288-7)+$Q$46","v":0},{"$f":"($Q$46-0.64*$Q$46)/14*($AO$288-7)+$Q$46","v":0},{"$f":"($Q$46-0.64*$Q$46)/14*($AP$288-7)+$Q$46","v":0},{"$f":"($Q$46-0.64*$Q$46)/14*($AQ$288-7)+$Q$46","v":0},{"$f":"($Q$46-0.64*$Q$46)/14*($AR$288-7)+$Q$46","v":0},{"$f":"($Q$46-0.64*$Q$46)/14*($AS$288-7)+$Q$46","v":0},"暖房能力","Φw"]
[null,null,"暖房消費電力",{"$f":"($Q$50-0.82*$Q$47)/9*(D$288-7)+$Q$50","v":0},{"$f":"($Q$50-0.82*$Q$47)/9*(E$288-7)+$Q$50","v":0},0,0,0,0,0,0,0,0,0,0,{"$f":"($Q$47-0.82*$Q$47)/14*($P$288-7)+$Q$47","v":0},{"$f":"($Q$47-0.82*$Q$47)/14*($Q$288-7)+$Q$47","v":0},{"$f":"($Q$47-0.82*$Q$47)/14*($R$288-7)+$Q$47","v":0},{"$f":"($Q$47-0.82*$Q$47)/14*($S$288-7)+$Q$47","v":0},{"$f":"($Q$47-0.82*$Q$47)/14*($T$288-7)+$Q$47","v":0},{"$f":"($Q$47-0.82*$Q$47)/14*($U$288-7)+$Q$47","v":0},{"$f":"($Q$47-0.82*$Q$47)/14*($V$288-7)+$Q$47","v":0},{"$f":"($Q$47-0.82*$Q$47)/14*($W$288-7)+$Q$47","v":0},{"$f":"($Q$47-0.82*$Q$47)/14*($X$288-7)+$Q$47","v":0},{"$f":"($Q$47-0.82*$Q$47)/14*($Y$288-7)+$Q$47","v":0},{"$f":"($Q$47-0.82*$Q$47)/14*($Z$288-7)+$Q$47","v":0},{"$f":"($Q$47-0.82*$Q$47)/14*($AA$288-7)+$Q$47","v":0},{"$f":"($Q$47-0.82*$Q$47)/14*($AB$288-7)+$Q$47","v":0},{"$f":"($Q$47-0.82*$Q$47)/14*($AC$288-7)+$Q$47","v":0},{"$f":"($Q$47-0.82*$Q$47)/14*($AD$288-7)+$Q$47","v":0},{"$f":"($Q$47-0.82*$Q$47)/14*($AE$288-7)+$Q$47","v":0},{"$f":"($Q$47-0.82*$Q$47)/14*($AF$288-7)+$Q$47","v":0},{"$f":"($Q$47-0.82*$Q$47)/14*($AG$288-7)+$Q$47","v":0},{"$f":"($Q$47-0.82*$Q$47)/14*($AH$288-7)+$Q$47","v":0},{"$f":"($Q$47-0.82*$Q$47)/14*($AI$288-7)+$Q$47","v":0},{"$f":"($Q$47-0.82*$Q$47)/14*($AJ$288-7)+$Q$47","v":0},{"$f":"($Q$47-0.82*$Q$47)/14*($AK$288-7)+$Q$47","v":0},{"$f":"($Q$47-0.82*$Q$47)/14*($AL$288-7)+$Q$47","v":0},{"$f":"($Q$47-0.82*$Q$47)/14*($AM$288-7)+$Q$47","v":0},{"$f":"($Q$47-0.82*$Q$47)/14*($AN$288-7)+$Q$47","v":0},{"$f":"($Q$47-0.82*$Q$47)/14*($AO$288-7)+$Q$47","v":0},{"$f":"($Q$47-0.82*$Q$47)/14*($AP$288-7)+$Q$47","v":0},{"$f":"($Q$47-0.82*$Q$47)/14*($AQ$288-7)+$Q$47","v":0},{"$f":"($Q$47-0.82*$Q$47)/14*($AR$288-7)+$Q$47","v":0},{"$f":"($Q$47-0.82*$Q$47)/14*($AS$288-7)+$Q$47","v":0},"消費電力","Pw"]
[null,null,"暖房COP",{"$f":"D$366/D$367","v":{"$error":"#DIV/0!"}},{"$f":"E$366/E$367","v":{"$error":"#DIV/0!"}},{"$error":"#DIV/0!"},{"$error":"#DIV/0!"},{"$error":"#DIV/0!"},{"$error":"#DIV/0!"},{"$error":"#DIV/0!"},{"$error":"#DIV/0!"},{"$error":"#DIV/0!"},{"$error":"#DIV/0!"},{"$error":"#DIV/0!"},{"$error":"#DIV/0!"},{"$error":"#DIV/0!"},{"$error":"#DIV/0!"},{"$error":"#DIV/0!"},{"$error":"#DIV/0!"},{"$error":"#DIV/0!"},{"$error":"#DIV/0!"},{"$error":"#DIV/0!"},{"$error":"#DIV/0!"},{"$error":"#DIV/0!"},{"$error":"#DIV/0!"},{"$error":"#DIV/0!"},{"$error":"#DIV/0!"},{"$error":"#DIV/0!"},{"$error":"#DIV/0!"},{"$error":"#DIV/0!"},{"$error":"#DIV/0!"},{"$error":"#DIV/0!"},{"$error":"#DIV/0!"},{"$error":"#DIV/0!"},{"$error":"#DIV/0!"},{"$error":"#DIV/0!"},{"$error":"#DIV/0!"},{"$error":"#DIV/0!"},{"$error":"#DIV/0!"},{"$error":"#DIV/0!"},{"$error":"#DIV/0!"},{"$error":"#DIV/0!"},{"$error":"#DIV/0!"},{"$error":"#DIV/0!"},{"$error":"#DIV/0!"},"暖房COP","σw"]
[null,null,"暖房COP比",{"$f":"$D$368/$Q$368","v":{"$error":"#DIV/0!"}},{"$f":"$E$368/$Q$368","v":{"$error":"#DIV/0!"}},{"$f":"$F$368/$Q$368","v":{"$error":"#DIV/0!"}},{"$f":"$G$368/$Q$368","v":{"$error":"#DIV/0!"}},{"$f":"$H$368/$Q$368","v":{"$error":"#DIV/0!"}},{"$f":"$I$368/$Q$368","v":{"$error":"#DIV/0!"}},{"$f":"$J$368/$Q$368","v":{"$error":"#DIV/0!"}},{"$f":"$K$368/$Q$368","v":{"$error":"#DIV/0!"}},{"$f":"$L$368/$Q$368","v":{"$error":"#DIV/0!"}},{"$f":"$M$368/$Q$368","v":{"$error":"#DIV/0!"}},{"$f":"$N$368/$Q$368","v":{"$error":"#DIV/0!"}},{"$f":"$O$368/$Q$368","v":{"$error":"#DIV/0!"}},{"$f":"$P$368/$Q$368","v":{"$error":"#DIV/0!"}},{"$f":"$Q$368/$Q$368","v":{"$error":"#DIV/0!"}},{"$f":"$R$368/$Q$368","v":{"$error":"#DIV/0!"}},{"$f":"$S$368/$Q$368","v":{"$error":"#DIV/0!"}},{"$f":"$T$368/$Q$368","v":{"$error":"#DIV/0!"}},{"$f":"$U$368/$Q$368","v":{"$error":"#DIV/0!"}},{"$f":"$V$368/$Q$368","v":{"$error":"#DIV/0!"}},{"$f":"$W$368/$Q$368","v":{"$error":"#DIV/0!"}},{"$f":"$X$368/$Q$368","v":{"$error":"#DIV/0!"}},{"$f":"$Y$368/$Q$368","v":{"$error":"#DIV/0!"}},{"$f":"$Z$368/$Q$368","v":{"$error":"#DIV/0!"}},{"$f":"$AA$368/$Q$368","v":{"$error":"#DIV/0!"}},{"$f":"$AB$368/$Q$368","v":{"$error":"#DIV/0!"}},{"$f":"$AC$368/$Q$368","v":{"$error":"#DIV/0!"}},{"$f":"$AD$368/$Q$368","v":{"$error":"#DIV/0!"}},{"$f":"$AE$368/$Q$368","v":{"$error":"#DIV/0!"}},{"$f":"$AF$368/$Q$368","v":{"$error":"#DIV/0!"}},{"$f":"$AG$368/$Q$368","v":{"$error":"#DIV/0!"}},{"$f":"$AH$368/$Q$368","v":{"$error":"#DIV/0!"}},{"$f":"$AI$368/$Q$368","v":{"$error":"#DIV/0!"}},{"$f":"$AJ$368/$Q$368","v":{"$error":"#DIV/0!"}},{"$f":"$AK$368/$Q$368","v":{"$error":"#DIV/0!"}},{"$f":"$AL$368/$Q$368","v":{"$error":"#DIV/0!"}},{"$f":"$AM$368/$Q$368","v":{"$error":"#DIV/0!"}},{"$f":"$AN$368/$Q$368","v":{"$error":"#DIV/0!"}},{"$f":"$AO$368/$Q$368","v":{"$error":"#DIV/0!"}},{"$f":"$AP$368/$Q$368","v":{"$error":"#DIV/0!"}},{"$f":"$AQ$368/$Q$368","v":{"$error":"#DIV/0!"}},{"$f":"$AR$368/$Q$368","v":{"$error":"#DIV/0!"}},{"$f":"$AS$368/$Q$368","v":{"$error":"#DIV/0!"}},"暖房COP比","βw"]
[null,null,"Σ",{"$f":"($AB$26/$Q$51)*D$365*D$301*D$426","v":{"$error":"#VALUE!"}},{"$f":"($AB$26/$Q$51)*E$365*E$301*E$426","v":{"$error":"#VALUE!"}},{"$error":"#VALUE!"},{"$error":"#VALUE!"},{"$error":"#VALUE!"},{"$error":"#VALUE!"},{"$error":"#VALUE!"},{"$error":"#VALUE!"},{"$error":"#VALUE!"},{"$error":"#VALUE!"},{"$error":"#VALUE!"},{"$error":"#VALUE!"},{"$f":"($AB$26/$Q$48)*P$365*P$301*P$426","v":{"$error":"#VALUE!"}},{"$error":"#VALUE!"},{"$error":"#VALUE!"},{"$error":"#VALUE!"},{"$error":"#VALUE!"},{"$error":"#VALUE!"},{"$error":"#VALUE!"},{"$error":"#VALUE!"},{"$error":"#VALUE!"},{"$error":"#VALUE!"},{"$error":"#VALUE!"},{"$error":"#VALUE!"},{"$error":"#VALUE!"},{"$error":"#VALUE!"},{"$error":"#VALUE!"},{"$error":"#VALUE!"},{"$error":"#VALUE!"},{"$error":"#VALUE!"},{"$error":"#VALUE!"},{"$error":"#VALUE!"},{"$error":"#VALUE!"},{"$error":"#VALUE!"},{"$error":"#VALUE!"},{"$error":"#VALUE!"},{"$error":"#VALUE!"},{"$error":"#VALUE!"},{"$error":"#VALUE!"},{"$error":"#VALUE!"},{"$error":"#VALUE!"},{"$error":"#VALUE!"},{"$f":"SUM($D370:$AS370)","v":{"$error":"#VALUE!"}},"Σ"]
[null,"後2","暖房時消費電力比",{"$f":"D$302/D$375","v":{"$error":"#DIV/0!"}},{"$f":"E$302/E$375","v":{"$error":"#DIV/0!"}},{"$error":"#DIV/0!"},{"$error":"#DIV/0!"},{"$error":"#DIV/0!"},{"$error":"#DIV/0!"},{"$error":"#DIV/0!"},{"$error":"#DIV/0!"},{"$error":"#DIV/0!"},{"$error":"#DIV/0!"},{"$error":"#DIV/0!"},{"$error":"#DIV/0!"},{"$error":"#DIV/0!"},{"$error":"#DIV/0!"},{"$error":"#DIV/0!"},{"$error":"#DIV/0!"},{"$error":"#DIV/0!"},{"$error":"#DIV/0!"},{"$error":"#DIV/0!"},{"$error":"#DIV/0!"},{"$error":"#DIV/0!"},{"$error":"#DIV/0!"},{"$error":"#DIV/0!"},{"$error":"#DIV/0!"},{"$error":"#DIV/0!"},{"$error":"#DIV/0!"},{"$error":"#DIV/0!"},{"$error":"#DIV/0!"},{"$error":"#DIV/0!"},{"$error":"#DIV/0!"},{"$error":"#DIV/0!"},{"$error":"#DIV/0!"},{"$error":"#DIV/0!"},{"$error":"#DIV/0!"},{"$error":"#DIV/0!"},{"$error":"#DIV/0!"},{"$error":"#DIV/0!"},{"$error":"#DIV/0!"},{"$error":"#DIV/0!"},{"$error":"#DIV/0!"},{"$error":"#DIV/0!"},{"$error":"#DIV/0!"},"暖房時消費電力比","εw"]
[null,null,"暖房能力",{"$f":"($R$49-0.64*$R$46)/9*(D$288-7)+$R$49","v":0},{"$f":"($R$49-0.64*$R$46)/9*(E$288-7)+$R$49","v":0},0,0,0,0,0,0,0,0,0,{"$f":"($R$49-0.64*$R$46)/9*(O$288-7)+$R$49","v":0},{"$f":"($R$46-0.64*$R$46)/14*($P$288-7)+$R$46","v":0},{"$f":"($R$46-0.64*$R$46)/14*($Q$288-7)+$R$46","v":0},{"$f":"($R$46-0.64*$R$46)/14*($R$288-7)+$R$46","v":0},{"$f":"($R$46-0.64*$R$46)/14*($S$288-7)+$R$46","v":0},{"$f":"($R$46-0.64*$R$46)/14*($T$288-7)+$R$46","v":0},{"$f":"($R$46-0.64*$R$46)/14*($U$288-7)+$R$46","v":0},{"$f":"($R$46-0.64*$R$46)/14*($V$288-7)+$R$46","v":0},{"$f":"($R$46-0.64*$R$46)/14*($W$288-7)+$R$46","v":0},{"$f":"($R$46-0.64*$R$46)/14*($X$288-7)+$R$46","v":0},{"$f":"($R$46-0.64*$R$46)/14*($Y$288-7)+$R$46","v":0},{"$f":"($R$46-0.64*$R$46)/14*($Z$288-7)+$R$46","v":0},{"$f":"($R$46-0.64*$R$46)/14*($AA$288-7)+$R$46","v":0},{"$f":"($R$46-0.64*$R$46)/14*($AB$288-7)+$R$46","v":0},{"$f":"($R$46-0.64*$R$46)/14*($AC$288-7)+$R$46","v":0},{"$f":"($R$46-0.64*$R$46)/14*($AD$288-7)+$R$46","v":0},{"$f":"($R$46-0.64*$R$46)/14*($AE$288-7)+$R$46","v":0},{"$f":"($R$46-0.64*$R$46)/14*($AF$288-7)+$R$46","v":0},{"$f":"($R$46-0.64*$R$46)/14*($AG$288-7)+$R$46","v":0},{"$f":"($R$46-0.64*$R$46)/14*($AH$288-7)+$R$46","v":0},{"$f":"($R$46-0.64*$R$46)/14*($AI$288-7)+$R$46","v":0},{"$f":"($R$46-0.64*$R$46)/14*($AJ$288-7)+$R$46","v":0},{"$f":"($R$46-0.64*$R$46)/14*($AK$288-7)+$R$46","v":0},{"$f":"($R$46-0.64*$R$46)/14*($AL$288-7)+$R$46","v":0},{"$f":"($R$46-0.64*$R$46)/14*($AM$288-7)+$R$46","v":0},{"$f":"($R$46-0.64*$R$46)/14*($AN$288-7)+$R$46","v":0},{"$f":"($R$46-0.64*$R$46)/14*($AO$288-7)+$R$46","v":0},{"$f":"($R$46-0.64*$R$46)/14*($AP$288-7)+$R$46","v":0},{"$f":"($R$46-0.64*$R$46)/14*($AQ$288-7)+$R$46","v":0},{"$f":"($R$46-0.64*$R$46)/14*($AR$288-7)+$R$46","v":0},{"$f":"($R$46-0.64*$R$46)/14*($AS$288-7)+$R$46","v":0},"暖房能力","Φw"]
[null,null,"暖房消費電力",{"$f":"($R$50-0.82*$R$47)/9*(D$288-7)+$R$50","v":0},{"$f":"($R$50-0.82*$R$47)/9*(E$288-7)+$R$50","v":0},0,0,0,0,0,0,0,0,0,0,{"$f":"($R$47-0.82*$R$47)/14*($P$288-7)+$R$47","v":0},{"$f":"($R$47-0.82*$R$47)/14*($Q$288-7)+$R$47","v":0},{"$f":"($R$47-0.82*$R$47)/14*($R$288-7)+$R$47","v":0},{"$f":"($R$47-0.82*$R$47)/14*($S$288-7)+$R$47","v":0},{"$f":"($R$47-0.82*$R$47)/14*($T$288-7)+$R$47","v":0},{"$f":"($R$47-0.82*$R$47)/14*($U$288-7)+$R$47","v":0},{"$f":"($R$47-0.82*$R$47)/14*($V$288-7)+$R$47","v":0},{"$f":"($R$47-0.82*$R$47)/14*($W$288-7)+$R$47","v":0},{"$f":"($R$47-0.82*$R$47)/14*($X$288-7)+$R$47","v":0},{"$f":"($R$47-0.82*$R$47)/14*($Y$288-7)+$R$47","v":0},{"$f":"($R$47-0.82*$R$47)/14*($Z$288-7)+$R$47","v":0},{"$f":"($R$47-0.82*$R$47)/14*($AA$288-7)+$R$47","v":0},{"$f":"($R$47-0.82*$R$47)/14*($AB$288-7)+$R$47","v":0},{"$f":"($R$47-0.82*$R$47)/14*($AC$288-7)+$R$47","v":0},{"$f":"($R$47-0.82*$R$47)/14*($AD$288-7)+$R$47","v":0},{"$f":"($R$47-0.82*$R$47)/14*($AE$288-7)+$R$47","v":0},{"$f":"($R$47-0.82*$R$47)/14*($AF$288-7)+$R$47","v":0},{"$f":"($R$47-0.82*$R$47)/14*($AG$288-7)+$R$47","v":0},{"$f":"($R$47-0.82*$R$47)/14*($AH$288-7)+$R$47","v":0},{"$f":"($R$47-0.82*$R$47)/14*($AI$288-7)+$R$47","v":0},{"$f":"($R$47-0.82*$R$47)/14*($AJ$288-7)+$R$47","v":0},{"$f":"($R$47-0.82*$R$47)/14*($AK$288-7)+$R$47","v":0},{"$f":"($R$47-0.82*$R$47)/14*($AL$288-7)+$R$47","v":0},{"$f":"($R$47-0.82*$R$47)/14*($AM$288-7)+$R$47","v":0},{"$f":"($R$47-0.82*$R$47)/14*($AN$288-7)+$R$47","v":0},{"$f":"($R$47-0.82*$R$47)/14*($AO$288-7)+$R$47","v":0},{"$f":"($R$47-0.82*$R$47)/14*($AP$288-7)+$R$47","v":0},{"$f":"($R$47-0.82*$R$47)/14*($AQ$288-7)+$R$47","v":0},{"$f":"($R$47-0.82*$R$47)/14*($AR$288-7)+$R$47","v":0},{"$f":"($R$47-0.82*$R$47)/14*($AS$288-7)+$R$47","v":0},"消費電力","Pw"]
[null,null,"暖房COP",{"$f":"D$372/D$373","v":{"$error":"#DIV/0!"}},{"$f":"E$372/E$373","v":{"$error":"#DIV/0!"}},{"$error":"#DIV/0!"},{"$error":"#DIV/0!"},{"$error":"#DIV/0!"},{"$error":"#DIV/0!"},{"$error":"#DIV/0!"},{"$error":"#DIV/0!"},{"$error":"#DIV/0!"},{"$error":"#DIV/0!"},{"$error":"#DIV/0!"},{"$error":"#DIV/0!"},{"$error":"#DIV/0!"},{"$error":"#DIV/0!"},{"$error":"#DIV/0!"},{"$error":"#DIV/0!"},{"$error":"#DIV/0!"},{"$error":"#DIV/0!"},{"$error":"#DIV/0!"},{"$error":"#DIV/0!"},{"$error":"#DIV/0!"},{"$error":"#DIV/0!"},{"$error":"#DIV/0!"},{"$error":"#DIV/0!"},{"$error":"#DIV/0!"},{"$error":"#DIV/0!"},{"$error":"#DIV/0!"},{"$error":"#DIV/0!"},{"$error":"#DIV/0!"},{"$error":"#DIV/0!"},{"$error":"#DIV/0!"},{"$error":"#DIV/0!"},{"$error":"#DIV/0!"},{"$error":"#DIV/0!"},{"$error":"#DIV/0!"},{"$error":"#DIV/0!"},{"$error":"#DIV/0!"},{"$error":"#DIV/0!"},{"$error":"#DIV/0!"},{"$error":"#DIV/0!"},{"$error":"#DIV/0!"},{"$error":"#DIV/0!"},"暖房COP","σw"]
[null,null,"暖房COP比",{"$f":"$D374/$Q374","v":{"$error":"#DIV/0!"}},{"$f":"$E374/$Q374","v":{"$error":"#DIV/0!"}},{"$f":"$F374/$Q374","v":{"$error":"#DIV/0!"}},{"$f":"$G374/$Q374","v":{"$error":"#DIV/0!"}},{"$f":"$H374/$Q374","v":{"$error":"#DIV/0!"}},{"$f":"$I374/$Q374","v":{"$error":"#DIV/0!"}},{"$f":"$J374/$Q374","v":{"$error":"#DIV/0!"}},{"$f":"$K374/$Q374","v":{"$error":"#DIV/0!"}},{"$f":"$L374/$Q374","v":{"$error":"#DIV/0!"}},{"$f":"$M374/$Q374","v":{"$error":"#DIV/0!"}},{"$f":"$N374/$Q374","v":{"$error":"#DIV/0!"}},{"$f":"$O374/$Q374","v":{"$error":"#DIV/0!"}},{"$f":"$P374/$Q374","v":{"$error":"#DIV/0!"}},{"$f":"$Q374/$Q374","v":{"$error":"#DIV/0!"}},{"$f":"$R374/$Q374","v":{"$error":"#DIV/0!"}},{"$f":"$S374/$Q374","v":{"$error":"#DIV/0!"}},{"$f":"$T374/$Q374","v":{"$error":"#DIV/0!"}},{"$f":"$U374/$Q374","v":{"$error":"#DIV/0!"}},{"$f":"$V374/$Q374","v":{"$error":"#DIV/0!"}},{"$f":"$W374/$Q374","v":{"$error":"#DIV/0!"}},{"$f":"$X374/$Q374","v":{"$error":"#DIV/0!"}},{"$f":"$Y374/$Q374","v":{"$error":"#DIV/0!"}},{"$f":"$Z374/$Q374","v":{"$error":"#DIV/0!"}},{"$f":"$AA374/$Q374","v":{"$error":"#DIV/0!"}},{"$f":"$AB374/$Q374","v":{"$error":"#DIV/0!"}},{"$f":"$AC374/$Q374","v":{"$error":"#DIV/0!"}},{"$f":"$AD374/$Q374","v":{"$error":"#DIV/0!"}},{"$f":"$AE374/$Q374","v":{"$error":"#DIV/0!"}},{"$f":"$AF374/$Q374","v":{"$error":"#DIV/0!"}},{"$f":"$AG374/$Q374","v":{"$error":"#DIV/0!"}},{"$f":"$AH374/$Q374","v":{"$error":"#DIV/0!"}},{"$f":"$AI374/$Q374","v":{"$error":"#DIV/0!"}},{"$f":"$AJ374/$Q374","v":{"$error":"#DIV/0!"}},{"$f":"$AK374/$Q374","v":{"$error":"#DIV/0!"}},{"$f":"$AL374/$Q374","v":{"$error":"#DIV/0!"}},{"$f":"$AM374/$Q374","v":{"$error":"#DIV/0!"}},{"$f":"$AN374/$Q374","v":{"$error":"#DIV/0!"}},{"$f":"$AO374/$Q374","v":{"$error":"#DIV/0!"}},{"$f":"$AP374/$Q374","v":{"$error":"#DIV/0!"}},{"$f":"$AQ374/$Q374","v":{"$error":"#DIV/0!"}},{"$f":"$AR374/$Q374","v":{"$error":"#DIV/0!"}},{"$f":"$AS374/$Q374","v":{"$error":"#DIV/0!"}},"暖房COP比","βw"]
[null,null,"Σ",{"$f":"($AB$26/$R$51)*D$371*D$301*D$426","v":{"$error":"#VALUE!"}},{"$f":"($AB$26/$R$51)*E$371*E$301*E$426","v":{"$error":"#VALUE!"}},{"$error":"#VALUE!"},{"$error":"#VALUE!"},{"$error":"#VALUE!"},{"$error":"#VALUE!"},{"$error":"#VALUE!"},{"$error":"#VALUE!"},{"$error":"#VALUE!"},{"$error":"#VALUE!"},{"$error":"#VALUE!"},{"$error":"#VALUE!"},{"$f":"($AB$26/$R$48)*P$371*P$301*P$426","v":{"$error":"#VALUE!"}},{"$error":"#VALUE!"},{"$error":"#VALUE!"},{"$error":"#VALUE!"},{"$error":"#VALUE!"},{"$error":"#VALUE!"},{"$error":"#VALUE!"},{"$error":"#VALUE!"},{"$error":"#VALUE!"},{"$error":"#VALUE!"},{"$error":"#VALUE!"},{"$error":"#VALUE!"},{"$error":"#VALUE!"},{"$error":"#VALUE!"},{"$error":"#VALUE!"},{"$error":"#VALUE!"},{"$error":"#VALUE!"},{"$error":"#VALUE!"},{"$error":"#VALUE!"},{"$error":"#VALUE!"},{"$error":"#VALUE!"},{"$error":"#VALUE!"},{"$error":"#VALUE!"},{"$error":"#VALUE!"},{"$error":"#VALUE!"},{"$error":"#VALUE!"},{"$error":"#VALUE!"},{"$error":"#VALUE!"},{"$error":"#VALUE!"},{"$error":"#VALUE!"},{"$f":"SUM($D376:$AS376)","v":{"$error":"#VALUE!"}},"Σ"]
[null,"後3","暖房時消費電力比",{"$f":"D$302/D$381","v":{"$error":"#DIV/0!"}},{"$f":"E$302/E$381","v":{"$error":"#DIV/0!"}},{"$error":"#DIV/0!"},{"$error":"#DIV/0!"},{"$error":"#DIV/0!"},{"$error":"#DIV/0!"},{"$error":"#DIV/0!"},{"$error":"#DIV/0!"},{"$error":"#DIV/0!"},{"$error":"#DIV/0!"},{"$error":"#DIV/0!"},{"$error":"#DIV/0!"},{"$error":"#DIV/0!"},{"$error":"#DIV/0!"},{"$error":"#DIV/0!"},{"$error":"#DIV/0!"},{"$error":"#DIV/0!"},{"$error":"#DIV/0!"},{"$error":"#DIV/0!"},{"$error":"#DIV/0!"},{"$error":"#DIV/0!"},{"$error":"#DIV/0!"},{"$error":"#DIV/0!"},{"$error":"#DIV/0!"},{"$error":"#DIV/0!"},{"$error":"#DIV/0!"},{"$error":"#DIV/0!"},{"$error":"#DIV/0!"},{"$error":"#DIV/0!"},{"$error":"#DIV/0!"},{"$error":"#DIV/0!"},{"$error":"#DIV/0!"},{"$error":"#DIV/0!"},{"$error":"#DIV/0!"},{"$error":"#DIV/0!"},{"$error":"#DIV/0!"},{"$error":"#DIV/0!"},{"$error":"#DIV/0!"},{"$error":"#DIV/0!"},{"$error":"#DIV/0!"},{"$error":"#DIV/0!"},{"$error":"#DIV/0!"},"暖房時消費電力比","εw"]
[null,null,"暖房能力",{"$f":"($S$49-0.64*$S$46)/9*(D$288-7)+$S$49","v":0},{"$f":"($S$49-0.64*$S$46)/9*(E$288-7)+$S$49","v":0},0,0,0,0,0,0,0,0,0,0,{"$f":"($S$46-0.64*$S$46)/14*($P$288-7)+$S$46","v":0},{"$f":"($S$46-0.64*$S$46)/14*($Q$288-7)+$S$46","v":0},{"$f":"($S$46-0.64*$S$46)/14*($R$288-7)+$S$46","v":0},{"$f":"($S$46-0.64*$S$46)/14*($S$288-7)+$S$46","v":0},{"$f":"($S$46-0.64*$S$46)/14*($T$288-7)+$S$46","v":0},{"$f":"($S$46-0.64*$S$46)/14*($U$288-7)+$S$46","v":0},{"$f":"($S$46-0.64*$S$46)/14*($V$288-7)+$S$46","v":0},{"$f":"($S$46-0.64*$S$46)/14*($W$288-7)+$S$46","v":0},{"$f":"($S$46-0.64*$S$46)/14*($X$288-7)+$S$46","v":0},{"$f":"($S$46-0.64*$S$46)/14*($Y$288-7)+$S$46","v":0},{"$f":"($S$46-0.64*$S$46)/14*($Z$288-7)+$S$46","v":0},{"$f":"($S$46-0.64*$S$46)/14*($AA$288-7)+$S$46","v":0},{"$f":"($S$46-0.64*$S$46)/14*($AB$288-7)+$S$46","v":0},{"$f":"($S$46-0.64*$S$46)/14*($AC$288-7)+$S$46","v":0},{"$f":"($S$46-0.64*$S$46)/14*($AD$288-7)+$S$46","v":0},{"$f":"($S$46-0.64*$S$46)/14*($AE$288-7)+$S$46","v":0},{"$f":"($S$46-0.64*$S$46)/14*($AF$288-7)+$S$46","v":0},{"$f":"($S$46-0.64*$S$46)/14*($AG$288-7)+$S$46","v":0},{"$f":"($S$46-0.64*$S$46)/14*($AH$288-7)+$S$46","v":0},{"$f":"($S$46-0.64*$S$46)/14*($AI$288-7)+$S$46","v":0},{"$f":"($S$46-0.64*$S$46)/14*($AJ$288-7)+$S$46","v":0},{"$f":"($S$46-0.64*$S$46)/14*($AK$288-7)+$S$46","v":0},{"$f":"($S$46-0.64*$S$46)/14*($AL$288-7)+$S$46","v":0},{"$f":"($S$46-0.64*$S$46)/14*($AM$288-7)+$S$46","v":0},{"$f":"($S$46-0.64*$S$46)/14*($AN$288-7)+$S$46","v":0},{"$f":"($S$46-0.64*$S$46)/14*($AO$288-7)+$S$46","v":0},{"$f":"($S$46-0.64*$S$46)/14*($AP$288-7)+$S$46","v":0},{"$f":"($S$46-0.64*$S$46)/14*($AQ$288-7)+$S$46","v":0},{"$f":"($S$46-0.64*$S$46)/14*($AR$288-7)+$S$46","v":0},{"$f":"($S$46-0.64*$S$46)/14*($AS$288-7)+$S$46","v":0},"暖房能力","Φw"]
[null,null,"暖房消費電力",{"$f":"($S$50-0.82*$S$47)/9*(D$288-7)+$S$50","v":0},{"$f":"($S$50-0.82*$S$47)/9*(E$288-7)+$S$50","v":0},0,0,0,0,0,0,0,0,0,0,{"$f":"($S$47-0.82*$S$47)/14*($P$288-7)+$S$47","v":0},{"$f":"($S$47-0.82*$S$47)/14*($Q$288-7)+$S$47","v":0},{"$f":"($S$47-0.82*$S$47)/14*($R$288-7)+$S$47","v":0},{"$f":"($S$47-0.82*$S$47)/14*($S$288-7)+$S$47","v":0},{"$f":"($S$47-0.82*$S$47)/14*($T$288-7)+$S$47","v":0},{"$f":"($S$47-0.82*$S$47)/14*($U$288-7)+$S$47","v":0},{"$f":"($S$47-0.82*$S$47)/14*($V$288-7)+$S$47","v":0},{"$f":"($S$47-0.82*$S$47)/14*($W$288-7)+$S$47","v":0},{"$f":"($S$47-0.82*$S$47)/14*($X$288-7)+$S$47","v":0},{"$f":"($S$47-0.82*$S$47)/14*($Y$288-7)+$S$47","v":0},{"$f":"($S$47-0.82*$S$47)/14*($Z$288-7)+$S$47","v":0},{"$f":"($S$47-0.82*$S$47)/14*($AA$288-7)+$S$47","v":0},{"$f":"($S$47-0.82*$S$47)/14*($AB$288-7)+$S$47","v":0},{"$f":"($S$47-0.82*$S$47)/14*($AC$288-7)+$S$47","v":0},{"$f":"($S$47-0.82*$S$47)/14*($AD$288-7)+$S$47","v":0},{"$f":"($S$47-0.82*$S$47)/14*($AE$288-7)+$S$47","v":0},{"$f":"($S$47-0.82*$S$47)/14*($AF$288-7)+$S$47","v":0},{"$f":"($S$47-0.82*$S$47)/14*($AG$288-7)+$S$47","v":0},{"$f":"($S$47-0.82*$S$47)/14*($AH$288-7)+$S$47","v":0},{"$f":"($S$47-0.82*$S$47)/14*($AI$288-7)+$S$47","v":0},{"$f":"($S$47-0.82*$S$47)/14*($AJ$288-7)+$S$47","v":0},{"$f":"($S$47-0.82*$S$47)/14*($AK$288-7)+$S$47","v":0},{"$f":"($S$47-0.82*$S$47)/14*($AL$288-7)+$S$47","v":0},{"$f":"($S$47-0.82*$S$47)/14*($AM$288-7)+$S$47","v":0},{"$f":"($S$47-0.82*$S$47)/14*($AN$288-7)+$S$47","v":0},{"$f":"($S$47-0.82*$S$47)/14*($AO$288-7)+$S$47","v":0},{"$f":"($S$47-0.82*$S$47)/14*($AP$288-7)+$S$47","v":0},{"$f":"($S$47-0.82*$S$47)/14*($AQ$288-7)+$S$47","v":0},{"$f":"($S$47-0.82*$S$47)/14*($AR$288-7)+$S$47","v":0},{"$f":"($S$47-0.82*$S$47)/14*($AS$288-7)+$S$47","v":0},"消費電力","Pw"]
[null,null,"暖房COP",{"$f":"D$378/D$379","v":{"$error":"#DIV/0!"}},{"$f":"E$378/E$379","v":{"$error":"#DIV/0!"}},{"$error":"#DIV/0!"},{"$error":"#DIV/0!"},{"$error":"#DIV/0!"},{"$error":"#DIV/0!"},{"$error":"#DIV/0!"},{"$error":"#DIV/0!"},{"$error":"#DIV/0!"},{"$error":"#DIV/0!"},{"$error":"#DIV/0!"},{"$error":"#DIV/0!"},{"$error":"#DIV/0!"},{"$error":"#DIV/0!"},{"$error":"#DIV/0!"},{"$error":"#DIV/0!"},{"$error":"#DIV/0!"},{"$error":"#DIV/0!"},{"$error":"#DIV/0!"},{"$error":"#DIV/0!"},{"$error":"#DIV/0!"},{"$error":"#DIV/0!"},{"$error":"#DIV/0!"},{"$error":"#DIV/0!"},{"$error":"#DIV/0!"},{"$error":"#DIV/0!"},{"$error":"#DIV/0!"},{"$error":"#DIV/0!"},{"$error":"#DIV/0!"},{"$error":"#DIV/0!"},{"$error":"#DIV/0!"},{"$error":"#DIV/0!"},{"$error":"#DIV/0!"},{"$error":"#DIV/0!"},{"$error":"#DIV/0!"},{"$error":"#DIV/0!"},{"$error":"#DIV/0!"},{"$error":"#DIV/0!"},{"$error":"#DIV/0!"},{"$error":"#DIV/0!"},{"$error":"#DIV/0!"},{"$error":"#DIV/0!"},"暖房COP","σw"]
[null,null,"暖房COP比",{"$f":"$D380/$Q380","v":{"$error":"#DIV/0!"}},{"$f":"$E380/$Q380","v":{"$error":"#DIV/0!"}},{"$f":"$F380/$Q380","v":{"$error":"#DIV/0!"}},{"$f":"$G380/$Q380","v":{"$error":"#DIV/0!"}},{"$f":"$H380/$Q380","v":{"$error":"#DIV/0!"}},{"$f":"$I380/$Q380","v":{"$error":"#DIV/0!"}},{"$f":"$J380/$Q380","v":{"$error":"#DIV/0!"}},{"$f":"$K380/$Q380","v":{"$error":"#DIV/0!"}},{"$f":"$L380/$Q380","v":{"$error":"#DIV/0!"}},{"$f":"$M380/$Q380","v":{"$error":"#DIV/0!"}},{"$f":"$N380/$Q380","v":{"$error":"#DIV/0!"}},{"$f":"$O380/$Q380","v":{"$error":"#DIV/0!"}},{"$f":"$P380/$Q380","v":{"$error":"#DIV/0!"}},{"$f":"$Q380/$Q380","v":{"$error":"#DIV/0!"}},{"$f":"$R380/$Q380","v":{"$error":"#DIV/0!"}},{"$f":"$S380/$Q380","v":{"$error":"#DIV/0!"}},{"$f":"$T380/$Q380","v":{"$error":"#DIV/0!"}},{"$f":"$U380/$Q380","v":{"$error":"#DIV/0!"}},{"$f":"$V380/$Q380","v":{"$error":"#DIV/0!"}},{"$f":"$W380/$Q380","v":{"$error":"#DIV/0!"}},{"$f":"$X380/$Q380","v":{"$error":"#DIV/0!"}},{"$f":"$Y380/$Q380","v":{"$error":"#DIV/0!"}},{"$f":"$Z380/$Q380","v":{"$error":"#DIV/0!"}},{"$f":"$AA380/$Q380","v":{"$error":"#DIV/0!"}},{"$f":"$AB380/$Q380","v":{"$error":"#DIV/0!"}},{"$f":"$AC380/$Q380","v":{"$error":"#DIV/0!"}},{"$f":"$AD380/$Q380","v":{"$error":"#DIV/0!"}},{"$f":"$AE380/$Q380","v":{"$error":"#DIV/0!"}},{"$f":"$AF380/$Q380","v":{"$error":"#DIV/0!"}},{"$f":"$AG380/$Q380","v":{"$error":"#DIV/0!"}},{"$f":"$AH380/$Q380","v":{"$error":"#DIV/0!"}},{"$f":"$AI380/$Q380","v":{"$error":"#DIV/0!"}},{"$f":"$AJ380/$Q380","v":{"$error":"#DIV/0!"}},{"$f":"$AK380/$Q380","v":{"$error":"#DIV/0!"}},{"$f":"$AL380/$Q380","v":{"$error":"#DIV/0!"}},{"$f":"$AM380/$Q380","v":{"$error":"#DIV/0!"}},{"$f":"$AN380/$Q380","v":{"$error":"#DIV/0!"}},{"$f":"$AO380/$Q380","v":{"$error":"#DIV/0!"}},{"$f":"$AP380/$Q380","v":{"$error":"#DIV/0!"}},{"$f":"$AQ380/$Q380","v":{"$error":"#DIV/0!"}},{"$f":"$AR380/$Q380","v":{"$error":"#DIV/0!"}},{"$f":"$AS380/$Q380","v":{"$error":"#DIV/0!"}},"暖房COP比","βw"]
[null,null,"Σ",{"$f":"($AB$26/$S$51)*D$377*D$301*D$426","v":{"$error":"#VALUE!"}},{"$f":"($AB$26/$S$51)*E$377*E$301*E$426","v":{"$error":"#VALUE!"}},{"$error":"#VALUE!"},{"$error":"#VALUE!"},{"$error":"#VALUE!"},{"$error":"#VALUE!"},{"$error":"#VALUE!"},{"$error":"#VALUE!"},{"$error":"#VALUE!"},{"$error":"#VALUE!"},{"$error":"#VALUE!"},{"$error":"#VALUE!"},{"$f":"($AB$26/$S$48)*P$377*P$301*P$426","v":{"$error":"#VALUE!"}},{"$error":"#VALUE!"},{"$error":"#VALUE!"},{"$error":"#VALUE!"},{"$error":"#VALUE!"},{"$error":"#VALUE!"},{"$error":"#VALUE!"},{"$error":"#VALUE!"},{"$error":"#VALUE!"},{"$error":"#VALUE!"},{"$error":"#VALUE!"},{"$error":"#VALUE!"},{"$error":"#VALUE!"},{"$error":"#VALUE!"},{"$error":"#VALUE!"},{"$error":"#VALUE!"},{"$error":"#VALUE!"},{"$error":"#VALUE!"},{"$error":"#VALUE!"},{"$error":"#VALUE!"},{"$error":"#VALUE!"},{"$error":"#VALUE!"},{"$error":"#VALUE!"},{"$error":"#VALUE!"},{"$error":"#VALUE!"},{"$error":"#VALUE!"},{"$error":"#VALUE!"},{"$error":"#VALUE!"},{"$error":"#VALUE!"},{"$error":"#VALUE!"},{"$f":"SUM($D382:$AS382)","v":{"$error":"#VALUE!"}},"Σ"]
[null,"後4","暖房時消費電力比",{"$f":"D$302/D$387","v":{"$error":"#DIV/0!"}},{"$f":"E$302/E$387","v":{"$error":"#DIV/0!"}},{"$error":"#DIV/0!"},{"$error":"#DIV/0!"},{"$error":"#DIV/0!"},{"$error":"#DIV/0!"},{"$error":"#DIV/0!"},{"$error":"#DIV/0!"},{"$error":"#DIV/0!"},{"$error":"#DIV/0!"},{"$error":"#DIV/0!"},{"$error":"#DIV/0!"},{"$error":"#DIV/0!"},{"$error":"#DIV/0!"},{"$error":"#DIV/0!"},{"$error":"#DIV/0!"},{"$error":"#DIV/0!"},{"$error":"#DIV/0!"},{"$error":"#DIV/0!"},{"$error":"#DIV/0!"},{"$error":"#DIV/0!"},{"$error":"#DIV/0!"},{"$error":"#DIV/0!"},{"$error":"#DIV/0!"},{"$error":"#DIV/0!"},{"$error":"#DIV/0!"},{"$error":"#DIV/0!"},{"$error":"#DIV/0!"},{"$error":"#DIV/0!"},{"$error":"#DIV/0!"},{"$error":"#DIV/0!"},{"$error":"#DIV/0!"},{"$error":"#DIV/0!"},{"$error":"#DIV/0!"},{"$error":"#DIV/0!"},{"$error":"#DIV/0!"},{"$error":"#DIV/0!"},{"$error":"#DIV/0!"},{"$error":"#DIV/0!"},{"$error":"#DIV/0!"},{"$error":"#DIV/0!"},{"$error":"#DIV/0!"},"暖房時消費電力比","εw"]
[null,null,"暖房能力",{"$f":"($T$49-0.64*$T$46)/9*(D$288-7)+$T$49","v":0},{"$f":"($T$49-0.64*$T$46)/9*(E$288-7)+$T$49","v":0},0,0,0,0,0,0,0,0,0,0,{"$f":"($T$46-0.64*$T$46)/14*($P$288-7)+$T$46","v":0},{"$f":"($T$46-0.64*$T$46)/14*($Q$288-7)+$T$46","v":0},{"$f":"($T$46-0.64*$T$46)/14*($R$288-7)+$T$46","v":0},{"$f":"($T$46-0.64*$T$46)/14*($S$288-7)+$T$46","v":0},{"$f":"($T$46-0.64*$T$46)/14*($T$288-7)+$T$46","v":0},{"$f":"($T$46-0.64*$T$46)/14*($U$288-7)+$T$46","v":0},{"$f":"($T$46-0.64*$T$46)/14*($V$288-7)+$T$46","v":0},{"$f":"($T$46-0.64*$T$46)/14*($W$288-7)+$T$46","v":0},{"$f":"($T$46-0.64*$T$46)/14*($X$288-7)+$T$46","v":0},{"$f":"($T$46-0.64*$T$46)/14*($Y$288-7)+$T$46","v":0},{"$f":"($T$46-0.64*$T$46)/14*($Z$288-7)+$T$46","v":0},{"$f":"($T$46-0.64*$T$46)/14*($AA$288-7)+$T$46","v":0},{"$f":"($T$46-0.64*$T$46)/14*($AB$288-7)+$T$46","v":0},{"$f":"($T$46-0.64*$T$46)/14*($AC$288-7)+$T$46","v":0},{"$f":"($T$46-0.64*$T$46)/14*($AD$288-7)+$T$46","v":0},{"$f":"($T$46-0.64*$T$46)/14*($AE$288-7)+$T$46","v":0},{"$f":"($T$46-0.64*$T$46)/14*($AF$288-7)+$T$46","v":0},{"$f":"($T$46-0.64*$T$46)/14*($AG$288-7)+$T$46","v":0},{"$f":"($T$46-0.64*$T$46)/14*($AH$288-7)+$T$46","v":0},{"$f":"($T$46-0.64*$T$46)/14*($AI$288-7)+$T$46","v":0},{"$f":"($T$46-0.64*$T$46)/14*($AJ$288-7)+$T$46","v":0},{"$f":"($T$46-0.64*$T$46)/14*($AK$288-7)+$T$46","v":0},{"$f":"($T$46-0.64*$T$46)/14*($AL$288-7)+$T$46","v":0},{"$f":"($T$46-0.64*$T$46)/14*($AM$288-7)+$T$46","v":0},{"$f":"($T$46-0.64*$T$46)/14*($AN$288-7)+$T$46","v":0},{"$f":"($T$46-0.64*$T$46)/14*($AO$288-7)+$T$46","v":0},{"$f":"($T$46-0.64*$T$46)/14*($AP$288-7)+$T$46","v":0},{"$f":"($T$46-0.64*$T$46)/14*($AQ$288-7)+$T$46","v":0},{"$f":"($T$46-0.64*$T$46)/14*($AR$288-7)+$T$46","v":0},{"$f":"($T$46-0.64*$T$46)/14*($AS$288-7)+$T$46","v":0},"暖房能力","Φw"]
[null,null,"暖房消費電力",{"$f":"($T$50-0.82*$T$47)/9*(D$288-7)+$T$50","v":0},{"$f":"($T$50-0.82*$T$47)/9*(E$288-7)+$T$50","v":0},0,0,0,0,0,0,0,0,0,0,{"$f":"($T$47-0.82*$T$47)/14*($P$288-7)+$T$47","v":0},{"$f":"($T$47-0.82*$T$47)/14*($Q$288-7)+$T$47","v":0},{"$f":"($T$47-0.82*$T$47)/14*($R$288-7)+$T$47","v":0},{"$f":"($T$47-0.82*$T$47)/14*($S$288-7)+$T$47","v":0},{"$f":"($T$47-0.82*$T$47)/14*($T$288-7)+$T$47","v":0},{"$f":"($T$47-0.82*$T$47)/14*($U$288-7)+$T$47","v":0},{"$f":"($T$47-0.82*$T$47)/14*($V$288-7)+$T$47","v":0},{"$f":"($T$47-0.82*$T$47)/14*($W$288-7)+$T$47","v":0},{"$f":"($T$47-0.82*$T$47)/14*($X$288-7)+$T$47","v":0},{"$f":"($T$47-0.82*$T$47)/14*($Y$288-7)+$T$47","v":0},{"$f":"($T$47-0.82*$T$47)/14*($Z$288-7)+$T$47","v":0},{"$f":"($T$47-0.82*$T$47)/14*($AA$288-7)+$T$47","v":0},{"$f":"($T$47-0.82*$T$47)/14*($AB$288-7)+$T$47","v":0},{"$f":"($T$47-0.82*$T$47)/14*($AC$288-7)+$T$47","v":0},{"$f":"($T$47-0.82*$T$47)/14*($AD$288-7)+$T$47","v":0},{"$f":"($T$47-0.82*$T$47)/14*($AE$288-7)+$T$47","v":0},{"$f":"($T$47-0.82*$T$47)/14*($AF$288-7)+$T$47","v":0},{"$f":"($T$47-0.82*$T$47)/14*($AG$288-7)+$T$47","v":0},{"$f":"($T$47-0.82*$T$47)/14*($AH$288-7)+$T$47","v":0},{"$f":"($T$47-0.82*$T$47)/14*($AI$288-7)+$T$47","v":0},{"$f":"($T$47-0.82*$T$47)/14*($AJ$288-7)+$T$47","v":0},{"$f":"($T$47-0.82*$T$47)/14*($AK$288-7)+$T$47","v":0},{"$f":"($T$47-0.82*$T$47)/14*($AL$288-7)+$T$47","v":0},{"$f":"($T$47-0.82*$T$47)/14*($AM$288-7)+$T$47","v":0},{"$f":"($T$47-0.82*$T$47)/14*($AN$288-7)+$T$47","v":0},{"$f":"($T$47-0.82*$T$47)/14*($AO$288-7)+$T$47","v":0},{"$f":"($T$47-0.82*$T$47)/14*($AP$288-7)+$T$47","v":0},{"$f":"($T$47-0.82*$T$47)/14*($AQ$288-7)+$T$47","v":0},{"$f":"($T$47-0.82*$T$47)/14*($AR$288-7)+$T$47","v":0},{"$f":"($T$47-0.82*$T$47)/14*($AS$288-7)+$T$47","v":0},"消費電力","Pw"]
[null,null,"暖房COP",{"$f":"D$384/D$385","v":{"$error":"#DIV/0!"}},{"$f":"E$384/E$385","v":{"$error":"#DIV/0!"}},{"$error":"#DIV/0!"},{"$error":"#DIV/0!"},{"$error":"#DIV/0!"},{"$error":"#DIV/0!"},{"$error":"#DIV/0!"},{"$error":"#DIV/0!"},{"$error":"#DIV/0!"},{"$error":"#DIV/0!"},{"$error":"#DIV/0!"},{"$error":"#DIV/0!"},{"$error":"#DIV/0!"},{"$error":"#DIV/0!"},{"$error":"#DIV/0!"},{"$error":"#DIV/0!"},{"$error":"#DIV/0!"},{"$error":"#DIV/0!"},{"$error":"#DIV/0!"},{"$error":"#DIV/0!"},{"$error":"#DIV/0!"},{"$error":"#DIV/0!"},{"$error":"#DIV/0!"},{"$error":"#DIV/0!"},{"$error":"#DIV/0!"},{"$error":"#DIV/0!"},{"$error":"#DIV/0!"},{"$error":"#DIV/0!"},{"$error":"#DIV/0!"},{"$error":"#DIV/0!"},{"$error":"#DIV/0!"},{"$error":"#DIV/0!"},{"$error":"#DIV/0!"},{"$error":"#DIV/0!"},{"$error":"#DIV/0!"},{"$error":"#DIV/0!"},{"$error":"#DIV/0!"},{"$error":"#DIV/0!"},{"$error":"#DIV/0!"},{"$error":"#DIV/0!"},{"$error":"#DIV/0!"},{"$error":"#DIV/0!"},"暖房COP","σw"]
[null,null,"暖房COP比",{"$f":"$D386/$Q386","v":{"$error":"#DIV/0!"}},{"$f":"$E386/$Q386","v":{"$error":"#DIV/0!"}},{"$f":"$F386/$Q386","v":{"$error":"#DIV/0!"}},{"$f":"$G386/$Q386","v":{"$error":"#DIV/0!"}},{"$f":"$H386/$Q386","v":{"$error":"#DIV/0!"}},{"$f":"$I386/$Q386","v":{"$error":"#DIV/0!"}},{"$f":"$J386/$Q386","v":{"$error":"#DIV/0!"}},{"$f":"$K386/$Q386","v":{"$error":"#DIV/0!"}},{"$f":"$L386/$Q386","v":{"$error":"#DIV/0!"}},{"$f":"$M386/$Q386","v":{"$error":"#DIV/0!"}},{"$f":"$N386/$Q386","v":{"$error":"#DIV/0!"}},{"$f":"$O386/$Q386","v":{"$error":"#DIV/0!"}},{"$f":"$P386/$Q386","v":{"$error":"#DIV/0!"}},{"$f":"$Q386/$Q386","v":{"$error":"#DIV/0!"}},{"$f":"$R386/$Q386","v":{"$error":"#DIV/0!"}},{"$f":"$S386/$Q386","v":{"$error":"#DIV/0!"}},{"$f":"$T386/$Q386","v":{"$error":"#DIV/0!"}},{"$f":"$U386/$Q386","v":{"$error":"#DIV/0!"}},{"$f":"$V386/$Q386","v":{"$error":"#DIV/0!"}},{"$f":"$W386/$Q386","v":{"$error":"#DIV/0!"}},{"$f":"$X386/$Q386","v":{"$error":"#DIV/0!"}},{"$f":"$Y386/$Q386","v":{"$error":"#DIV/0!"}},{"$f":"$Z386/$Q386","v":{"$error":"#DIV/0!"}},{"$f":"$AA386/$Q386","v":{"$error":"#DIV/0!"}},{"$f":"$AB386/$Q386","v":{"$error":"#DIV/0!"}},{"$f":"$AC386/$Q386","v":{"$error":"#DIV/0!"}},{"$f":"$AD386/$Q386","v":{"$error":"#DIV/0!"}},{"$f":"$AE386/$Q386","v":{"$error":"#DIV/0!"}},{"$f":"$AF386/$Q386","v":{"$error":"#DIV/0!"}},{"$f":"$AG386/$Q386","v":{"$error":"#DIV/0!"}},{"$f":"$AH386/$Q386","v":{"$error":"#DIV/0!"}},{"$f":"$AI386/$Q386","v":{"$error":"#DIV/0!"}},{"$f":"$AJ386/$Q386","v":{"$error":"#DIV/0!"}},{"$f":"$AK386/$Q386","v":{"$error":"#DIV/0!"}},{"$f":"$AL386/$Q386","v":{"$error":"#DIV/0!"}},{"$f":"$AM386/$Q386","v":{"$error":"#DIV/0!"}},{"$f":"$AN386/$Q386","v":{"$error":"#DIV/0!"}},{"$f":"$AO386/$Q386","v":{"$error":"#DIV/0!"}},{"$f":"$AP386/$Q386","v":{"$error":"#DIV/0!"}},{"$f":"$AQ386/$Q386","v":{"$error":"#DIV/0!"}},{"$f":"$AR386/$Q386","v":{"$error":"#DIV/0!"}},{"$f":"$AS386/$Q386","v":{"$error":"#DIV/0!"}},"暖房COP比","βw"]
[null,null,"Σ",{"$f":"($AB$26/$T$51)*D$383*D$301*D$426","v":{"$error":"#VALUE!"}},{"$f":"($AB$26/$T$51)*E$383*E$301*E$426","v":{"$error":"#VALUE!"}},{"$error":"#VALUE!"},{"$error":"#VALUE!"},{"$error":"#VALUE!"},{"$error":"#VALUE!"},{"$error":"#VALUE!"},{"$error":"#VALUE!"},{"$error":"#VALUE!"},{"$error":"#VALUE!"},{"$error":"#VALUE!"},{"$error":"#VALUE!"},{"$f":"($AB$26/$T$48)*P$383*P$301*P$426","v":{"$error":"#VALUE!"}},{"$error":"#VALUE!"},{"$error":"#VALUE!"},{"$error":"#VALUE!"},{"$error":"#VALUE!"},{"$error":"#VALUE!"},{"$error":"#VALUE!"},{"$error":"#VALUE!"},{"$error":"#VALUE!"},{"$error":"#VALUE!"},{"$error":"#VALUE!"},{"$error":"#VALUE!"},{"$error":"#VALUE!"},{"$error":"#VALUE!"},{"$error":"#VALUE!"},{"$error":"#VALUE!"},{"$error":"#VALUE!"},{"$error":"#VALUE!"},{"$error":"#VALUE!"},{"$error":"#VALUE!"},{"$error":"#VALUE!"},{"$error":"#VALUE!"},{"$error":"#VALUE!"},{"$error":"#VALUE!"},{"$error":"#VALUE!"},{"$error":"#VALUE!"},{"$error":"#VALUE!"},{"$error":"#VALUE!"},{"$error":"#VALUE!"},{"$error":"#VALUE!"},{"$f":"SUM($D388:$AS388)","v":{"$error":"#VALUE!"}},"Σ"]
[null,"後5","暖房時消費電力比",{"$f":"D$302/D$393","v":{"$error":"#DIV/0!"}},{"$f":"E$302/E$393","v":{"$error":"#DIV/0!"}},{"$error":"#DIV/0!"},{"$error":"#DIV/0!"},{"$error":"#DIV/0!"},{"$error":"#DIV/0!"},{"$error":"#DIV/0!"},{"$error":"#DIV/0!"},{"$error":"#DIV/0!"},{"$error":"#DIV/0!"},{"$error":"#DIV/0!"},{"$error":"#DIV/0!"},{"$error":"#DIV/0!"},{"$error":"#DIV/0!"},{"$error":"#DIV/0!"},{"$error":"#DIV/0!"},{"$error":"#DIV/0!"},{"$error":"#DIV/0!"},{"$error":"#DIV/0!"},{"$error":"#DIV/0!"},{"$error":"#DIV/0!"},{"$error":"#DIV/0!"},{"$error":"#DIV/0!"},{"$error":"#DIV/0!"},{"$error":"#DIV/0!"},{"$error":"#DIV/0!"},{"$error":"#DIV/0!"},{"$error":"#DIV/0!"},{"$error":"#DIV/0!"},{"$error":"#DIV/0!"},{"$error":"#DIV/0!"},{"$error":"#DIV/0!"},{"$error":"#DIV/0!"},{"$error":"#DIV/0!"},{"$error":"#DIV/0!"},{"$error":"#DIV/0!"},{"$error":"#DIV/0!"},{"$error":"#DIV/0!"},{"$error":"#DIV/0!"},{"$error":"#DIV/0!"},{"$error":"#DIV/0!"},{"$error":"#DIV/0!"},"暖房時消費電力比","εw"]
[null,null,"暖房能力",{"$f":"($U$49-0.64*$U$46)/9*(D$288-7)+$U$49","v":0},{"$f":"($U$49-0.64*$U$46)/9*(E$288-7)+$U$49","v":0},0,0,0,0,0,0,0,0,0,0,{"$f":"($U$46-0.64*$U$46)/14*($P$288-7)+$U$46","v":0},{"$f":"($U$46-0.64*$U$46)/14*($Q$288-7)+$U$46","v":0},{"$f":"($U$46-0.64*$U$46)/14*($R$288-7)+$U$46","v":0},{"$f":"($U$46-0.64*$U$46)/14*($S$288-7)+$U$46","v":0},{"$f":"($U$46-0.64*$U$46)/14*($T$288-7)+$U$46","v":0},{"$f":"($U$46-0.64*$U$46)/14*($U$288-7)+$U$46","v":0},{"$f":"($U$46-0.64*$U$46)/14*($V$288-7)+$U$46","v":0},{"$f":"($U$46-0.64*$U$46)/14*($W$288-7)+$U$46","v":0},{"$f":"($U$46-0.64*$U$46)/14*($X$288-7)+$U$46","v":0},{"$f":"($U$46-0.64*$U$46)/14*($Y$288-7)+$U$46","v":0},{"$f":"($U$46-0.64*$U$46)/14*($Z$288-7)+$U$46","v":0},{"$f":"($U$46-0.64*$U$46)/14*($AA$288-7)+$U$46","v":0},{"$f":"($U$46-0.64*$U$46)/14*($AB$288-7)+$U$46","v":0},{"$f":"($U$46-0.64*$U$46)/14*($AC$288-7)+$U$46","v":0},{"$f":"($U$46-0.64*$U$46)/14*($AD$288-7)+$U$46","v":0},{"$f":"($U$46-0.64*$U$46)/14*($AE$288-7)+$U$46","v":0},{"$f":"($U$46-0.64*$U$46)/14*($AF$288-7)+$U$46","v":0},{"$f":"($U$46-0.64*$U$46)/14*($AG$288-7)+$U$46","v":0},{"$f":"($U$46-0.64*$U$46)/14*($AH$288-7)+$U$46","v":0},{"$f":"($U$46-0.64*$U$46)/14*($AI$288-7)+$U$46","v":0},{"$f":"($U$46-0.64*$U$46)/14*($AJ$288-7)+$U$46","v":0},{"$f":"($U$46-0.64*$U$46)/14*($AK$288-7)+$U$46","v":0},{"$f":"($U$46-0.64*$U$46)/14*($AL$288-7)+$U$46","v":0},{"$f":"($U$46-0.64*$U$46)/14*($AM$288-7)+$U$46","v":0},{"$f":"($U$46-0.64*$U$46)/14*($AN$288-7)+$U$46","v":0},{"$f":"($U$46-0.64*$U$46)/14*($AO$288-7)+$U$46","v":0},{"$f":"($U$46-0.64*$U$46)/14*($AP$288-7)+$U$46","v":0},{"$f":"($U$46-0.64*$U$46)/14*($AQ$288-7)+$U$46","v":0},{"$f":"($U$46-0.64*$U$46)/14*($AR$288-7)+$U$46","v":0},{"$f":"($U$46-0.64*$U$46)/14*($AS$288-7)+$U$46","v":0},"暖房能力","Φw"]
[null,null,"暖房消費電力",{"$f":"($U$50-0.82*$U$47)/9*(D$288-7)+$U$50","v":0},{"$f":"($U$50-0.82*$U$47)/9*(E$288-7)+$U$50","v":0},0,0,0,0,0,0,0,{"$f":"($U$50-0.82*$U$47)/9*(M$288-7)+$U$50","v":0},0,0,{"$f":"($U$47-0.82*$U$47)/14*($P$288-7)+$U$47","v":0},{"$f":"($U$47-0.82*$U$47)/14*($Q$288-7)+$U$47","v":0},{"$f":"($U$47-0.82*$U$47)/14*($R$288-7)+$U$47","v":0},{"$f":"($U$47-0.82*$U$47)/14*($S$288-7)+$U$47","v":0},{"$f":"($U$47-0.82*$U$47)/14*($T$288-7)+$U$47","v":0},{"$f":"($U$47-0.82*$U$47)/14*($U$288-7)+$U$47","v":0},{"$f":"($U$47-0.82*$U$47)/14*($V$288-7)+$U$47","v":0},{"$f":"($U$47-0.82*$U$47)/14*($W$288-7)+$U$47","v":0},{"$f":"($U$47-0.82*$U$47)/14*($X$288-7)+$U$47","v":0},{"$f":"($U$47-0.82*$U$47)/14*($Y$288-7)+$U$47","v":0},{"$f":"($U$47-0.82*$U$47)/14*($Z$288-7)+$U$47","v":0},{"$f":"($U$47-0.82*$U$47)/14*($AA$288-7)+$U$47","v":0},{"$f":"($U$47-0.82*$U$47)/14*($AB$288-7)+$U$47","v":0},{"$f":"($U$47-0.82*$U$47)/14*($AC$288-7)+$U$47","v":0},{"$f":"($U$47-0.82*$U$47)/14*($AD$288-7)+$U$47","v":0},{"$f":"($U$47-0.82*$U$47)/14*($AE$288-7)+$U$47","v":0},{"$f":"($U$47-0.82*$U$47)/14*($AF$288-7)+$U$47","v":0},{"$f":"($U$47-0.82*$U$47)/14*($AG$288-7)+$U$47","v":0},{"$f":"($U$47-0.82*$U$47)/14*($AH$288-7)+$U$47","v":0},{"$f":"($U$47-0.82*$U$47)/14*($AI$288-7)+$U$47","v":0},{"$f":"($U$47-0.82*$U$47)/14*($AJ$288-7)+$U$47","v":0},{"$f":"($U$47-0.82*$U$47)/14*($AK$288-7)+$U$47","v":0},{"$f":"($U$47-0.82*$U$47)/14*($AL$288-7)+$U$47","v":0},{"$f":"($U$47-0.82*$U$47)/14*($AM$288-7)+$U$47","v":0},{"$f":"($U$47-0.82*$U$47)/14*($AN$288-7)+$U$47","v":0},{"$f":"($U$47-0.82*$U$47)/14*($AO$288-7)+$U$47","v":0},{"$f":"($U$47-0.82*$U$47)/14*($AP$288-7)+$U$47","v":0},{"$f":"($U$47-0.82*$U$47)/14*($AQ$288-7)+$U$47","v":0},{"$f":"($U$47-0.82*$U$47)/14*($AR$288-7)+$U$47","v":0},{"$f":"($U$47-0.82*$U$47)/14*($AS$288-7)+$U$47","v":0},"消費電力","Pw"]
[null,null,"暖房COP",{"$f":"D$390/D$391","v":{"$error":"#DIV/0!"}},{"$f":"E$390/E$391","v":{"$error":"#DIV/0!"}},{"$error":"#DIV/0!"},{"$error":"#DIV/0!"},{"$error":"#DIV/0!"},{"$error":"#DIV/0!"},{"$error":"#DIV/0!"},{"$error":"#DIV/0!"},{"$error":"#DIV/0!"},{"$error":"#DIV/0!"},{"$error":"#DIV/0!"},{"$error":"#DIV/0!"},{"$error":"#DIV/0!"},{"$error":"#DIV/0!"},{"$error":"#DIV/0!"},{"$error":"#DIV/0!"},{"$error":"#DIV/0!"},{"$error":"#DIV/0!"},{"$error":"#DIV/0!"},{"$error":"#DIV/0!"},{"$error":"#DIV/0!"},{"$error":"#DIV/0!"},{"$error":"#DIV/0!"},{"$error":"#DIV/0!"},{"$error":"#DIV/0!"},{"$error":"#DIV/0!"},{"$error":"#DIV/0!"},{"$error":"#DIV/0!"},{"$error":"#DIV/0!"},{"$error":"#DIV/0!"},{"$error":"#DIV/0!"},{"$error":"#DIV/0!"},{"$error":"#DIV/0!"},{"$error":"#DIV/0!"},{"$error":"#DIV/0!"},{"$error":"#DIV/0!"},{"$error":"#DIV/0!"},{"$error":"#DIV/0!"},{"$error":"#DIV/0!"},{"$error":"#DIV/0!"},{"$error":"#DIV/0!"},{"$error":"#DIV/0!"},"暖房COP","σw"]
[null,null,"暖房COP比",{"$f":"$D392/$Q392","v":{"$error":"#DIV/0!"}},{"$f":"$E392/$Q392","v":{"$error":"#DIV/0!"}},{"$f":"$F392/$Q392","v":{"$error":"#DIV/0!"}},{"$f":"$G392/$Q392","v":{"$error":"#DIV/0!"}},{"$f":"$H392/$Q392","v":{"$error":"#DIV/0!"}},{"$f":"$I392/$Q392","v":{"$error":"#DIV/0!"}},{"$f":"$J392/$Q392","v":{"$error":"#DIV/0!"}},{"$f":"$K392/$Q392","v":{"$error":"#DIV/0!"}},{"$f":"$L392/$Q392","v":{"$error":"#DIV/0!"}},{"$f":"$M392/$Q392","v":{"$error":"#DIV/0!"}},{"$f":"$N392/$Q392","v":{"$error":"#DIV/0!"}},{"$f":"$O392/$Q392","v":{"$error":"#DIV/0!"}},{"$f":"$P392/$Q392","v":{"$error":"#DIV/0!"}},{"$f":"$Q392/$Q392","v":{"$error":"#DIV/0!"}},{"$f":"$R392/$Q392","v":{"$error":"#DIV/0!"}},{"$f":"$S392/$Q392","v":{"$error":"#DIV/0!"}},{"$f":"$T392/$Q392","v":{"$error":"#DIV/0!"}},{"$f":"$U392/$Q392","v":{"$error":"#DIV/0!"}},{"$f":"$V392/$Q392","v":{"$error":"#DIV/0!"}},{"$f":"$W392/$Q392","v":{"$error":"#DIV/0!"}},{"$f":"$X392/$Q392","v":{"$error":"#DIV/0!"}},{"$f":"$Y392/$Q392","v":{"$error":"#DIV/0!"}},{"$f":"$Z392/$Q392","v":{"$error":"#DIV/0!"}},{"$f":"$AA392/$Q392","v":{"$error":"#DIV/0!"}},{"$f":"$AB392/$Q392","v":{"$error":"#DIV/0!"}},{"$f":"$AC392/$Q392","v":{"$error":"#DIV/0!"}},{"$f":"$AD392/$Q392","v":{"$error":"#DIV/0!"}},{"$f":"$AE392/$Q392","v":{"$error":"#DIV/0!"}},{"$f":"$AF392/$Q392","v":{"$error":"#DIV/0!"}},{"$f":"$AG392/$Q392","v":{"$error":"#DIV/0!"}},{"$f":"$AH392/$Q392","v":{"$error":"#DIV/0!"}},{"$f":"$AI392/$Q392","v":{"$error":"#DIV/0!"}},{"$f":"$AJ392/$Q392","v":{"$error":"#DIV/0!"}},{"$f":"$AK392/$Q392","v":{"$error":"#DIV/0!"}},{"$f":"$AL392/$Q392","v":{"$error":"#DIV/0!"}},{"$f":"$AM392/$Q392","v":{"$error":"#DIV/0!"}},{"$f":"$AN392/$Q392","v":{"$error":"#DIV/0!"}},{"$f":"$AO392/$Q392","v":{"$error":"#DIV/0!"}},{"$f":"$AP392/$Q392","v":{"$error":"#DIV/0!"}},{"$f":"$AQ392/$Q392","v":{"$error":"#DIV/0!"}},{"$f":"$AR392/$Q392","v":{"$error":"#DIV/0!"}},{"$f":"$AS392/$Q392","v":{"$error":"#DIV/0!"}},"暖房COP比","βw"]
[null,null,"Σ",{"$f":"($AB$26/$U$51)*D$389*D$301*D$426","v":{"$error":"#VALUE!"}},{"$f":"($AB$26/$U$51)*E$389*E$301*E$426","v":{"$error":"#VALUE!"}},{"$error":"#VALUE!"},{"$error":"#VALUE!"},{"$error":"#VALUE!"},{"$error":"#VALUE!"},{"$error":"#VALUE!"},{"$error":"#VALUE!"},{"$error":"#VALUE!"},{"$error":"#VALUE!"},{"$error":"#VALUE!"},{"$error":"#VALUE!"},{"$f":"($AB$26/$U$48)*P$389*P$301*P$426","v":{"$error":"#VALUE!"}},{"$error":"#VALUE!"},{"$error":"#VALUE!"},{"$error":"#VALUE!"},{"$error":"#VALUE!"},{"$error":"#VALUE!"},{"$error":"#VALUE!"},{"$error":"#VALUE!"},{"$error":"#VALUE!"},{"$error":"#VALUE!"},{"$error":"#VALUE!"},{"$error":"#VALUE!"},{"$error":"#VALUE!"},{"$error":"#VALUE!"},{"$error":"#VALUE!"},{"$error":"#VALUE!"},{"$error":"#VALUE!"},{"$error":"#VALUE!"},{"$error":"#VALUE!"},{"$error":"#VALUE!"},{"$error":"#VALUE!"},{"$error":"#VALUE!"},{"$error":"#VALUE!"},{"$error":"#VALUE!"},{"$error":"#VALUE!"},{"$error":"#VALUE!"},{"$error":"#VALUE!"},{"$error":"#VALUE!"},{"$error":"#VALUE!"},{"$error":"#VALUE!"},{"$f":"SUM($D394:$AS394)","v":{"$error":"#VALUE!"}},"Σ"]
[null,"後6","暖房時消費電力比",{"$f":"D$302/D$399","v":{"$error":"#DIV/0!"}},{"$f":"E$302/E$399","v":{"$error":"#DIV/0!"}},{"$error":"#DIV/0!"},{"$error":"#DIV/0!"},{"$error":"#DIV/0!"},{"$error":"#DIV/0!"},{"$error":"#DIV/0!"},{"$error":"#DIV/0!"},{"$error":"#DIV/0!"},{"$error":"#DIV/0!"},{"$error":"#DIV/0!"},{"$error":"#DIV/0!"},{"$error":"#DIV/0!"},{"$error":"#DIV/0!"},{"$error":"#DIV/0!"},{"$error":"#DIV/0!"},{"$error":"#DIV/0!"},{"$error":"#DIV/0!"},{"$error":"#DIV/0!"},{"$error":"#DIV/0!"},{"$error":"#DIV/0!"},{"$error":"#DIV/0!"},{"$error":"#DIV/0!"},{"$error":"#DIV/0!"},{"$error":"#DIV/0!"},{"$error":"#DIV/0!"},{"$error":"#DIV/0!"},{"$error":"#DIV/0!"},{"$error":"#DIV/0!"},{"$error":"#DIV/0!"},{"$error":"#DIV/0!"},{"$error":"#DIV/0!"},{"$error":"#DIV/0!"},{"$error":"#DIV/0!"},{"$error":"#DIV/0!"},{"$error":"#DIV/0!"},{"$error":"#DIV/0!"},{"$error":"#DIV/0!"},{"$error":"#DIV/0!"},{"$error":"#DIV/0!"},{"$error":"#DIV/0!"},{"$error":"#DIV/0!"},"暖房時消費電力比","εw"]
[null,null,"暖房能力",{"$f":"($V$49-0.64*$V$46)/9*(D$288-7)+$V$49","v":0},{"$f":"($V$49-0.64*$V$46)/9*(E$288-7)+$V$49","v":0},0,0,0,0,0,0,0,0,0,0,{"$f":"($V$46-0.64*$V$46)/14*($P$288-7)+$V$46","v":0},{"$f":"($V$46-0.64*$V$46)/14*($Q$288-7)+$V$46","v":0},{"$f":"($V$46-0.64*$V$46)/14*($R$288-7)+$V$46","v":0},{"$f":"($V$46-0.64*$V$46)/14*($S$288-7)+$V$46","v":0},{"$f":"($V$46-0.64*$V$46)/14*($T$288-7)+$V$46","v":0},{"$f":"($V$46-0.64*$V$46)/14*($U$288-7)+$V$46","v":0},{"$f":"($V$46-0.64*$V$46)/14*($V$288-7)+$V$46","v":0},{"$f":"($V$46-0.64*$V$46)/14*($W$288-7)+$V$46","v":0},{"$f":"($V$46-0.64*$V$46)/14*($X$288-7)+$V$46","v":0},{"$f":"($V$46-0.64*$V$46)/14*($Y$288-7)+$V$46","v":0},{"$f":"($V$46-0.64*$V$46)/14*($Z$288-7)+$V$46","v":0},{"$f":"($V$46-0.64*$V$46)/14*($AA$288-7)+$V$46","v":0},{"$f":"($V$46-0.64*$V$46)/14*($AB$288-7)+$V$46","v":0},{"$f":"($V$46-0.64*$V$46)/14*($AC$288-7)+$V$46","v":0},{"$f":"($V$46-0.64*$V$46)/14*($AD$288-7)+$V$46","v":0},{"$f":"($V$46-0.64*$V$46)/14*($AE$288-7)+$V$46","v":0},{"$f":"($V$46-0.64*$V$46)/14*($AF$288-7)+$V$46","v":0},{"$f":"($V$46-0.64*$V$46)/14*($AG$288-7)+$V$46","v":0},{"$f":"($V$46-0.64*$V$46)/14*($AH$288-7)+$V$46","v":0},{"$f":"($V$46-0.64*$V$46)/14*($AI$288-7)+$V$46","v":0},{"$f":"($V$46-0.64*$V$46)/14*($AJ$288-7)+$V$46","v":0},{"$f":"($V$46-0.64*$V$46)/14*($AK$288-7)+$V$46","v":0},{"$f":"($V$46-0.64*$V$46)/14*($AL$288-7)+$V$46","v":0},{"$f":"($V$46-0.64*$V$46)/14*($AM$288-7)+$V$46","v":0},{"$f":"($V$46-0.64*$V$46)/14*($AN$288-7)+$V$46","v":0},{"$f":"($V$46-0.64*$V$46)/14*($AO$288-7)+$V$46","v":0},{"$f":"($V$46-0.64*$V$46)/14*($AP$288-7)+$V$46","v":0},{"$f":"($V$46-0.64*$V$46)/14*($AQ$288-7)+$V$46","v":0},{"$f":"($V$46-0.64*$V$46)/14*($AR$288-7)+$V$46","v":0},{"$f":"($V$46-0.64*$V$46)/14*($AS$288-7)+$V$46","v":0},"暖房能力","Φw"]
[null,null,"暖房消費電力",{"$f":"($V$50-0.82*$V$47)/9*(D$288-7)+$V$50","v":0},{"$f":"($V$50-0.82*$V$47)/9*(E$288-7)+$V$50","v":0},0,0,0,0,0,0,0,0,0,0,{"$f":"($V$47-0.82*$V$47)/14*($P$288-7)+$V$47","v":0},{"$f":"($V$47-0.82*$V$47)/14*($Q$288-7)+$V$47","v":0},{"$f":"($V$47-0.82*$V$47)/14*($R$288-7)+$V$47","v":0},{"$f":"($V$47-0.82*$V$47)/14*($S$288-7)+$V$47","v":0},{"$f":"($V$47-0.82*$V$47)/14*($T$288-7)+$V$47","v":0},{"$f":"($V$47-0.82*$V$47)/14*($U$288-7)+$V$47","v":0},{"$f":"($V$47-0.82*$V$47)/14*($V$288-7)+$V$47","v":0},{"$f":"($V$47-0.82*$V$47)/14*($W$288-7)+$V$47","v":0},{"$f":"($V$47-0.82*$V$47)/14*($X$288-7)+$V$47","v":0},{"$f":"($V$47-0.82*$V$47)/14*($Y$288-7)+$V$47","v":0},{"$f":"($V$47-0.82*$V$47)/14*($Z$288-7)+$V$47","v":0},{"$f":"($V$47-0.82*$V$47)/14*($AA$288-7)+$V$47","v":0},{"$f":"($V$47-0.82*$V$47)/14*($AB$288-7)+$V$47","v":0},{"$f":"($V$47-0.82*$V$47)/14*($AC$288-7)+$V$47","v":0},{"$f":"($V$47-0.82*$V$47)/14*($AD$288-7)+$V$47","v":0},{"$f":"($V$47-0.82*$V$47)/14*($AE$288-7)+$V$47","v":0},{"$f":"($V$47-0.82*$V$47)/14*($AF$288-7)+$V$47","v":0},{"$f":"($V$47-0.82*$V$47)/14*($AG$288-7)+$V$47","v":0},{"$f":"($V$47-0.82*$V$47)/14*($AH$288-7)+$V$47","v":0},{"$f":"($V$47-0.82*$V$47)/14*($AI$288-7)+$V$47","v":0},{"$f":"($V$47-0.82*$V$47)/14*($AJ$288-7)+$V$47","v":0},{"$f":"($V$47-0.82*$V$47)/14*($AK$288-7)+$V$47","v":0},{"$f":"($V$47-0.82*$V$47)/14*($AL$288-7)+$V$47","v":0},{"$f":"($V$47-0.82*$V$47)/14*($AM$288-7)+$V$47","v":0},{"$f":"($V$47-0.82*$V$47)/14*($AN$288-7)+$V$47","v":0},{"$f":"($V$47-0.82*$V$47)/14*($AO$288-7)+$V$47","v":0},{"$f":"($V$47-0.82*$V$47)/14*($AP$288-7)+$V$47","v":0},{"$f":"($V$47-0.82*$V$47)/14*($AQ$288-7)+$V$47","v":0},{"$f":"($V$47-0.82*$V$47)/14*($AR$288-7)+$V$47","v":0},{"$f":"($V$47-0.82*$V$47)/14*($AS$288-7)+$V$47","v":0},"消費電力","Pw"]
[null,null,"暖房COP",{"$f":"D$396/D$397","v":{"$error":"#DIV/0!"}},{"$f":"E$396/E$397","v":{"$error":"#DIV/0!"}},{"$error":"#DIV/0!"},{"$error":"#DIV/0!"},{"$error":"#DIV/0!"},{"$error":"#DIV/0!"},{"$error":"#DIV/0!"},{"$error":"#DIV/0!"},{"$error":"#DIV/0!"},{"$error":"#DIV/0!"},{"$error":"#DIV/0!"},{"$error":"#DIV/0!"},{"$error":"#DIV/0!"},{"$error":"#DIV/0!"},{"$error":"#DIV/0!"},{"$error":"#DIV/0!"},{"$error":"#DIV/0!"},{"$error":"#DIV/0!"},{"$error":"#DIV/0!"},{"$error":"#DIV/0!"},{"$error":"#DIV/0!"},{"$error":"#DIV/0!"},{"$error":"#DIV/0!"},{"$error":"#DIV/0!"},{"$error":"#DIV/0!"},{"$error":"#DIV/0!"},{"$error":"#DIV/0!"},{"$error":"#DIV/0!"},{"$error":"#DIV/0!"},{"$error":"#DIV/0!"},{"$error":"#DIV/0!"},{"$error":"#DIV/0!"},{"$error":"#DIV/0!"},{"$error":"#DIV/0!"},{"$error":"#DIV/0!"},{"$error":"#DIV/0!"},{"$error":"#DIV/0!"},{"$error":"#DIV/0!"},{"$error":"#DIV/0!"},{"$error":"#DIV/0!"},{"$error":"#DIV/0!"},{"$error":"#DIV/0!"},"暖房COP","σw"]
[null,null,"暖房COP比",{"$f":"$D398/$Q398","v":{"$error":"#DIV/0!"}},{"$f":"$E398/$Q398","v":{"$error":"#DIV/0!"}},{"$f":"$F398/$Q398","v":{"$error":"#DIV/0!"}},{"$f":"$G398/$Q398","v":{"$error":"#DIV/0!"}},{"$f":"$H398/$Q398","v":{"$error":"#DIV/0!"}},{"$f":"$I398/$Q398","v":{"$error":"#DIV/0!"}},{"$f":"$J398/$Q398","v":{"$error":"#DIV/0!"}},{"$f":"$K398/$Q398","v":{"$error":"#DIV/0!"}},{"$f":"$L398/$Q398","v":{"$error":"#DIV/0!"}},{"$f":"$M398/$Q398","v":{"$error":"#DIV/0!"}},{"$f":"$N398/$Q398","v":{"$error":"#DIV/0!"}},{"$f":"$O398/$Q398","v":{"$error":"#DIV/0!"}},{"$f":"$P398/$Q398","v":{"$error":"#DIV/0!"}},{"$f":"$Q398/$Q398","v":{"$error":"#DIV/0!"}},{"$f":"$R398/$Q398","v":{"$error":"#DIV/0!"}},{"$f":"$S398/$Q398","v":{"$error":"#DIV/0!"}},{"$f":"$T398/$Q398","v":{"$error":"#DIV/0!"}},{"$f":"$U398/$Q398","v":{"$error":"#DIV/0!"}},{"$f":"$V398/$Q398","v":{"$error":"#DIV/0!"}},{"$f":"$W398/$Q398","v":{"$error":"#DIV/0!"}},{"$f":"$X398/$Q398","v":{"$error":"#DIV/0!"}},{"$f":"$Y398/$Q398","v":{"$error":"#DIV/0!"}},{"$f":"$Z398/$Q398","v":{"$error":"#DIV/0!"}},{"$f":"$AA398/$Q398","v":{"$error":"#DIV/0!"}},{"$f":"$AB398/$Q398","v":{"$error":"#DIV/0!"}},{"$f":"$AC398/$Q398","v":{"$error":"#DIV/0!"}},{"$f":"$AD398/$Q398","v":{"$error":"#DIV/0!"}},{"$f":"$AE398/$Q398","v":{"$error":"#DIV/0!"}},{"$f":"$AF398/$Q398","v":{"$error":"#DIV/0!"}},{"$f":"$AG398/$Q398","v":{"$error":"#DIV/0!"}},{"$f":"$AH398/$Q398","v":{"$error":"#DIV/0!"}},{"$f":"$AI398/$Q398","v":{"$error":"#DIV/0!"}},{"$f":"$AJ398/$Q398","v":{"$error":"#DIV/0!"}},{"$f":"$AK398/$Q398","v":{"$error":"#DIV/0!"}},{"$f":"$AL398/$Q398","v":{"$error":"#DIV/0!"}},{"$f":"$AM398/$Q398","v":{"$error":"#DIV/0!"}},{"$f":"$AN398/$Q398","v":{"$error":"#DIV/0!"}},{"$f":"$AO398/$Q398","v":{"$error":"#DIV/0!"}},{"$f":"$AP398/$Q398","v":{"$error":"#DIV/0!"}},{"$f":"$AQ398/$Q398","v":{"$error":"#DIV/0!"}},{"$f":"$AR398/$Q398","v":{"$error":"#DIV/0!"}},{"$f":"$AS398/$Q398","v":{"$error":"#DIV/0!"}},"暖房COP比","βw"]
[null,null,"Σ",{"$f":"($AB$26/$V$51)*D$395*D$301*D$426","v":{"$error":"#VALUE!"}},{"$f":"($AB$26/$V$51)*E$395*E$301*E$426","v":{"$error":"#VALUE!"}},{"$error":"#VALUE!"},{"$error":"#VALUE!"},{"$error":"#VALUE!"},{"$error":"#VALUE!"},{"$error":"#VALUE!"},{"$error":"#VALUE!"},{"$error":"#VALUE!"},{"$error":"#VALUE!"},{"$error":"#VALUE!"},{"$error":"#VALUE!"},{"$f":"($AB$26/$V$48)*P$395*P$301*P$426","v":{"$error":"#VALUE!"}},{"$error":"#VALUE!"},{"$error":"#VALUE!"},{"$error":"#VALUE!"},{"$error":"#VALUE!"},{"$error":"#VALUE!"},{"$error":"#VALUE!"},{"$error":"#VALUE!"},{"$error":"#VALUE!"},{"$error":"#VALUE!"},{"$error":"#VALUE!"},{"$error":"#VALUE!"},{"$error":"#VALUE!"},{"$error":"#VALUE!"},{"$error":"#VALUE!"},{"$error":"#VALUE!"},{"$error":"#VALUE!"},{"$error":"#VALUE!"},{"$error":"#VALUE!"},{"$error":"#VALUE!"},{"$error":"#VALUE!"},{"$error":"#VALUE!"},{"$error":"#VALUE!"},{"$error":"#VALUE!"},{"$error":"#VALUE!"},{"$error":"#VALUE!"},{"$error":"#VALUE!"},{"$error":"#VALUE!"},{"$error":"#VALUE!"},{"$error":"#VALUE!"},{"$f":"SUM($D400:$AS400)","v":{"$error":"#VALUE!"}},"Σ"]
[null,"後7","暖房時消費電力比",{"$f":"D$302/D$405","v":{"$error":"#DIV/0!"}},{"$f":"E$302/E$405","v":{"$error":"#DIV/0!"}},{"$error":"#DIV/0!"},{"$error":"#DIV/0!"},{"$error":"#DIV/0!"},{"$error":"#DIV/0!"},{"$error":"#DIV/0!"},{"$error":"#DIV/0!"},{"$error":"#DIV/0!"},{"$error":"#DIV/0!"},{"$error":"#DIV/0!"},{"$error":"#DIV/0!"},{"$error":"#DIV/0!"},{"$error":"#DIV/0!"},{"$error":"#DIV/0!"},{"$error":"#DIV/0!"},{"$error":"#DIV/0!"},{"$error":"#DIV/0!"},{"$error":"#DIV/0!"},{"$error":"#DIV/0!"},{"$error":"#DIV/0!"},{"$error":"#DIV/0!"},{"$error":"#DIV/0!"},{"$error":"#DIV/0!"},{"$error":"#DIV/0!"},{"$error":"#DIV/0!"},{"$error":"#DIV/0!"},{"$error":"#DIV/0!"},{"$error":"#DIV/0!"},{"$error":"#DIV/0!"},{"$error":"#DIV/0!"},{"$error":"#DIV/0!"},{"$error":"#DIV/0!"},{"$error":"#DIV/0!"},{"$error":"#DIV/0!"},{"$error":"#DIV/0!"},{"$error":"#DIV/0!"},{"$error":"#DIV/0!"},{"$error":"#DIV/0!"},{"$error":"#DIV/0!"},{"$error":"#DIV/0!"},{"$error":"#DIV/0!"},"暖房時消費電力比","εw"]
[null,null,"暖房能力",{"$f":"($W$49-0.64*$W$46)/9*(D$288-7)+$W$49","v":0},{"$f":"($W$49-0.64*$W$46)/9*(E$288-7)+$W$49","v":0},0,0,0,0,0,0,0,0,0,0,{"$f":"($W$46-0.64*$W$46)/14*($P$288-7)+$W$46","v":0},{"$f":"($W$46-0.64*$W$46)/14*($Q$288-7)+$W$46","v":0},{"$f":"($W$46-0.64*$W$46)/14*($R$288-7)+$W$46","v":0},{"$f":"($W$46-0.64*$W$46)/14*($S$288-7)+$W$46","v":0},{"$f":"($W$46-0.64*$W$46)/14*($T$288-7)+$W$46","v":0},{"$f":"($W$46-0.64*$W$46)/14*($U$288-7)+$W$46","v":0},{"$f":"($W$46-0.64*$W$46)/14*($V$288-7)+$W$46","v":0},{"$f":"($W$46-0.64*$W$46)/14*($W$288-7)+$W$46","v":0},{"$f":"($W$46-0.64*$W$46)/14*($X$288-7)+$W$46","v":0},{"$f":"($W$46-0.64*$W$46)/14*($Y$288-7)+$W$46","v":0},{"$f":"($W$46-0.64*$W$46)/14*($Z$288-7)+$W$46","v":0},{"$f":"($W$46-0.64*$W$46)/14*($AA$288-7)+$W$46","v":0},{"$f":"($W$46-0.64*$W$46)/14*($AB$288-7)+$W$46","v":0},{"$f":"($W$46-0.64*$W$46)/14*($AC$288-7)+$W$46","v":0},{"$f":"($W$46-0.64*$W$46)/14*($AD$288-7)+$W$46","v":0},{"$f":"($W$46-0.64*$W$46)/14*($AE$288-7)+$W$46","v":0},{"$f":"($W$46-0.64*$W$46)/14*($AF$288-7)+$W$46","v":0},{"$f":"($W$46-0.64*$W$46)/14*($AG$288-7)+$W$46","v":0},{"$f":"($W$46-0.64*$W$46)/14*($AH$288-7)+$W$46","v":0},{"$f":"($W$46-0.64*$W$46)/14*($AI$288-7)+$W$46","v":0},{"$f":"($W$46-0.64*$W$46)/14*($AJ$288-7)+$W$46","v":0},{"$f":"($W$46-0.64*$W$46)/14*($AK$288-7)+$W$46","v":0},{"$f":"($W$46-0.64*$W$46)/14*($AL$288-7)+$W$46","v":0},{"$f":"($W$46-0.64*$W$46)/14*($AM$288-7)+$W$46","v":0},{"$f":"($W$46-0.64*$W$46)/14*($AN$288-7)+$W$46","v":0},{"$f":"($W$46-0.64*$W$46)/14*($AO$288-7)+$W$46","v":0},{"$f":"($W$46-0.64*$W$46)/14*($AP$288-7)+$W$46","v":0},{"$f":"($W$46-0.64*$W$46)/14*($AQ$288-7)+$W$46","v":0},{"$f":"($W$46-0.64*$W$46)/14*($AR$288-7)+$W$46","v":0},{"$f":"($W$46-0.64*$W$46)/14*($AS$288-7)+$W$46","v":0},"暖房能力","Φw"]
[null,null,"暖房消費電力",{"$f":"($W$50-0.82*$W$47)/9*(D$288-7)+$W$50","v":0},{"$f":"($W$50-0.82*$W$47)/9*(E$288-7)+$W$50","v":0},0,0,0,0,0,0,0,0,0,0,{"$f":"($W$47-0.82*$W$47)/14*($P$288-7)+$W$47","v":0},{"$f":"($W$47-0.82*$W$47)/14*($Q$288-7)+$W$47","v":0},{"$f":"($W$47-0.82*$W$47)/14*($R$288-7)+$W$47","v":0},{"$f":"($W$47-0.82*$W$47)/14*($S$288-7)+$W$47","v":0},{"$f":"($W$47-0.82*$W$47)/14*($T$288-7)+$W$47","v":0},{"$f":"($W$47-0.82*$W$47)/14*($U$288-7)+$W$47","v":0},{"$f":"($W$47-0.82*$W$47)/14*($V$288-7)+$W$47","v":0},{"$f":"($W$47-0.82*$W$47)/14*($W$288-7)+$W$47","v":0},{"$f":"($W$47-0.82*$W$47)/14*($X$288-7)+$W$47","v":0},{"$f":"($W$47-0.82*$W$47)/14*($Y$288-7)+$W$47","v":0},{"$f":"($W$47-0.82*$W$47)/14*($Z$288-7)+$W$47","v":0},{"$f":"($W$47-0.82*$W$47)/14*($AA$288-7)+$W$47","v":0},{"$f":"($W$47-0.82*$W$47)/14*($AB$288-7)+$W$47","v":0},{"$f":"($W$47-0.82*$W$47)/14*($AC$288-7)+$W$47","v":0},{"$f":"($W$47-0.82*$W$47)/14*($AD$288-7)+$W$47","v":0},{"$f":"($W$47-0.82*$W$47)/14*($AE$288-7)+$W$47","v":0},{"$f":"($W$47-0.82*$W$47)/14*($AF$288-7)+$W$47","v":0},{"$f":"($W$47-0.82*$W$47)/14*($AG$288-7)+$W$47","v":0},{"$f":"($W$47-0.82*$W$47)/14*($AH$288-7)+$W$47","v":0},{"$f":"($W$47-0.82*$W$47)/14*($AI$288-7)+$W$47","v":0},{"$f":"($W$47-0.82*$W$47)/14*($AJ$288-7)+$W$47","v":0},{"$f":"($W$47-0.82*$W$47)/14*($AK$288-7)+$W$47","v":0},{"$f":"($W$47-0.82*$W$47)/14*($AL$288-7)+$W$47","v":0},{"$f":"($W$47-0.82*$W$47)/14*($AM$288-7)+$W$47","v":0},{"$f":"($W$47-0.82*$W$47)/14*($AN$288-7)+$W$47","v":0},{"$f":"($W$47-0.82*$W$47)/14*($AO$288-7)+$W$47","v":0},{"$f":"($W$47-0.82*$W$47)/14*($AP$288-7)+$W$47","v":0},{"$f":"($W$47-0.82*$W$47)/14*($AQ$288-7)+$W$47","v":0},{"$f":"($W$47-0.82*$W$47)/14*($AR$288-7)+$W$47","v":0},{"$f":"($W$47-0.82*$W$47)/14*($AS$288-7)+$W$47","v":0},"消費電力","Pw"]
[null,null,"暖房COP",{"$f":"D$402/D$403","v":{"$error":"#DIV/0!"}},{"$f":"E$402/E$403","v":{"$error":"#DIV/0!"}},{"$error":"#DIV/0!"},{"$error":"#DIV/0!"},{"$error":"#DIV/0!"},{"$error":"#DIV/0!"},{"$error":"#DIV/0!"},{"$error":"#DIV/0!"},{"$error":"#DIV/0!"},{"$error":"#DIV/0!"},{"$error":"#DIV/0!"},{"$error":"#DIV/0!"},{"$error":"#DIV/0!"},{"$error":"#DIV/0!"},{"$error":"#DIV/0!"},{"$error":"#DIV/0!"},{"$error":"#DIV/0!"},{"$error":"#DIV/0!"},{"$error":"#DIV/0!"},{"$error":"#DIV/0!"},{"$error":"#DIV/0!"},{"$error":"#DIV/0!"},{"$error":"#DIV/0!"},{"$error":"#DIV/0!"},{"$error":"#DIV/0!"},{"$error":"#DIV/0!"},{"$error":"#DIV/0!"},{"$error":"#DIV/0!"},{"$error":"#DIV/0!"},{"$error":"#DIV/0!"},{"$error":"#DIV/0!"},{"$error":"#DIV/0!"},{"$error":"#DIV/0!"},{"$error":"#DIV/0!"},{"$error":"#DIV/0!"},{"$error":"#DIV/0!"},{"$error":"#DIV/0!"},{"$error":"#DIV/0!"},{"$error":"#DIV/0!"},{"$error":"#DIV/0!"},{"$error":"#DIV/0!"},{"$error":"#DIV/0!"},"暖房COP","σw"]
[null,null,"暖房COP比",{"$f":"$D404/$Q404","v":{"$error":"#DIV/0!"}},{"$f":"$E404/$Q404","v":{"$error":"#DIV/0!"}},{"$f":"$F404/$Q404","v":{"$error":"#DIV/0!"}},{"$f":"$G404/$Q404","v":{"$error":"#DIV/0!"}},{"$f":"$H404/$Q404","v":{"$error":"#DIV/0!"}},{"$f":"$I404/$Q404","v":{"$error":"#DIV/0!"}},{"$f":"$J404/$Q404","v":{"$error":"#DIV/0!"}},{"$f":"$K404/$Q404","v":{"$error":"#DIV/0!"}},{"$f":"$L404/$Q404","v":{"$error":"#DIV/0!"}},{"$f":"$M404/$Q404","v":{"$error":"#DIV/0!"}},{"$f":"$N404/$Q404","v":{"$error":"#DIV/0!"}},{"$f":"$O404/$Q404","v":{"$error":"#DIV/0!"}},{"$f":"$P404/$Q404","v":{"$error":"#DIV/0!"}},{"$f":"$Q404/$Q404","v":{"$error":"#DIV/0!"}},{"$f":"$R404/$Q404","v":{"$error":"#DIV/0!"}},{"$f":"$S404/$Q404","v":{"$error":"#DIV/0!"}},{"$f":"$T404/$Q404","v":{"$error":"#DIV/0!"}},{"$f":"$U404/$Q404","v":{"$error":"#DIV/0!"}},{"$f":"$V404/$Q404","v":{"$error":"#DIV/0!"}},{"$f":"$W404/$Q404","v":{"$error":"#DIV/0!"}},{"$f":"$X404/$Q404","v":{"$error":"#DIV/0!"}},{"$f":"$Y404/$Q404","v":{"$error":"#DIV/0!"}},{"$f":"$Z404/$Q404","v":{"$error":"#DIV/0!"}},{"$f":"$AA404/$Q404","v":{"$error":"#DIV/0!"}},{"$f":"$AB404/$Q404","v":{"$error":"#DIV/0!"}},{"$f":"$AC404/$Q404","v":{"$error":"#DIV/0!"}},{"$f":"$AD404/$Q404","v":{"$error":"#DIV/0!"}},{"$f":"$AE404/$Q404","v":{"$error":"#DIV/0!"}},{"$f":"$AF404/$Q404","v":{"$error":"#DIV/0!"}},{"$f":"$AG404/$Q404","v":{"$error":"#DIV/0!"}},{"$f":"$AH404/$Q404","v":{"$error":"#DIV/0!"}},{"$f":"$AI404/$Q404","v":{"$error":"#DIV/0!"}},{"$f":"$AJ404/$Q404","v":{"$error":"#DIV/0!"}},{"$f":"$AK404/$Q404","v":{"$error":"#DIV/0!"}},{"$f":"$AL404/$Q404","v":{"$error":"#DIV/0!"}},{"$f":"$AM404/$Q404","v":{"$error":"#DIV/0!"}},{"$f":"$AN404/$Q404","v":{"$error":"#DIV/0!"}},{"$f":"$AO404/$Q404","v":{"$error":"#DIV/0!"}},{"$f":"$AP404/$Q404","v":{"$error":"#DIV/0!"}},{"$f":"$AQ404/$Q404","v":{"$error":"#DIV/0!"}},{"$f":"$AR404/$Q404","v":{"$error":"#DIV/0!"}},{"$f":"$AS404/$Q404","v":{"$error":"#DIV/0!"}},"暖房COP比","βw"]
[null,null,"Σ",{"$f":"($AB$26/$W$51)*D$401*D$301*D$426","v":{"$error":"#VALUE!"}},{"$f":"($AB$26/$W$51)*E$401*E$301*E$426","v":{"$error":"#VALUE!"}},{"$error":"#VALUE!"},{"$error":"#VALUE!"},{"$error":"#VALUE!"},{"$error":"#VALUE!"},{"$error":"#VALUE!"},{"$error":"#VALUE!"},{"$error":"#VALUE!"},{"$error":"#VALUE!"},{"$error":"#VALUE!"},{"$error":"#VALUE!"},{"$f":"($AB$26/$W$48)*P$401*P$301*P$426","v":{"$error":"#VALUE!"}},{"$error":"#VALUE!"},{"$error":"#VALUE!"},{"$error":"#VALUE!"},{"$error":"#VALUE!"},{"$error":"#VALUE!"},{"$error":"#VALUE!"},{"$error":"#VALUE!"},{"$error":"#VALUE!"},{"$error":"#VALUE!"},{"$error":"#VALUE!"},{"$error":"#VALUE!"},{"$error":"#VALUE!"},{"$error":"#VALUE!"},{"$error":"#VALUE!"},{"$error":"#VALUE!"},{"$error":"#VALUE!"},{"$error":"#VALUE!"},{"$error":"#VALUE!"},{"$error":"#VALUE!"},{"$error":"#VALUE!"},{"$error":"#VALUE!"},{"$error":"#VALUE!"},{"$error":"#VALUE!"},{"$error":"#VALUE!"},{"$error":"#VALUE!"},{"$error":"#VALUE!"},{"$error":"#VALUE!"},{"$error":"#VALUE!"},{"$error":"#VALUE!"},{"$f":"SUM($D406:$AS406)","v":{"$error":"#VALUE!"}},"Σ"]
[null,"後8","暖房時消費電力比",{"$f":"D$302/D$411","v":{"$error":"#DIV/0!"}},{"$f":"E$302/E$411","v":{"$error":"#DIV/0!"}},{"$error":"#DIV/0!"},{"$error":"#DIV/0!"},{"$error":"#DIV/0!"},{"$error":"#DIV/0!"},{"$error":"#DIV/0!"},{"$error":"#DIV/0!"},{"$error":"#DIV/0!"},{"$error":"#DIV/0!"},{"$error":"#DIV/0!"},{"$error":"#DIV/0!"},{"$error":"#DIV/0!"},{"$error":"#DIV/0!"},{"$error":"#DIV/0!"},{"$error":"#DIV/0!"},{"$error":"#DIV/0!"},{"$error":"#DIV/0!"},{"$error":"#DIV/0!"},{"$error":"#DIV/0!"},{"$error":"#DIV/0!"},{"$error":"#DIV/0!"},{"$error":"#DIV/0!"},{"$error":"#DIV/0!"},{"$error":"#DIV/0!"},{"$error":"#DIV/0!"},{"$error":"#DIV/0!"},{"$error":"#DIV/0!"},{"$error":"#DIV/0!"},{"$error":"#DIV/0!"},{"$error":"#DIV/0!"},{"$error":"#DIV/0!"},{"$error":"#DIV/0!"},{"$error":"#DIV/0!"},{"$error":"#DIV/0!"},{"$error":"#DIV/0!"},{"$error":"#DIV/0!"},{"$error":"#DIV/0!"},{"$error":"#DIV/0!"},{"$error":"#DIV/0!"},{"$error":"#DIV/0!"},{"$error":"#DIV/0!"},"暖房時消費電力比","εw"]
[null,null,"暖房能力",{"$f":"($X$49-0.64*$X$46)/9*(D$288-7)+$X$49","v":0},{"$f":"($X$49-0.64*$X$46)/9*(E$288-7)+$X$49","v":0},0,0,0,0,0,0,0,0,0,0,{"$f":"($X$46-0.64*$X$46)/14*($P$288-7)+$X$46","v":0},{"$f":"($X$46-0.64*$X$46)/14*($Q$288-7)+$X$46","v":0},{"$f":"($X$46-0.64*$X$46)/14*($R$288-7)+$X$46","v":0},{"$f":"($X$46-0.64*$X$46)/14*($S$288-7)+$X$46","v":0},{"$f":"($X$46-0.64*$X$46)/14*($T$288-7)+$X$46","v":0},{"$f":"($X$46-0.64*$X$46)/14*($U$288-7)+$X$46","v":0},{"$f":"($X$46-0.64*$X$46)/14*($V$288-7)+$X$46","v":0},{"$f":"($X$46-0.64*$X$46)/14*($W$288-7)+$X$46","v":0},{"$f":"($X$46-0.64*$X$46)/14*($X$288-7)+$X$46","v":0},{"$f":"($X$46-0.64*$X$46)/14*($Y$288-7)+$X$46","v":0},{"$f":"($X$46-0.64*$X$46)/14*($Z$288-7)+$X$46","v":0},{"$f":"($X$46-0.64*$X$46)/14*($AA$288-7)+$X$46","v":0},{"$f":"($X$46-0.64*$X$46)/14*($AB$288-7)+$X$46","v":0},{"$f":"($X$46-0.64*$X$46)/14*($AC$288-7)+$X$46","v":0},{"$f":"($X$46-0.64*$X$46)/14*($AD$288-7)+$X$46","v":0},{"$f":"($X$46-0.64*$X$46)/14*($AE$288-7)+$X$46","v":0},{"$f":"($X$46-0.64*$X$46)/14*($AF$288-7)+$X$46","v":0},{"$f":"($X$46-0.64*$X$46)/14*($AG$288-7)+$X$46","v":0},{"$f":"($X$46-0.64*$X$46)/14*($AH$288-7)+$X$46","v":0},{"$f":"($X$46-0.64*$X$46)/14*($AI$288-7)+$X$46","v":0},{"$f":"($X$46-0.64*$X$46)/14*($AJ$288-7)+$X$46","v":0},{"$f":"($X$46-0.64*$X$46)/14*($AK$288-7)+$X$46","v":0},{"$f":"($X$46-0.64*$X$46)/14*($AL$288-7)+$X$46","v":0},{"$f":"($X$46-0.64*$X$46)/14*($AM$288-7)+$X$46","v":0},{"$f":"($X$46-0.64*$X$46)/14*($AN$288-7)+$X$46","v":0},{"$f":"($X$46-0.64*$X$46)/14*($AO$288-7)+$X$46","v":0},{"$f":"($X$46-0.64*$X$46)/14*($AP$288-7)+$X$46","v":0},{"$f":"($X$46-0.64*$X$46)/14*($AQ$288-7)+$X$46","v":0},{"$f":"($X$46-0.64*$X$46)/14*($AR$288-7)+$X$46","v":0},{"$f":"($X$46-0.64*$X$46)/14*($AS$288-7)+$X$46","v":0},"暖房能力","Φw"]
[null,null,"暖房消費電力",{"$f":"($X$50-0.82*$X$47)/9*(D$288-7)+$X$50","v":0},{"$f":"($X$50-0.82*$X$47)/9*(E$288-7)+$X$50","v":0},0,0,0,0,0,0,0,0,0,0,{"$f":"($X$47-0.82*$X$47)/14*($P$288-7)+$X$47","v":0},{"$f":"($X$47-0.82*$X$47)/14*($Q$288-7)+$X$47","v":0},{"$f":"($X$47-0.82*$X$47)/14*($R$288-7)+$X$47","v":0},{"$f":"($X$47-0.82*$X$47)/14*($S$288-7)+$X$47","v":0},{"$f":"($X$47-0.82*$X$47)/14*($T$288-7)+$X$47","v":0},{"$f":"($X$47-0.82*$X$47)/14*($U$288-7)+$X$47","v":0},{"$f":"($X$47-0.82*$X$47)/14*($V$288-7)+$X$47","v":0},{"$f":"($X$47-0.82*$X$47)/14*($W$288-7)+$X$47","v":0},{"$f":"($X$47-0.82*$X$47)/14*($X$288-7)+$X$47","v":0},{"$f":"($X$47-0.82*$X$47)/14*($Y$288-7)+$X$47","v":0},{"$f":"($X$47-0.82*$X$47)/14*($Z$288-7)+$X$47","v":0},{"$f":"($X$47-0.82*$X$47)/14*($AA$288-7)+$X$47","v":0},{"$f":"($X$47-0.82*$X$47)/14*($AB$288-7)+$X$47","v":0},{"$f":"($X$47-0.82*$X$47)/14*($AC$288-7)+$X$47","v":0},{"$f":"($X$47-0.82*$X$47)/14*($AD$288-7)+$X$47","v":0},{"$f":"($X$47-0.82*$X$47)/14*($AE$288-7)+$X$47","v":0},{"$f":"($X$47-0.82*$X$47)/14*($AF$288-7)+$X$47","v":0},{"$f":"($X$47-0.82*$X$47)/14*($AG$288-7)+$X$47","v":0},{"$f":"($X$47-0.82*$X$47)/14*($AH$288-7)+$X$47","v":0},{"$f":"($X$47-0.82*$X$47)/14*($AI$288-7)+$X$47","v":0},{"$f":"($X$47-0.82*$X$47)/14*($AJ$288-7)+$X$47","v":0},{"$f":"($X$47-0.82*$X$47)/14*($AK$288-7)+$X$47","v":0},{"$f":"($X$47-0.82*$X$47)/14*($AL$288-7)+$X$47","v":0},{"$f":"($X$47-0.82*$X$47)/14*($AM$288-7)+$X$47","v":0},{"$f":"($X$47-0.82*$X$47)/14*($AN$288-7)+$X$47","v":0},{"$f":"($X$47-0.82*$X$47)/14*($AO$288-7)+$X$47","v":0},{"$f":"($X$47-0.82*$X$47)/14*($AP$288-7)+$X$47","v":0},{"$f":"($X$47-0.82*$X$47)/14*($AQ$288-7)+$X$47","v":0},{"$f":"($X$47-0.82*$X$47)/14*($AR$288-7)+$X$47","v":0},{"$f":"($X$47-0.82*$X$47)/14*($AS$288-7)+$X$47","v":0},"消費電力","Pw"]
[null,null,"暖房COP",{"$f":"D$408/D$409","v":{"$error":"#DIV/0!"}},{"$f":"E$408/E$409","v":{"$error":"#DIV/0!"}},{"$error":"#DIV/0!"},{"$error":"#DIV/0!"},{"$error":"#DIV/0!"},{"$error":"#DIV/0!"},{"$error":"#DIV/0!"},{"$error":"#DIV/0!"},{"$error":"#DIV/0!"},{"$error":"#DIV/0!"},{"$error":"#DIV/0!"},{"$error":"#DIV/0!"},{"$error":"#DIV/0!"},{"$error":"#DIV/0!"},{"$error":"#DIV/0!"},{"$error":"#DIV/0!"},{"$error":"#DIV/0!"},{"$error":"#DIV/0!"},{"$error":"#DIV/0!"},{"$error":"#DIV/0!"},{"$error":"#DIV/0!"},{"$error":"#DIV/0!"},{"$error":"#DIV/0!"},{"$error":"#DIV/0!"},{"$error":"#DIV/0!"},{"$error":"#DIV/0!"},{"$error":"#DIV/0!"},{"$error":"#DIV/0!"},{"$error":"#DIV/0!"},{"$error":"#DIV/0!"},{"$error":"#DIV/0!"},{"$error":"#DIV/0!"},{"$error":"#DIV/0!"},{"$error":"#DIV/0!"},{"$error":"#DIV/0!"},{"$error":"#DIV/0!"},{"$error":"#DIV/0!"},{"$error":"#DIV/0!"},{"$error":"#DIV/0!"},{"$error":"#DIV/0!"},{"$error":"#DIV/0!"},{"$error":"#DIV/0!"},"暖房COP","σw"]
[null,null,"暖房COP比",{"$f":"$D410/$Q410","v":{"$error":"#DIV/0!"}},{"$f":"$E410/$Q410","v":{"$error":"#DIV/0!"}},{"$f":"$F410/$Q410","v":{"$error":"#DIV/0!"}},{"$f":"$G410/$Q410","v":{"$error":"#DIV/0!"}},{"$f":"$H410/$Q410","v":{"$error":"#DIV/0!"}},{"$f":"$I410/$Q410","v":{"$error":"#DIV/0!"}},{"$f":"$J410/$Q410","v":{"$error":"#DIV/0!"}},{"$f":"$K410/$Q410","v":{"$error":"#DIV/0!"}},{"$f":"$L410/$Q410","v":{"$error":"#DIV/0!"}},{"$f":"$M410/$Q410","v":{"$error":"#DIV/0!"}},{"$f":"$N410/$Q410","v":{"$error":"#DIV/0!"}},{"$f":"$O410/$Q410","v":{"$error":"#DIV/0!"}},{"$f":"$P410/$Q410","v":{"$error":"#DIV/0!"}},{"$f":"$Q410/$Q410","v":{"$error":"#DIV/0!"}},{"$f":"$R410/$Q410","v":{"$error":"#DIV/0!"}},{"$f":"$S410/$Q410","v":{"$error":"#DIV/0!"}},{"$f":"$T410/$Q410","v":{"$error":"#DIV/0!"}},{"$f":"$U410/$Q410","v":{"$error":"#DIV/0!"}},{"$f":"$V410/$Q410","v":{"$error":"#DIV/0!"}},{"$f":"$W410/$Q410","v":{"$error":"#DIV/0!"}},{"$f":"$X410/$Q410","v":{"$error":"#DIV/0!"}},{"$f":"$Y410/$Q410","v":{"$error":"#DIV/0!"}},{"$f":"$Z410/$Q410","v":{"$error":"#DIV/0!"}},{"$f":"$AA410/$Q410","v":{"$error":"#DIV/0!"}},{"$f":"$AB410/$Q410","v":{"$error":"#DIV/0!"}},{"$f":"$AC410/$Q410","v":{"$error":"#DIV/0!"}},{"$f":"$AD410/$Q410","v":{"$error":"#DIV/0!"}},{"$f":"$AE410/$Q410","v":{"$error":"#DIV/0!"}},{"$f":"$AF410/$Q410","v":{"$error":"#DIV/0!"}},{"$f":"$AG410/$Q410","v":{"$error":"#DIV/0!"}},{"$f":"$AH410/$Q410","v":{"$error":"#DIV/0!"}},{"$f":"$AI410/$Q410","v":{"$error":"#DIV/0!"}},{"$f":"$AJ410/$Q410","v":{"$error":"#DIV/0!"}},{"$f":"$AK410/$Q410","v":{"$error":"#DIV/0!"}},{"$f":"$AL410/$Q410","v":{"$error":"#DIV/0!"}},{"$f":"$AM410/$Q410","v":{"$error":"#DIV/0!"}},{"$f":"$AN410/$Q410","v":{"$error":"#DIV/0!"}},{"$f":"$AO410/$Q410","v":{"$error":"#DIV/0!"}},{"$f":"$AP410/$Q410","v":{"$error":"#DIV/0!"}},{"$f":"$AQ410/$Q410","v":{"$error":"#DIV/0!"}},{"$f":"$AR410/$Q410","v":{"$error":"#DIV/0!"}},{"$f":"$AS410/$Q410","v":{"$error":"#DIV/0!"}},"暖房COP比","βw"]
[null,null,"Σ",{"$f":"($AB$26/$X$51)*D$407*D$301*D$426","v":{"$error":"#VALUE!"}},{"$f":"($AB$26/$X$51)*E$407*E$301*E$426","v":{"$error":"#VALUE!"}},{"$error":"#VALUE!"},{"$error":"#VALUE!"},{"$error":"#VALUE!"},{"$error":"#VALUE!"},{"$error":"#VALUE!"},{"$error":"#VALUE!"},{"$error":"#VALUE!"},{"$error":"#VALUE!"},{"$error":"#VALUE!"},{"$error":"#VALUE!"},{"$f":"($AB$26/$X$48)*P$407*P$301*P$426","v":{"$error":"#VALUE!"}},{"$error":"#VALUE!"},{"$error":"#VALUE!"},{"$error":"#VALUE!"},{"$error":"#VALUE!"},{"$error":"#VALUE!"},{"$error":"#VALUE!"},{"$error":"#VALUE!"},{"$error":"#VALUE!"},{"$error":"#VALUE!"},{"$error":"#VALUE!"},{"$error":"#VALUE!"},{"$error":"#VALUE!"},{"$error":"#VALUE!"},{"$error":"#VALUE!"},{"$error":"#VALUE!"},{"$error":"#VALUE!"},{"$error":"#VALUE!"},{"$error":"#VALUE!"},{"$error":"#VALUE!"},{"$error":"#VALUE!"},{"$error":"#VALUE!"},{"$error":"#VALUE!"},{"$error":"#VALUE!"},{"$error":"#VALUE!"},{"$error":"#VALUE!"},{"$error":"#VALUE!"},{"$error":"#VALUE!"},{"$error":"#VALUE!"},{"$error":"#VALUE!"},{"$f":"SUM($D412:$AS412)","v":{"$error":"#VALUE!"}},"Σ"]
[null,"後9","暖房時消費電力比",{"$f":"D$302/D$417","v":{"$error":"#DIV/0!"}},{"$f":"E$302/E$417","v":{"$error":"#DIV/0!"}},{"$error":"#DIV/0!"},{"$error":"#DIV/0!"},{"$error":"#DIV/0!"},{"$error":"#DIV/0!"},{"$error":"#DIV/0!"},{"$error":"#DIV/0!"},{"$error":"#DIV/0!"},{"$error":"#DIV/0!"},{"$error":"#DIV/0!"},{"$error":"#DIV/0!"},{"$error":"#DIV/0!"},{"$error":"#DIV/0!"},{"$error":"#DIV/0!"},{"$error":"#DIV/0!"},{"$error":"#DIV/0!"},{"$error":"#DIV/0!"},{"$error":"#DIV/0!"},{"$error":"#DIV/0!"},{"$error":"#DIV/0!"},{"$error":"#DIV/0!"},{"$error":"#DIV/0!"},{"$error":"#DIV/0!"},{"$error":"#DIV/0!"},{"$error":"#DIV/0!"},{"$error":"#DIV/0!"},{"$error":"#DIV/0!"},{"$error":"#DIV/0!"},{"$error":"#DIV/0!"},{"$error":"#DIV/0!"},{"$error":"#DIV/0!"},{"$error":"#DIV/0!"},{"$error":"#DIV/0!"},{"$error":"#DIV/0!"},{"$error":"#DIV/0!"},{"$error":"#DIV/0!"},{"$error":"#DIV/0!"},{"$error":"#DIV/0!"},{"$error":"#DIV/0!"},{"$error":"#DIV/0!"},{"$error":"#DIV/0!"},"暖房時消費電力比","εw"]
[null,null,"暖房能力",{"$f":"($Y$49-0.64*$Y$46)/9*(D$288-7)+$Y$49","v":0},{"$f":"($Y$49-0.64*$Y$46)/9*(E$288-7)+$Y$49","v":0},0,0,0,0,0,0,0,0,0,0,{"$f":"($Y$46-0.64*$Y$46)/14*($P$288-7)+$Y$46","v":0},{"$f":"($Y$46-0.64*$Y$46)/14*($Q$288-7)+$Y$46","v":0},{"$f":"($Y$46-0.64*$Y$46)/14*($R$288-7)+$Y$46","v":0},{"$f":"($Y$46-0.64*$Y$46)/14*($S$288-7)+$Y$46","v":0},{"$f":"($Y$46-0.64*$Y$46)/14*($T$288-7)+$Y$46","v":0},{"$f":"($Y$46-0.64*$Y$46)/14*($U$288-7)+$Y$46","v":0},{"$f":"($Y$46-0.64*$Y$46)/14*($V$288-7)+$Y$46","v":0},{"$f":"($Y$46-0.64*$Y$46)/14*($W$288-7)+$Y$46","v":0},{"$f":"($Y$46-0.64*$Y$46)/14*($X$288-7)+$Y$46","v":0},{"$f":"($Y$46-0.64*$Y$46)/14*($Y$288-7)+$Y$46","v":0},{"$f":"($Y$46-0.64*$Y$46)/14*($Z$288-7)+$Y$46","v":0},{"$f":"($Y$46-0.64*$Y$46)/14*($AA$288-7)+$Y$46","v":0},{"$f":"($Y$46-0.64*$Y$46)/14*($AB$288-7)+$Y$46","v":0},{"$f":"($Y$46-0.64*$Y$46)/14*($AC$288-7)+$Y$46","v":0},{"$f":"($Y$46-0.64*$Y$46)/14*($AD$288-7)+$Y$46","v":0},{"$f":"($Y$46-0.64*$Y$46)/14*($AE$288-7)+$Y$46","v":0},{"$f":"($Y$46-0.64*$Y$46)/14*($AF$288-7)+$Y$46","v":0},{"$f":"($Y$46-0.64*$Y$46)/14*($AG$288-7)+$Y$46","v":0},{"$f":"($Y$46-0.64*$Y$46)/14*($AH$288-7)+$Y$46","v":0},{"$f":"($Y$46-0.64*$Y$46)/14*($AI$288-7)+$Y$46","v":0},{"$f":"($Y$46-0.64*$Y$46)/14*($AJ$288-7)+$Y$46","v":0},{"$f":"($Y$46-0.64*$Y$46)/14*($AK$288-7)+$Y$46","v":0},{"$f":"($Y$46-0.64*$Y$46)/14*($AL$288-7)+$Y$46","v":0},{"$f":"($Y$46-0.64*$Y$46)/14*($AM$288-7)+$Y$46","v":0},{"$f":"($Y$46-0.64*$Y$46)/14*($AN$288-7)+$Y$46","v":0},{"$f":"($Y$46-0.64*$Y$46)/14*($AO$288-7)+$Y$46","v":0},{"$f":"($Y$46-0.64*$Y$46)/14*($AP$288-7)+$Y$46","v":0},{"$f":"($Y$46-0.64*$Y$46)/14*($AQ$288-7)+$Y$46","v":0},{"$f":"($Y$46-0.64*$Y$46)/14*($AR$288-7)+$Y$46","v":0},{"$f":"($Y$46-0.64*$Y$46)/14*($AS$288-7)+$Y$46","v":0},"暖房能力","Φw"]
[null,null,"暖房消費電力",{"$f":"($Y$50-0.82*$Y$47)/9*(D$288-7)+$Y$50","v":0},{"$f":"($Y$50-0.82*$Y$47)/9*(E$288-7)+$Y$50","v":0},0,0,0,0,0,0,0,0,0,0,{"$f":"($Y$47-0.82*$Y$47)/14*($P$288-7)+$Y$47","v":0},{"$f":"($Y$47-0.82*$Y$47)/14*($Q$288-7)+$Y$47","v":0},{"$f":"($Y$47-0.82*$Y$47)/14*($R$288-7)+$Y$47","v":0},{"$f":"($Y$47-0.82*$Y$47)/14*($S$288-7)+$Y$47","v":0},{"$f":"($Y$47-0.82*$Y$47)/14*($T$288-7)+$Y$47","v":0},{"$f":"($Y$47-0.82*$Y$47)/14*($U$288-7)+$Y$47","v":0},{"$f":"($Y$47-0.82*$Y$47)/14*($V$288-7)+$Y$47","v":0},{"$f":"($Y$47-0.82*$Y$47)/14*($W$288-7)+$Y$47","v":0},{"$f":"($Y$47-0.82*$Y$47)/14*($X$288-7)+$Y$47","v":0},{"$f":"($Y$47-0.82*$Y$47)/14*($Y$288-7)+$Y$47","v":0},{"$f":"($Y$47-0.82*$Y$47)/14*($Z$288-7)+$Y$47","v":0},{"$f":"($Y$47-0.82*$Y$47)/14*($AA$288-7)+$Y$47","v":0},{"$f":"($Y$47-0.82*$Y$47)/14*($AB$288-7)+$Y$47","v":0},{"$f":"($Y$47-0.82*$Y$47)/14*($AC$288-7)+$Y$47","v":0},{"$f":"($Y$47-0.82*$Y$47)/14*($AD$288-7)+$Y$47","v":0},{"$f":"($Y$47-0.82*$Y$47)/14*($AE$288-7)+$Y$47","v":0},{"$f":"($Y$47-0.82*$Y$47)/14*($AF$288-7)+$Y$47","v":0},{"$f":"($Y$47-0.82*$Y$47)/14*($AG$288-7)+$Y$47","v":0},{"$f":"($Y$47-0.82*$Y$47)/14*($AH$288-7)+$Y$47","v":0},{"$f":"($Y$47-0.82*$Y$47)/14*($AI$288-7)+$Y$47","v":0},{"$f":"($Y$47-0.82*$Y$47)/14*($AJ$288-7)+$Y$47","v":0},{"$f":"($Y$47-0.82*$Y$47)/14*($AK$288-7)+$Y$47","v":0},{"$f":"($Y$47-0.82*$Y$47)/14*($AL$288-7)+$Y$47","v":0},{"$f":"($Y$47-0.82*$Y$47)/14*($AM$288-7)+$Y$47","v":0},{"$f":"($Y$47-0.82*$Y$47)/14*($AN$288-7)+$Y$47","v":0},{"$f":"($Y$47-0.82*$Y$47)/14*($AO$288-7)+$Y$47","v":0},{"$f":"($Y$47-0.82*$Y$47)/14*($AP$288-7)+$Y$47","v":0},{"$f":"($Y$47-0.82*$Y$47)/14*($AQ$288-7)+$Y$47","v":0},{"$f":"($Y$47-0.82*$Y$47)/14*($AR$288-7)+$Y$47","v":0},{"$f":"($Y$47-0.82*$Y$47)/14*($AS$288-7)+$Y$47","v":0},"消費電力","Pw"]
[null,null,"暖房COP",{"$f":"D$414/D$415","v":{"$error":"#DIV/0!"}},{"$f":"E$414/E$415","v":{"$error":"#DIV/0!"}},{"$error":"#DIV/0!"},{"$error":"#DIV/0!"},{"$error":"#DIV/0!"},{"$error":"#DIV/0!"},{"$error":"#DIV/0!"},{"$error":"#DIV/0!"},{"$error":"#DIV/0!"},{"$error":"#DIV/0!"},{"$error":"#DIV/0!"},{"$error":"#DIV/0!"},{"$error":"#DIV/0!"},{"$error":"#DIV/0!"},{"$error":"#DIV/0!"},{"$error":"#DIV/0!"},{"$error":"#DIV/0!"},{"$error":"#DIV/0!"},{"$error":"#DIV/0!"},{"$error":"#DIV/0!"},{"$error":"#DIV/0!"},{"$error":"#DIV/0!"},{"$error":"#DIV/0!"},{"$error":"#DIV/0!"},{"$error":"#DIV/0!"},{"$error":"#DIV/0!"},{"$error":"#DIV/0!"},{"$error":"#DIV/0!"},{"$error":"#DIV/0!"},{"$error":"#DIV/0!"},{"$error":"#DIV/0!"},{"$error":"#DIV/0!"},{"$error":"#DIV/0!"},{"$error":"#DIV/0!"},{"$error":"#DIV/0!"},{"$error":"#DIV/0!"},{"$error":"#DIV/0!"},{"$error":"#DIV/0!"},{"$error":"#DIV/0!"},{"$error":"#DIV/0!"},{"$error":"#DIV/0!"},{"$error":"#DIV/0!"},"暖房COP","σw"]
[null,null,"暖房COP比",{"$f":"$D416/$Q416","v":{"$error":"#DIV/0!"}},{"$f":"$E416/$Q416","v":{"$error":"#DIV/0!"}},{"$f":"$F416/$Q416","v":{"$error":"#DIV/0!"}},{"$f":"$G416/$Q416","v":{"$error":"#DIV/0!"}},{"$f":"$H416/$Q416","v":{"$error":"#DIV/0!"}},{"$f":"$I416/$Q416","v":{"$error":"#DIV/0!"}},{"$f":"$J416/$Q416","v":{"$error":"#DIV/0!"}},{"$f":"$K416/$Q416","v":{"$error":"#DIV/0!"}},{"$f":"$L416/$Q416","v":{"$error":"#DIV/0!"}},{"$f":"$M416/$Q416","v":{"$error":"#DIV/0!"}},{"$f":"$N416/$Q416","v":{"$error":"#DIV/0!"}},{"$f":"$O416/$Q416","v":{"$error":"#DIV/0!"}},{"$f":"$P416/$Q416","v":{"$error":"#DIV/0!"}},{"$f":"$Q416/$Q416","v":{"$error":"#DIV/0!"}},{"$f":"$R416/$Q416","v":{"$error":"#DIV/0!"}},{"$f":"$S416/$Q416","v":{"$error":"#DIV/0!"}},{"$f":"$T416/$Q416","v":{"$error":"#DIV/0!"}},{"$f":"$U416/$Q416","v":{"$error":"#DIV/0!"}},{"$f":"$V416/$Q416","v":{"$error":"#DIV/0!"}},{"$f":"$W416/$Q416","v":{"$error":"#DIV/0!"}},{"$f":"$X416/$Q416","v":{"$error":"#DIV/0!"}},{"$f":"$Y416/$Q416","v":{"$error":"#DIV/0!"}},{"$f":"$Z416/$Q416","v":{"$error":"#DIV/0!"}},{"$f":"$AA416/$Q416","v":{"$error":"#DIV/0!"}},{"$f":"$AB416/$Q416","v":{"$error":"#DIV/0!"}},{"$f":"$AC416/$Q416","v":{"$error":"#DIV/0!"}},{"$f":"$AD416/$Q416","v":{"$error":"#DIV/0!"}},{"$f":"$AE416/$Q416","v":{"$error":"#DIV/0!"}},{"$f":"$AF416/$Q416","v":{"$error":"#DIV/0!"}},{"$f":"$AG416/$Q416","v":{"$error":"#DIV/0!"}},{"$f":"$AH416/$Q416","v":{"$error":"#DIV/0!"}},{"$f":"$AI416/$Q416","v":{"$error":"#DIV/0!"}},{"$f":"$AJ416/$Q416","v":{"$error":"#DIV/0!"}},{"$f":"$AK416/$Q416","v":{"$error":"#DIV/0!"}},{"$f":"$AL416/$Q416","v":{"$error":"#DIV/0!"}},{"$f":"$AM416/$Q416","v":{"$error":"#DIV/0!"}},{"$f":"$AN416/$Q416","v":{"$error":"#DIV/0!"}},{"$f":"$AO416/$Q416","v":{"$error":"#DIV/0!"}},{"$f":"$AP416/$Q416","v":{"$error":"#DIV/0!"}},{"$f":"$AQ416/$Q416","v":{"$error":"#DIV/0!"}},{"$f":"$AR416/$Q416","v":{"$error":"#DIV/0!"}},{"$f":"$AS416/$Q416","v":{"$error":"#DIV/0!"}},"暖房COP比","βw"]
[null,null,"Σ",{"$f":"($AB$26/$Y$51)*D$413*D$301*D$426","v":{"$error":"#VALUE!"}},{"$f":"($AB$26/$Y$51)*E$413*E$301*E$426","v":{"$error":"#VALUE!"}},{"$error":"#VALUE!"},{"$error":"#VALUE!"},{"$error":"#VALUE!"},{"$error":"#VALUE!"},{"$error":"#VALUE!"},{"$error":"#VALUE!"},{"$error":"#VALUE!"},{"$error":"#VALUE!"},{"$error":"#VALUE!"},{"$error":"#VALUE!"},{"$f":"($AB$26/$Y$48)*P$413*P$301*P$426","v":{"$error":"#VALUE!"}},{"$error":"#VALUE!"},{"$error":"#VALUE!"},{"$error":"#VALUE!"},{"$error":"#VALUE!"},{"$error":"#VALUE!"},{"$error":"#VALUE!"},{"$error":"#VALUE!"},{"$error":"#VALUE!"},{"$error":"#VALUE!"},{"$error":"#VALUE!"},{"$error":"#VALUE!"},{"$error":"#VALUE!"},{"$error":"#VALUE!"},{"$error":"#VALUE!"},{"$error":"#VALUE!"},{"$error":"#VALUE!"},{"$error":"#VALUE!"},{"$error":"#VALUE!"},{"$error":"#VALUE!"},{"$error":"#VALUE!"},{"$error":"#VALUE!"},{"$error":"#VALUE!"},{"$error":"#VALUE!"},{"$error":"#VALUE!"},{"$error":"#VALUE!"},{"$error":"#VALUE!"},{"$error":"#VALUE!"},{"$error":"#VALUE!"},{"$error":"#VALUE!"},{"$f":"SUM($D418:$AS418)","v":{"$error":"#VALUE!"}},"Σ"]
[null,"後10","暖房時消費電力比",{"$f":"D$302/D$423","v":{"$error":"#DIV/0!"}},{"$f":"E$302/E$423","v":{"$error":"#DIV/0!"}},{"$error":"#DIV/0!"},{"$error":"#DIV/0!"},{"$error":"#DIV/0!"},{"$error":"#DIV/0!"},{"$error":"#DIV/0!"},{"$error":"#DIV/0!"},{"$error":"#DIV/0!"},{"$error":"#DIV/0!"},{"$error":"#DIV/0!"},{"$error":"#DIV/0!"},{"$error":"#DIV/0!"},{"$error":"#DIV/0!"},{"$error":"#DIV/0!"},{"$error":"#DIV/0!"},{"$error":"#DIV/0!"},{"$error":"#DIV/0!"},{"$error":"#DIV/0!"},{"$error":"#DIV/0!"},{"$error":"#DIV/0!"},{"$error":"#DIV/0!"},{"$error":"#DIV/0!"},{"$error":"#DIV/0!"},{"$error":"#DIV/0!"},{"$error":"#DIV/0!"},{"$error":"#DIV/0!"},{"$error":"#DIV/0!"},{"$error":"#DIV/0!"},{"$error":"#DIV/0!"},{"$error":"#DIV/0!"},{"$error":"#DIV/0!"},{"$error":"#DIV/0!"},{"$error":"#DIV/0!"},{"$error":"#DIV/0!"},{"$error":"#DIV/0!"},{"$error":"#DIV/0!"},{"$error":"#DIV/0!"},{"$error":"#DIV/0!"},{"$error":"#DIV/0!"},{"$error":"#DIV/0!"},{"$error":"#DIV/0!"},"暖房時消費電力比","εw"]
[null,null,"暖房能力",{"$f":"($Z$49-0.64*$Z$46)/9*(D$288-7)+$Z$49","v":0},{"$f":"($Z$49-0.64*$Z$46)/9*(E$288-7)+$Z$49","v":0},0,0,0,0,0,0,0,0,0,0,{"$f":"($Z$46-0.64*$Z$46)/14*($P$288-7)+$Z$46","v":0},{"$f":"($Z$46-0.64*$Z$46)/14*($Q$288-7)+$Z$46","v":0},{"$f":"($Z$46-0.64*$Z$46)/14*($R$288-7)+$Z$46","v":0},{"$f":"($Z$46-0.64*$Z$46)/14*($S$288-7)+$Z$46","v":0},{"$f":"($Z$46-0.64*$Z$46)/14*($T$288-7)+$Z$46","v":0},{"$f":"($Z$46-0.64*$Z$46)/14*($U$288-7)+$Z$46","v":0},{"$f":"($Z$46-0.64*$Z$46)/14*($V$288-7)+$Z$46","v":0},{"$f":"($Z$46-0.64*$Z$46)/14*($W$288-7)+$Z$46","v":0},{"$f":"($Z$46-0.64*$Z$46)/14*($X$288-7)+$Z$46","v":0},{"$f":"($Z$46-0.64*$Z$46)/14*($Y$288-7)+$Z$46","v":0},{"$f":"($Z$46-0.64*$Z$46)/14*($Z$288-7)+$Z$46","v":0},{"$f":"($Z$46-0.64*$Z$46)/14*($AA$288-7)+$Z$46","v":0},{"$f":"($Z$46-0.64*$Z$46)/14*($AB$288-7)+$Z$46","v":0},{"$f":"($Z$46-0.64*$Z$46)/14*($AC$288-7)+$Z$46","v":0},{"$f":"($Z$46-0.64*$Z$46)/14*($AD$288-7)+$Z$46","v":0},{"$f":"($Z$46-0.64*$Z$46)/14*($AE$288-7)+$Z$46","v":0},{"$f":"($Z$46-0.64*$Z$46)/14*($AF$288-7)+$Z$46","v":0},{"$f":"($Z$46-0.64*$Z$46)/14*($AG$288-7)+$Z$46","v":0},{"$f":"($Z$46-0.64*$Z$46)/14*($AH$288-7)+$Z$46","v":0},{"$f":"($Z$46-0.64*$Z$46)/14*($AI$288-7)+$Z$46","v":0},{"$f":"($Z$46-0.64*$Z$46)/14*($AJ$288-7)+$Z$46","v":0},{"$f":"($Z$46-0.64*$Z$46)/14*($AK$288-7)+$Z$46","v":0},{"$f":"($Z$46-0.64*$Z$46)/14*($AL$288-7)+$Z$46","v":0},{"$f":"($Z$46-0.64*$Z$46)/14*($AM$288-7)+$Z$46","v":0},{"$f":"($Z$46-0.64*$Z$46)/14*($AN$288-7)+$Z$46","v":0},{"$f":"($Z$46-0.64*$Z$46)/14*($AO$288-7)+$Z$46","v":0},{"$f":"($Z$46-0.64*$Z$46)/14*($AP$288-7)+$Z$46","v":0},{"$f":"($Z$46-0.64*$Z$46)/14*($AQ$288-7)+$Z$46","v":0},{"$f":"($Z$46-0.64*$Z$46)/14*($AR$288-7)+$Z$46","v":0},{"$f":"($Z$46-0.64*$Z$46)/14*($AS$288-7)+$Z$46","v":0},"暖房能力","Φw"]
[null,null,"暖房消費電力",{"$f":"($Z$50-0.82*$Z$47)/9*(D$288-7)+$Z$50","v":0},{"$f":"($Z$50-0.82*$Z$47)/9*(E$288-7)+$Z$50","v":0},0,0,0,0,0,0,0,0,0,0,{"$f":"($Z$47-0.82*$Z$47)/14*($P$288-7)+$Z$47","v":0},{"$f":"($Z$47-0.82*$Z$47)/14*($Q$288-7)+$Z$47","v":0},{"$f":"($Z$47-0.82*$Z$47)/14*($R$288-7)+$Z$47","v":0},{"$f":"($Z$47-0.82*$Z$47)/14*($S$288-7)+$Z$47","v":0},{"$f":"($Z$47-0.82*$Z$47)/14*($T$288-7)+$Z$47","v":0},{"$f":"($Z$47-0.82*$Z$47)/14*($U$288-7)+$Z$47","v":0},{"$f":"($Z$47-0.82*$Z$47)/14*($V$288-7)+$Z$47","v":0},{"$f":"($Z$47-0.82*$Z$47)/14*($W$288-7)+$Z$47","v":0},{"$f":"($Z$47-0.82*$Z$47)/14*($X$288-7)+$Z$47","v":0},{"$f":"($Z$47-0.82*$Z$47)/14*($Y$288-7)+$Z$47","v":0},{"$f":"($Z$47-0.82*$Z$47)/14*($Z$288-7)+$Z$47","v":0},{"$f":"($Z$47-0.82*$Z$47)/14*($AA$288-7)+$Z$47","v":0},{"$f":"($Z$47-0.82*$Z$47)/14*($AB$288-7)+$Z$47","v":0},{"$f":"($Z$47-0.82*$Z$47)/14*($AC$288-7)+$Z$47","v":0},{"$f":"($Z$47-0.82*$Z$47)/14*($AD$288-7)+$Z$47","v":0},{"$f":"($Z$47-0.82*$Z$47)/14*($AE$288-7)+$Z$47","v":0},{"$f":"($Z$47-0.82*$Z$47)/14*($AF$288-7)+$Z$47","v":0},{"$f":"($Z$47-0.82*$Z$47)/14*($AG$288-7)+$Z$47","v":0},{"$f":"($Z$47-0.82*$Z$47)/14*($AH$288-7)+$Z$47","v":0},{"$f":"($Z$47-0.82*$Z$47)/14*($AI$288-7)+$Z$47","v":0},{"$f":"($Z$47-0.82*$Z$47)/14*($AJ$288-7)+$Z$47","v":0},{"$f":"($Z$47-0.82*$Z$47)/14*($AK$288-7)+$Z$47","v":0},{"$f":"($Z$47-0.82*$Z$47)/14*($AL$288-7)+$Z$47","v":0},{"$f":"($Z$47-0.82*$Z$47)/14*($AM$288-7)+$Z$47","v":0},{"$f":"($Z$47-0.82*$Z$47)/14*($AN$288-7)+$Z$47","v":0},{"$f":"($Z$47-0.82*$Z$47)/14*($AO$288-7)+$Z$47","v":0},{"$f":"($Z$47-0.82*$Z$47)/14*($AP$288-7)+$Z$47","v":0},{"$f":"($Z$47-0.82*$Z$47)/14*($AQ$288-7)+$Z$47","v":0},{"$f":"($Z$47-0.82*$Z$47)/14*($AR$288-7)+$Z$47","v":0},{"$f":"($Z$47-0.82*$Z$47)/14*($AS$288-7)+$Z$47","v":0},"消費電力","Pw"]
[null,null,"暖房COP",{"$f":"D$420/D$421","v":{"$error":"#DIV/0!"}},{"$f":"E$420/E$421","v":{"$error":"#DIV/0!"}},{"$error":"#DIV/0!"},{"$error":"#DIV/0!"},{"$error":"#DIV/0!"},{"$error":"#DIV/0!"},{"$error":"#DIV/0!"},{"$error":"#DIV/0!"},{"$error":"#DIV/0!"},{"$error":"#DIV/0!"},{"$error":"#DIV/0!"},{"$error":"#DIV/0!"},{"$error":"#DIV/0!"},{"$error":"#DIV/0!"},{"$error":"#DIV/0!"},{"$error":"#DIV/0!"},{"$error":"#DIV/0!"},{"$error":"#DIV/0!"},{"$error":"#DIV/0!"},{"$error":"#DIV/0!"},{"$error":"#DIV/0!"},{"$error":"#DIV/0!"},{"$error":"#DIV/0!"},{"$error":"#DIV/0!"},{"$error":"#DIV/0!"},{"$error":"#DIV/0!"},{"$error":"#DIV/0!"},{"$error":"#DIV/0!"},{"$error":"#DIV/0!"},{"$error":"#DIV/0!"},{"$error":"#DIV/0!"},{"$error":"#DIV/0!"},{"$error":"#DIV/0!"},{"$error":"#DIV/0!"},{"$error":"#DIV/0!"},{"$error":"#DIV/0!"},{"$error":"#DIV/0!"},{"$error":"#DIV/0!"},{"$error":"#DIV/0!"},{"$error":"#DIV/0!"},{"$error":"#DIV/0!"},{"$error":"#DIV/0!"},"暖房COP","σw"]
[null,null,"暖房COP比",{"$f":"$D422/$Q422","v":{"$error":"#DIV/0!"}},{"$f":"$E422/$Q422","v":{"$error":"#DIV/0!"}},{"$f":"$F422/$Q422","v":{"$error":"#DIV/0!"}},{"$f":"$G422/$Q422","v":{"$error":"#DIV/0!"}},{"$f":"$H422/$Q422","v":{"$error":"#DIV/0!"}},{"$f":"$I422/$Q422","v":{"$error":"#DIV/0!"}},{"$f":"$J422/$Q422","v":{"$error":"#DIV/0!"}},{"$f":"$K422/$Q422","v":{"$error":"#DIV/0!"}},{"$f":"$L422/$Q422","v":{"$error":"#DIV/0!"}},{"$f":"$M422/$Q422","v":{"$error":"#DIV/0!"}},{"$f":"$N422/$Q422","v":{"$error":"#DIV/0!"}},{"$f":"$O422/$Q422","v":{"$error":"#DIV/0!"}},{"$f":"$P422/$Q422","v":{"$error":"#DIV/0!"}},{"$f":"$Q422/$Q422","v":{"$error":"#DIV/0!"}},{"$f":"$R422/$Q422","v":{"$error":"#DIV/0!"}},{"$f":"$S422/$Q422","v":{"$error":"#DIV/0!"}},{"$f":"$T422/$Q422","v":{"$error":"#DIV/0!"}},{"$f":"$U422/$Q422","v":{"$error":"#DIV/0!"}},{"$f":"$V422/$Q422","v":{"$error":"#DIV/0!"}},{"$f":"$W422/$Q422","v":{"$error":"#DIV/0!"}},{"$f":"$X422/$Q422","v":{"$error":"#DIV/0!"}},{"$f":"$Y422/$Q422","v":{"$error":"#DIV/0!"}},{"$f":"$Z422/$Q422","v":{"$error":"#DIV/0!"}},{"$f":"$AA422/$Q422","v":{"$error":"#DIV/0!"}},{"$f":"$AB422/$Q422","v":{"$error":"#DIV/0!"}},{"$f":"$AC422/$Q422","v":{"$error":"#DIV/0!"}},{"$f":"$AD422/$Q422","v":{"$error":"#DIV/0!"}},{"$f":"$AE422/$Q422","v":{"$error":"#DIV/0!"}},{"$f":"$AF422/$Q422","v":{"$error":"#DIV/0!"}},{"$f":"$AG422/$Q422","v":{"$error":"#DIV/0!"}},{"$f":"$AH422/$Q422","v":{"$error":"#DIV/0!"}},{"$f":"$AI422/$Q422","v":{"$error":"#DIV/0!"}},{"$f":"$AJ422/$Q422","v":{"$error":"#DIV/0!"}},{"$f":"$AK422/$Q422","v":{"$error":"#DIV/0!"}},{"$f":"$AL422/$Q422","v":{"$error":"#DIV/0!"}},{"$f":"$AM422/$Q422","v":{"$error":"#DIV/0!"}},{"$f":"$AN422/$Q422","v":{"$error":"#DIV/0!"}},{"$f":"$AO422/$Q422","v":{"$error":"#DIV/0!"}},{"$f":"$AP422/$Q422","v":{"$error":"#DIV/0!"}},{"$f":"$AQ422/$Q422","v":{"$error":"#DIV/0!"}},{"$f":"$AR422/$Q422","v":{"$error":"#DIV/0!"}},{"$f":"$AS422/$Q422","v":{"$error":"#DIV/0!"}},"暖房COP比","βw"]
[null,null,"Σ",{"$f":"($AB$26/$Z$51)*D$419*D$301*D$426","v":{"$error":"#VALUE!"}},{"$f":"($AB$26/$Z$51)*E$419*E$301*E$426","v":{"$error":"#VALUE!"}},{"$error":"#VALUE!"},{"$error":"#VALUE!"},{"$error":"#VALUE!"},{"$error":"#VALUE!"},{"$error":"#VALUE!"},{"$error":"#VALUE!"},{"$error":"#VALUE!"},{"$error":"#VALUE!"},{"$error":"#VALUE!"},{"$error":"#VALUE!"},{"$f":"($AB$26/$Z$48)*P$419*P$301*P$426","v":{"$error":"#VALUE!"}},{"$error":"#VALUE!"},{"$error":"#VALUE!"},{"$error":"#VALUE!"},{"$error":"#VALUE!"},{"$error":"#VALUE!"},{"$error":"#VALUE!"},{"$error":"#VALUE!"},{"$error":"#VALUE!"},{"$error":"#VALUE!"},{"$error":"#VALUE!"},{"$error":"#VALUE!"},{"$error":"#VALUE!"},{"$error":"#VALUE!"},{"$error":"#VALUE!"},{"$error":"#VALUE!"},{"$error":"#VALUE!"},{"$error":"#VALUE!"},{"$error":"#VALUE!"},{"$error":"#VALUE!"},{"$error":"#VALUE!"},{"$error":"#VALUE!"},{"$error":"#VALUE!"},{"$error":"#VALUE!"},{"$error":"#VALUE!"},{"$error":"#VALUE!"},{"$error":"#VALUE!"},{"$error":"#VALUE!"},{"$error":"#VALUE!"},{"$error":"#VALUE!"},{"$f":"SUM($D424:$AS424)","v":{"$error":"#VALUE!"}},"Σ"]
[]
[null,null,"1+δ",{"$f":"1+D427","v":1.0214285714285714},{"$f":"1+E427","v":1.0428571428571429},1.0642857142857143,1.0857142857142856,1.1071428571428572,1.1285714285714286,1.1499999999999999,1.1227272727272728,1.0954545454545455,1.0681818181818181,1.040909090909091,1.0136363636363637,1,1,1,1,1,1,1,1,1,1,1,1,1,1,1,1,1,1,1,1,1,1,1,1,1,1,1,1,1,1,"1+δ"]
[null,null,"集積加熱補正係数",{"$f":"(0.15/7)*D428+0.15","v":2.1428571428571436E-2},{"$f":"(0.15/7)*E428+0.15","v":4.2857142857142844E-2},{"$f":"(0.15/7)*F428+0.15","v":6.4285714285714279E-2},8.5714285714285715E-2,0.10714285714285714,{"$f":"(0.15/7)*I428+0.15","v":0.12857142857142856},{"$f":"(-0.15/5.5)*J428+0.15","v":0.15},0.12272727272727273,9.5454545454545459E-2,6.8181818181818177E-2,4.0909090909090909E-2,1.3636363636363641E-2,0,0,0,0,0,0,0,0,0,0,0,0,0,0,0,0,0,0,0,0,0,0,0,0,0,0,0,0,0,0,"集積加熱補正係数","δ"]
[null,null," 温度(T)",-6,-5,-4,-3,-2,-1,0,1,2,3,4,5,6,7,8,9,10,11,12,13,14,15,16,17,18,19,20,21,22,23,24,25,26,27,28,29,30,31,32,33,34,35," 温度(T)"]
[]
[null,null,"前1",{"$f":"$AB$26/$Q$37","v":9.3000000000000007},9.3000000000000007,9.3000000000000007,9.3000000000000007,9.3000000000000007,9.3000000000000007,9.3000000000000007,9.3000000000000007,9.3000000000000007,9.3000000000000007,9.3000000000000007,9.3000000000000007,{"$f":"$AB$26/$Q$34","v":6.4},6.4,6.4,6.4,6.4,6.4,6.4,6.4,6.4,6.4,6.4,6.4,6.4,6.4,6.4,6.4,6.4,6.4,6.4,6.4,6.4,6.4,6.4,6.4,6.4,6.4,6.4,6.4,6.4,6.4,"前1"]
[null,null,"前2",{"$f":"$AB$26/$R$37","v":{"$error":"#VALUE!"}},{"$error":"#VALUE!"},{"$error":"#VALUE!"},{"$error":"#VALUE!"},{"$error":"#VALUE!"},{"$error":"#VALUE!"},{"$error":"#VALUE!"},{"$error":"#VALUE!"},{"$error":"#VALUE!"},{"$error":"#VALUE!"},{"$error":"#VALUE!"},{"$error":"#VALUE!"},{"$f":"$AB$26/$R$34","v":{"$error":"#VALUE!"}},{"$error":"#VALUE!"},{"$error":"#VALUE!"},{"$error":"#VALUE!"},{"$error":"#VALUE!"},{"$error":"#VALUE!"},{"$error":"#VALUE!"},{"$error":"#VALUE!"},{"$error":"#VALUE!"},{"$error":"#VALUE!"},{"$error":"#VALUE!"},{"$error":"#VALUE!"},{"$error":"#VALUE!"},{"$error":"#VALUE!"},{"$error":"#VALUE!"},{"$error":"#VALUE!"},{"$error":"#VALUE!"},{"$error":"#VALUE!"},{"$error":"#VALUE!"},{"$error":"#VALUE!"},{"$error":"#VALUE!"},{"$error":"#VALUE!"},{"$error":"#VALUE!"},{"$error":"#VALUE!"},{"$error":"#VALUE!"},{"$error":"#VALUE!"},{"$error":"#VALUE!"},{"$error":"#VALUE!"},{"$error":"#VALUE!"},{"$error":"#VALUE!"},"前2"]
[null,null,"前3",{"$f":"$AB$26/$S$37","v":{"$error":"#VALUE!"}},{"$error":"#VALUE!"},{"$error":"#VALUE!"},{"$error":"#VALUE!"},{"$error":"#VALUE!"},{"$error":"#VALUE!"},{"$error":"#VALUE!"},{"$error":"#VALUE!"},{"$error":"#VALUE!"},{"$error":"#VALUE!"},{"$error":"#VALUE!"},{"$error":"#VALUE!"},{"$f":"$AB$26/$S$34","v":{"$error":"#VALUE!"}},{"$error":"#VALUE!"},{"$error":"#VALUE!"},{"$error":"#VALUE!"},{"$error":"#VALUE!"},{"$error":"#VALUE!"},{"$error":"#VALUE!"},{"$error":"#VALUE!"},{"$error":"#VALUE!"},{"$error":"#VALUE!"},{"$error":"#VALUE!"},{"$error":"#VALUE!"},{"$error":"#VALUE!"},{"$error":"#VALUE!"},{"$error":"#VALUE!"},{"$error":"#VALUE!"},{"$error":"#VALUE!"},{"$error":"#VALUE!"},{"$error":"#VALUE!"},{"$error":"#VALUE!"},{"$error":"#VALUE!"},{"$error":"#VALUE!"},{"$error":"#VALUE!"},{"$error":"#VALUE!"},{"$error":"#VALUE!"},{"$error":"#VALUE!"},{"$error":"#VALUE!"},{"$error":"#VALUE!"},{"$error":"#VALUE!"},{"$error":"#VALUE!"},"前3"]
[null,null,"前4",{"$f":"$AB$26/$T$37","v":{"$error":"#VALUE!"}},{"$error":"#VALUE!"},{"$error":"#VALUE!"},{"$error":"#VALUE!"},{"$error":"#VALUE!"},{"$error":"#VALUE!"},{"$error":"#VALUE!"},{"$error":"#VALUE!"},{"$error":"#VALUE!"},{"$error":"#VALUE!"},{"$error":"#VALUE!"},{"$error":"#VALUE!"},{"$f":"$AB$26/$T$34","v":{"$error":"#VALUE!"}},{"$error":"#VALUE!"},{"$error":"#VALUE!"},{"$error":"#VALUE!"},{"$error":"#VALUE!"},{"$error":"#VALUE!"},{"$error":"#VALUE!"},{"$error":"#VALUE!"},{"$error":"#VALUE!"},{"$error":"#VALUE!"},{"$error":"#VALUE!"},{"$error":"#VALUE!"},{"$error":"#VALUE!"},{"$error":"#VALUE!"},{"$error":"#VALUE!"},{"$error":"#VALUE!"},{"$error":"#VALUE!"},{"$error":"#VALUE!"},{"$error":"#VALUE!"},{"$error":"#VALUE!"},{"$error":"#VALUE!"},{"$error":"#VALUE!"},{"$error":"#VALUE!"},{"$error":"#VALUE!"},{"$error":"#VALUE!"},{"$error":"#VALUE!"},{"$error":"#VALUE!"},{"$error":"#VALUE!"},{"$error":"#VALUE!"},{"$error":"#VALUE!"},"前4"]
[null,null,"前5",{"$f":"$AB$26/$U$37","v":{"$error":"#VALUE!"}},{"$error":"#VALUE!"},{"$error":"#VALUE!"},{"$error":"#VALUE!"},{"$error":"#VALUE!"},{"$error":"#VALUE!"},{"$error":"#VALUE!"},{"$error":"#VALUE!"},{"$error":"#VALUE!"},{"$error":"#VALUE!"},{"$error":"#VALUE!"},{"$error":"#VALUE!"},{"$f":"$AB$26/$U$34","v":{"$error":"#VALUE!"}},{"$error":"#VALUE!"},{"$error":"#VALUE!"},{"$error":"#VALUE!"},{"$error":"#VALUE!"},{"$error":"#VALUE!"},{"$error":"#VALUE!"},{"$error":"#VALUE!"},{"$error":"#VALUE!"},{"$error":"#VALUE!"},{"$error":"#VALUE!"},{"$error":"#VALUE!"},{"$error":"#VALUE!"},{"$error":"#VALUE!"},{"$error":"#VALUE!"},{"$error":"#VALUE!"},{"$error":"#VALUE!"},{"$error":"#VALUE!"},{"$error":"#VALUE!"},{"$error":"#VALUE!"},{"$error":"#VALUE!"},{"$error":"#VALUE!"},{"$error":"#VALUE!"},{"$error":"#VALUE!"},{"$error":"#VALUE!"},{"$error":"#VALUE!"},{"$error":"#VALUE!"},{"$error":"#VALUE!"},{"$error":"#VALUE!"},{"$error":"#VALUE!"},"前5"]
[null,null,"前6",{"$f":"$AB$26/$V$37","v":{"$error":"#VALUE!"}},{"$error":"#VALUE!"},{"$error":"#VALUE!"},{"$error":"#VALUE!"},{"$error":"#VALUE!"},{"$error":"#VALUE!"},{"$error":"#VALUE!"},{"$error":"#VALUE!"},{"$error":"#VALUE!"},{"$error":"#VALUE!"},{"$error":"#VALUE!"},{"$error":"#VALUE!"},{"$f":"$AB$26/$V$34","v":{"$error":"#VALUE!"}},{"$error":"#VALUE!"},{"$error":"#VALUE!"},{"$error":"#VALUE!"},{"$error":"#VALUE!"},{"$error":"#VALUE!"},{"$error":"#VALUE!"},{"$error":"#VALUE!"},{"$error":"#VALUE!"},{"$error":"#VALUE!"},{"$error":"#VALUE!"},{"$error":"#VALUE!"},{"$error":"#VALUE!"},{"$error":"#VALUE!"},{"$error":"#VALUE!"},{"$error":"#VALUE!"},{"$error":"#VALUE!"},{"$error":"#VALUE!"},{"$error":"#VALUE!"},{"$error":"#VALUE!"},{"$error":"#VALUE!"},{"$error":"#VALUE!"},{"$error":"#VALUE!"},{"$error":"#VALUE!"},{"$error":"#VALUE!"},{"$error":"#VALUE!"},{"$error":"#VALUE!"},{"$error":"#VALUE!"},{"$error":"#VALUE!"},{"$error":"#VALUE!"},"前6"]
[null,null,"前7",{"$f":"$AB$26/$W$37","v":{"$error":"#VALUE!"}},{"$error":"#VALUE!"},{"$error":"#VALUE!"},{"$error":"#VALUE!"},{"$error":"#VALUE!"},{"$error":"#VALUE!"},{"$error":"#VALUE!"},{"$error":"#VALUE!"},{"$error":"#VALUE!"},{"$error":"#VALUE!"},{"$error":"#VALUE!"},{"$error":"#VALUE!"},{"$f":"$AB$26/$W$34","v":{"$error":"#VALUE!"}},{"$error":"#VALUE!"},{"$error":"#VALUE!"},{"$error":"#VALUE!"},{"$error":"#VALUE!"},{"$error":"#VALUE!"},{"$error":"#VALUE!"},{"$error":"#VALUE!"},{"$error":"#VALUE!"},{"$error":"#VALUE!"},{"$error":"#VALUE!"},{"$error":"#VALUE!"},{"$error":"#VALUE!"},{"$error":"#VALUE!"},{"$error":"#VALUE!"},{"$error":"#VALUE!"},{"$error":"#VALUE!"},{"$error":"#VALUE!"},{"$error":"#VALUE!"},{"$error":"#VALUE!"},{"$error":"#VALUE!"},{"$error":"#VALUE!"},{"$error":"#VALUE!"},{"$error":"#VALUE!"},{"$error":"#VALUE!"},{"$error":"#VALUE!"},{"$error":"#VALUE!"},{"$error":"#VALUE!"},{"$error":"#VALUE!"},{"$error":"#VALUE!"},"前7"]
[null,null,"前8",{"$f":"$AB$26/$X$37","v":{"$error":"#VALUE!"}},{"$error":"#VALUE!"},{"$error":"#VALUE!"},{"$error":"#VALUE!"},{"$error":"#VALUE!"},{"$error":"#VALUE!"},{"$error":"#VALUE!"},{"$error":"#VALUE!"},{"$error":"#VALUE!"},{"$error":"#VALUE!"},{"$error":"#VALUE!"},{"$error":"#VALUE!"},{"$f":"$AB$26/$X$34","v":{"$error":"#VALUE!"}},{"$error":"#VALUE!"},{"$error":"#VALUE!"},{"$error":"#VALUE!"},{"$error":"#VALUE!"},{"$error":"#VALUE!"},{"$error":"#VALUE!"},{"$error":"#VALUE!"},{"$error":"#VALUE!"},{"$error":"#VALUE!"},{"$error":"#VALUE!"},{"$error":"#VALUE!"},{"$error":"#VALUE!"},{"$error":"#VALUE!"},{"$error":"#VALUE!"},{"$error":"#VALUE!"},{"$error":"#VALUE!"},{"$error":"#VALUE!"},{"$error":"#VALUE!"},{"$error":"#VALUE!"},{"$error":"#VALUE!"},{"$error":"#VALUE!"},{"$error":"#VALUE!"},{"$error":"#VALUE!"},{"$error":"#VALUE!"},{"$error":"#VALUE!"},{"$error":"#VALUE!"},{"$error":"#VALUE!"},{"$error":"#VALUE!"},{"$error":"#VALUE!"},"前8"]
[null,null,"前9",{"$f":"$AB$26/$Y$37","v":{"$error":"#VALUE!"}},{"$error":"#VALUE!"},{"$error":"#VALUE!"},{"$error":"#VALUE!"},{"$error":"#VALUE!"},{"$error":"#VALUE!"},{"$error":"#VALUE!"},{"$error":"#VALUE!"},{"$error":"#VALUE!"},{"$error":"#VALUE!"},{"$error":"#VALUE!"},{"$error":"#VALUE!"},{"$f":"$AB$26/$Y$34","v":{"$error":"#VALUE!"}},{"$error":"#VALUE!"},{"$error":"#VALUE!"},{"$error":"#VALUE!"},{"$error":"#VALUE!"},{"$error":"#VALUE!"},{"$error":"#VALUE!"},{"$error":"#VALUE!"},{"$error":"#VALUE!"},{"$error":"#VALUE!"},{"$error":"#VALUE!"},{"$error":"#VALUE!"},{"$error":"#VALUE!"},{"$error":"#VALUE!"},{"$error":"#VALUE!"},{"$error":"#VALUE!"},{"$error":"#VALUE!"},{"$error":"#VALUE!"},{"$error":"#VALUE!"},{"$error":"#VALUE!"},{"$error":"#VALUE!"},{"$error":"#VALUE!"},{"$error":"#VALUE!"},{"$error":"#VALUE!"},{"$error":"#VALUE!"},{"$error":"#VALUE!"},{"$error":"#VALUE!"},{"$error":"#VALUE!"},{"$error":"#VALUE!"},{"$error":"#VALUE!"},"前9"]
[null,null,"前10",{"$f":"$AB$26/$Z$37","v":{"$error":"#VALUE!"}},{"$error":"#VALUE!"},{"$error":"#VALUE!"},{"$error":"#VALUE!"},{"$error":"#VALUE!"},{"$error":"#VALUE!"},{"$error":"#VALUE!"},{"$error":"#VALUE!"},{"$error":"#VALUE!"},{"$error":"#VALUE!"},{"$error":"#VALUE!"},{"$error":"#VALUE!"},{"$f":"$AB$26/$Z$34","v":{"$error":"#VALUE!"}},{"$error":"#VALUE!"},{"$error":"#VALUE!"},{"$error":"#VALUE!"},{"$error":"#VALUE!"},{"$error":"#VALUE!"},{"$error":"#VALUE!"},{"$error":"#VALUE!"},{"$error":"#VALUE!"},{"$error":"#VALUE!"},{"$error":"#VALUE!"},{"$error":"#VALUE!"},{"$error":"#VALUE!"},{"$error":"#VALUE!"},{"$error":"#VALUE!"},{"$error":"#VALUE!"},{"$error":"#VALUE!"},{"$error":"#VALUE!"},{"$error":"#VALUE!"},{"$error":"#VALUE!"},{"$error":"#VALUE!"},{"$error":"#VALUE!"},{"$error":"#VALUE!"},{"$error":"#VALUE!"},{"$error":"#VALUE!"},{"$error":"#VALUE!"},{"$error":"#VALUE!"},{"$error":"#VALUE!"},{"$error":"#VALUE!"},{"$error":"#VALUE!"},"前10"]
[null,null,"後1",{"$f":"$AB$26/$Q$51","v":{"$error":"#VALUE!"}},{"$f":"$AB$26/$Q$51","v":{"$error":"#VALUE!"}},{"$error":"#VALUE!"},{"$error":"#VALUE!"},{"$error":"#VALUE!"},{"$error":"#VALUE!"},{"$error":"#VALUE!"},{"$error":"#VALUE!"},{"$error":"#VALUE!"},{"$error":"#VALUE!"},{"$error":"#VALUE!"},{"$f":"$AB$26/$Q$51","v":{"$error":"#VALUE!"}},{"$f":"$AB$26/$Q$48","v":{"$error":"#VALUE!"}},{"$f":"$AB$26/$Q$48","v":{"$error":"#VALUE!"}},{"$error":"#VALUE!"},{"$error":"#VALUE!"},{"$error":"#VALUE!"},{"$error":"#VALUE!"},{"$error":"#VALUE!"},{"$error":"#VALUE!"},{"$error":"#VALUE!"},{"$error":"#VALUE!"},{"$error":"#VALUE!"},{"$error":"#VALUE!"},{"$error":"#VALUE!"},{"$error":"#VALUE!"},{"$error":"#VALUE!"},{"$error":"#VALUE!"},{"$error":"#VALUE!"},{"$error":"#VALUE!"},{"$error":"#VALUE!"},{"$error":"#VALUE!"},{"$error":"#VALUE!"},{"$error":"#VALUE!"},{"$error":"#VALUE!"},{"$error":"#VALUE!"},{"$error":"#VALUE!"},{"$error":"#VALUE!"},{"$error":"#VALUE!"},{"$error":"#VALUE!"},{"$error":"#VALUE!"},{"$error":"#VALUE!"},"後1"]
[null,null,"後2",{"$f":"$AB$26/$R$51","v":{"$error":"#VALUE!"}},{"$f":"$AB$26/$R$51","v":{"$error":"#VALUE!"}},{"$error":"#VALUE!"},{"$error":"#VALUE!"},{"$error":"#VALUE!"},{"$error":"#VALUE!"},{"$error":"#VALUE!"},{"$error":"#VALUE!"},{"$error":"#VALUE!"},{"$error":"#VALUE!"},{"$error":"#VALUE!"},{"$f":"$AB$26/$R$51","v":{"$error":"#VALUE!"}},{"$f":"$AB$26/$R$48","v":{"$error":"#VALUE!"}},{"$f":"$AB$26/$R$48","v":{"$error":"#VALUE!"}},{"$error":"#VALUE!"},{"$error":"#VALUE!"},{"$error":"#VALUE!"},{"$error":"#VALUE!"},{"$error":"#VALUE!"},{"$error":"#VALUE!"},{"$error":"#VALUE!"},{"$error":"#VALUE!"},{"$error":"#VALUE!"},{"$error":"#VALUE!"},{"$error":"#VALUE!"},{"$error":"#VALUE!"},{"$error":"#VALUE!"},{"$error":"#VALUE!"},{"$error":"#VALUE!"},{"$error":"#VALUE!"},{"$error":"#VALUE!"},{"$error":"#VALUE!"},{"$error":"#VALUE!"},{"$error":"#VALUE!"},{"$error":"#VALUE!"},{"$error":"#VALUE!"},{"$error":"#VALUE!"},{"$error":"#VALUE!"},{"$error":"#VALUE!"},{"$error":"#VALUE!"},{"$error":"#VALUE!"},{"$error":"#VALUE!"},"後2"]
[null,null,"後3",{"$f":"$AB$26/$S$51","v":{"$error":"#VALUE!"}},{"$f":"$AB$26/$S$51","v":{"$error":"#VALUE!"}},{"$error":"#VALUE!"},{"$error":"#VALUE!"},{"$error":"#VALUE!"},{"$error":"#VALUE!"},{"$error":"#VALUE!"},{"$error":"#VALUE!"},{"$error":"#VALUE!"},{"$error":"#VALUE!"},{"$error":"#VALUE!"},{"$error":"#VALUE!"},{"$f":"$AB$26/$S$48","v":{"$error":"#VALUE!"}},{"$f":"$AB$26/$S$48","v":{"$error":"#VALUE!"}},{"$error":"#VALUE!"},{"$error":"#VALUE!"},{"$error":"#VALUE!"},{"$error":"#VALUE!"},{"$error":"#VALUE!"},{"$error":"#VALUE!"},{"$error":"#VALUE!"},{"$error":"#VALUE!"},{"$error":"#VALUE!"},{"$error":"#VALUE!"},{"$error":"#VALUE!"},{"$error":"#VALUE!"},{"$error":"#VALUE!"},{"$error":"#VALUE!"},{"$error":"#VALUE!"},{"$error":"#VALUE!"},{"$error":"#VALUE!"},{"$error":"#VALUE!"},{"$error":"#VALUE!"},{"$error":"#VALUE!"},{"$error":"#VALUE!"},{"$error":"#VALUE!"},{"$error":"#VALUE!"},{"$error":"#VALUE!"},{"$error":"#VALUE!"},{"$error":"#VALUE!"},{"$error":"#VALUE!"},{"$error":"#VALUE!"},"後3"]
[null,null,"後4",{"$f":"$AB$26/$T$51","v":{"$error":"#VALUE!"}},{"$f":"$AB$26/$T$51","v":{"$error":"#VALUE!"}},{"$error":"#VALUE!"},{"$error":"#VALUE!"},{"$error":"#VALUE!"},{"$error":"#VALUE!"},{"$error":"#VALUE!"},{"$error":"#VALUE!"},{"$error":"#VALUE!"},{"$error":"#VALUE!"},{"$error":"#VALUE!"},{"$error":"#VALUE!"},{"$f":"$AB$26/$T$48","v":{"$error":"#VALUE!"}},{"$f":"$AB$26/$T$48","v":{"$error":"#VALUE!"}},{"$error":"#VALUE!"},{"$error":"#VALUE!"},{"$error":"#VALUE!"},{"$error":"#VALUE!"},{"$error":"#VALUE!"},{"$error":"#VALUE!"},{"$error":"#VALUE!"},{"$error":"#VALUE!"},{"$error":"#VALUE!"},{"$error":"#VALUE!"},{"$error":"#VALUE!"},{"$error":"#VALUE!"},{"$error":"#VALUE!"},{"$error":"#VALUE!"},{"$error":"#VALUE!"},{"$error":"#VALUE!"},{"$error":"#VALUE!"},{"$error":"#VALUE!"},{"$error":"#VALUE!"},{"$error":"#VALUE!"},{"$error":"#VALUE!"},{"$error":"#VALUE!"},{"$error":"#VALUE!"},{"$error":"#VALUE!"},{"$error":"#VALUE!"},{"$error":"#VALUE!"},{"$error":"#VALUE!"},{"$error":"#VALUE!"},"後4"]
[null,null,"後5",{"$f":"$AB$26/$U$51","v":{"$error":"#VALUE!"}},{"$f":"$AB$26/$U$51","v":{"$error":"#VALUE!"}},{"$error":"#VALUE!"},{"$error":"#VALUE!"},{"$error":"#VALUE!"},{"$error":"#VALUE!"},{"$error":"#VALUE!"},{"$error":"#VALUE!"},{"$error":"#VALUE!"},{"$error":"#VALUE!"},{"$error":"#VALUE!"},{"$error":"#VALUE!"},{"$f":"$AB$26/$U$48","v":{"$error":"#VALUE!"}},{"$f":"$AB$26/$U$48","v":{"$error":"#VALUE!"}},{"$error":"#VALUE!"},{"$error":"#VALUE!"},{"$error":"#VALUE!"},{"$error":"#VALUE!"},{"$error":"#VALUE!"},{"$error":"#VALUE!"},{"$error":"#VALUE!"},{"$error":"#VALUE!"},{"$error":"#VALUE!"},{"$error":"#VALUE!"},{"$error":"#VALUE!"},{"$error":"#VALUE!"},{"$error":"#VALUE!"},{"$error":"#VALUE!"},{"$error":"#VALUE!"},{"$error":"#VALUE!"},{"$error":"#VALUE!"},{"$error":"#VALUE!"},{"$error":"#VALUE!"},{"$error":"#VALUE!"},{"$error":"#VALUE!"},{"$error":"#VALUE!"},{"$error":"#VALUE!"},{"$error":"#VALUE!"},{"$error":"#VALUE!"},{"$error":"#VALUE!"},{"$error":"#VALUE!"},{"$error":"#VALUE!"},"後5"]
[null,null,"後6",{"$f":"$AB$26/$V$51","v":{"$error":"#VALUE!"}},{"$f":"$AB$26/$V$51","v":{"$error":"#VALUE!"}},{"$error":"#VALUE!"},{"$error":"#VALUE!"},{"$error":"#VALUE!"},{"$error":"#VALUE!"},{"$error":"#VALUE!"},{"$error":"#VALUE!"},{"$error":"#VALUE!"},{"$error":"#VALUE!"},{"$error":"#VALUE!"},{"$error":"#VALUE!"},{"$f":"$AB$26/$V$48","v":{"$error":"#VALUE!"}},{"$f":"$AB$26/$V$48","v":{"$error":"#VALUE!"}},{"$error":"#VALUE!"},{"$error":"#VALUE!"},{"$error":"#VALUE!"},{"$error":"#VALUE!"},{"$error":"#VALUE!"},{"$error":"#VALUE!"},{"$error":"#VALUE!"},{"$error":"#VALUE!"},{"$error":"#VALUE!"},{"$error":"#VALUE!"},{"$error":"#VALUE!"},{"$error":"#VALUE!"},{"$error":"#VALUE!"},{"$error":"#VALUE!"},{"$error":"#VALUE!"},{"$error":"#VALUE!"},{"$error":"#VALUE!"},{"$error":"#VALUE!"},{"$error":"#VALUE!"},{"$error":"#VALUE!"},{"$error":"#VALUE!"},{"$error":"#VALUE!"},{"$error":"#VALUE!"},{"$error":"#VALUE!"},{"$error":"#VALUE!"},{"$error":"#VALUE!"},{"$error":"#VALUE!"},{"$error":"#VALUE!"},"後6"]
[null,null,"後7",{"$f":"$AB$26/$W$51","v":{"$error":"#VALUE!"}},{"$f":"$AB$26/$W$51","v":{"$error":"#VALUE!"}},{"$error":"#VALUE!"},{"$error":"#VALUE!"},{"$error":"#VALUE!"},{"$error":"#VALUE!"},{"$error":"#VALUE!"},{"$error":"#VALUE!"},{"$error":"#VALUE!"},{"$error":"#VALUE!"},{"$error":"#VALUE!"},{"$error":"#VALUE!"},{"$f":"$AB$26/$W$48","v":{"$error":"#VALUE!"}},{"$f":"$AB$26/$W$48","v":{"$error":"#VALUE!"}},{"$error":"#VALUE!"},{"$error":"#VALUE!"},{"$error":"#VALUE!"},{"$error":"#VALUE!"},{"$error":"#VALUE!"},{"$error":"#VALUE!"},{"$error":"#VALUE!"},{"$error":"#VALUE!"},{"$error":"#VALUE!"},{"$error":"#VALUE!"},{"$error":"#VALUE!"},{"$error":"#VALUE!"},{"$error":"#VALUE!"},{"$error":"#VALUE!"},{"$error":"#VALUE!"},{"$error":"#VALUE!"},{"$error":"#VALUE!"},{"$error":"#VALUE!"},{"$error":"#VALUE!"},{"$error":"#VALUE!"},{"$error":"#VALUE!"},{"$error":"#VALUE!"},{"$error":"#VALUE!"},{"$error":"#VALUE!"},{"$error":"#VALUE!"},{"$error":"#VALUE!"},{"$error":"#VALUE!"},{"$error":"#VALUE!"},"後7"]
[null,null,"後8",{"$f":"$AB$26/$X$51","v":{"$error":"#VALUE!"}},{"$f":"$AB$26/$X$51","v":{"$error":"#VALUE!"}},{"$error":"#VALUE!"},{"$error":"#VALUE!"},{"$error":"#VALUE!"},{"$error":"#VALUE!"},{"$error":"#VALUE!"},{"$error":"#VALUE!"},{"$error":"#VALUE!"},{"$error":"#VALUE!"},{"$error":"#VALUE!"},{"$error":"#VALUE!"},{"$f":"$AB$26/$X$48","v":{"$error":"#VALUE!"}},{"$f":"$AB$26/$X$48","v":{"$error":"#VALUE!"}},{"$error":"#VALUE!"},{"$error":"#VALUE!"},{"$error":"#VALUE!"},{"$error":"#VALUE!"},{"$error":"#VALUE!"},{"$error":"#VALUE!"},{"$error":"#VALUE!"},{"$error":"#VALUE!"},{"$error":"#VALUE!"},{"$error":"#VALUE!"},{"$error":"#VALUE!"},{"$error":"#VALUE!"},{"$error":"#VALUE!"},{"$error":"#VALUE!"},{"$error":"#VALUE!"},{"$error":"#VALUE!"},{"$error":"#VALUE!"},{"$error":"#VALUE!"},{"$error":"#VALUE!"},{"$error":"#VALUE!"},{"$error":"#VALUE!"},{"$error":"#VALUE!"},{"$error":"#VALUE!"},{"$error":"#VALUE!"},{"$error":"#VALUE!"},{"$error":"#VALUE!"},{"$error":"#VALUE!"},{"$error":"#VALUE!"},"後8"]
[null,null,"後9",{"$f":"$AB$26/$Y$51","v":{"$error":"#VALUE!"}},{"$f":"$AB$26/$Y$51","v":{"$error":"#VALUE!"}},{"$error":"#VALUE!"},{"$error":"#VALUE!"},{"$error":"#VALUE!"},{"$error":"#VALUE!"},{"$error":"#VALUE!"},{"$error":"#VALUE!"},{"$error":"#VALUE!"},{"$error":"#VALUE!"},{"$error":"#VALUE!"},{"$error":"#VALUE!"},{"$f":"$AB$26/$Y$48","v":{"$error":"#VALUE!"}},{"$f":"$AB$26/$Y$48","v":{"$error":"#VALUE!"}},{"$error":"#VALUE!"},{"$error":"#VALUE!"},{"$error":"#VALUE!"},{"$error":"#VALUE!"},{"$error":"#VALUE!"},{"$error":"#VALUE!"},{"$error":"#VALUE!"},{"$error":"#VALUE!"},{"$error":"#VALUE!"},{"$error":"#VALUE!"},{"$error":"#VALUE!"},{"$error":"#VALUE!"},{"$error":"#VALUE!"},{"$error":"#VALUE!"},{"$error":"#VALUE!"},{"$error":"#VALUE!"},{"$error":"#VALUE!"},{"$error":"#VALUE!"},{"$error":"#VALUE!"},{"$error":"#VALUE!"},{"$error":"#VALUE!"},{"$error":"#VALUE!"},{"$error":"#VALUE!"},{"$error":"#VALUE!"},{"$error":"#VALUE!"},{"$error":"#VALUE!"},{"$error":"#VALUE!"},{"$error":"#VALUE!"},"後9"]
[null,null,"後10",{"$f":"$AB$26/$Z$51","v":{"$error":"#VALUE!"}},{"$f":"$AB$26/$Z$51","v":{"$error":"#VALUE!"}},{"$error":"#VALUE!"},{"$error":"#VALUE!"},{"$error":"#VALUE!"},{"$error":"#VALUE!"},{"$error":"#VALUE!"},{"$error":"#VALUE!"},{"$error":"#VALUE!"},{"$error":"#VALUE!"},{"$error":"#VALUE!"},{"$error":"#VALUE!"},{"$f":"$AB$26/$Z$48","v":{"$error":"#VALUE!"}},{"$f":"$AB$26/$Z$48","v":{"$error":"#VALUE!"}},{"$error":"#VALUE!"},{"$error":"#VALUE!"},{"$error":"#VALUE!"},{"$error":"#VALUE!"},{"$error":"#VALUE!"},{"$error":"#VALUE!"},{"$error":"#VALUE!"},{"$error":"#VALUE!"},{"$error":"#VALUE!"},{"$error":"#VALUE!"},{"$error":"#VALUE!"},{"$error":"#VALUE!"},{"$error":"#VALUE!"},{"$error":"#VALUE!"},{"$error":"#VALUE!"},{"$error":"#VALUE!"},{"$error":"#VALUE!"},{"$error":"#VALUE!"},{"$error":"#VALUE!"},{"$error":"#VALUE!"},{"$error":"#VALUE!"},{"$error":"#VALUE!"},{"$error":"#VALUE!"},{"$error":"#VALUE!"},{"$error":"#VALUE!"},{"$error":"#VALUE!"},{"$error":"#VALUE!"},{"$error":"#VALUE!"},"後10"]

{"sheet":"管理","index":5,"n_rows":43,"n_cols":10,"rows_kept":43,"cut":false,"hidden":true,"merged":[]}
[]
[null,"管理番号","起票日","起票者","区分","状態","内容","担当者","対応日","対応内容"]
[null,0,"2023-02-01","●●●","バグ／課題／要望","発生／完了／対応なし","発生状況等","■■■","2023-02-05"]
[null,1,"2023-10-27","hayakawa","課題","完了","月別の数値表示","hayakawa","2023-10-27","月別の数値表示"]
[null,2,"2023-11-01","hayakawa","課題","完了","微修正","hayakawa","2023-11-21","微修正"]
[null,3,"2024-03-26","hayakawa","ツール名","完了","変更","hayakawa","2024-03-26","変更"]
[null,4,"2025-01-23","hayakawa","Ver.2.1","完了","バージョン変更","hayakawa ","2025-01-23","内容変更"]
[null,5]
[null,6]
[null,7]
[null,8]
[null,9]
[null,10]
[null,11]
[null,12]
[null,13]
[null,14]
[null,15]
[null,16]
[null,17]
[null,18]
[null,19]
[null,20]
[null,21]
[null,22]
[null,23]
[null,24]
[null,25]
[null,26]
[null,27]
[null,28]
[null,29]
[null,30]
[null,31]
[null,32]
[null,33]
[null,34]
[null,35]
[null,36]
[null,37]
[null,38]
[null,39]
[null,40]

{"sheet":"γ一覧表","index":6,"n_rows":104,"n_cols":10,"rows_kept":104,"cut":false,"hidden":true,"merged":[[1,7,1,9],[1,1,1,5]]}
[]
[null,"都道府県",null,null,null,null,null,"個別対応用"]
[null,null,"都道府県名","県庁所在都市名","γ","シート名",null,null,"γ","シート名"]
[null,1,"北海道","札幌",2,"寒冷地(γ既定値)",null,1,0,"温暖地(γ個別入力)"]
[null,2,"青森","青森",1.5,"寒冷地(γ既定値)",null,2,0.1,"温暖地(γ個別入力)"]
[null,3,"岩手","盛岡",1.5,"寒冷地(γ既定値)",null,3,0.2,"温暖地(γ個別入力)"]
[null,4,"宮城","仙台",1,"温暖地(γ既定値)",null,4,0.3,"温暖地(γ個別入力)"]
[null,5,"秋田","秋田",1.5,"寒冷地(γ既定値)",null,5,0.4,"温暖地(γ個別入力)"]
[null,6,"山形","山形",1,"温暖地(γ既定値)",null,6,0.5,"温暖地(γ個別入力)"]
[null,7,"福島","福島",1,"温暖地(γ既定値)",null,7,0.6,"温暖地(γ個別入力)"]
[null,8,"茨城","水戸",0.8,"温暖地(γ既定値)",null,8,0.7,"温暖地(γ個別入力)"]
[null,9,"栃木","宇都宮",1,"温暖地(γ既定値)",null,9,0.8,"温暖地(γ個別入力)"]
[null,10,"群馬","前橋",0.6,"温暖地(γ既定値)",null,10,0.9,"温暖地(γ個別入力)"]
[null,11,"埼玉","さいたま",0.6,"温暖地(γ既定値)",null,11,1,"温暖地(γ個別入力)"]
[null,12,"千葉","千葉",0.6,"温暖地(γ既定値)",null,12,1.1000000000000001,"寒冷地(γ個別入力)"]
[null,13,"東京","東京",0.6,"温暖地(γ既定値)",null,13,1.2,"寒冷地(γ個別入力)"]
[null,14,"神奈川","横浜",0.6,"温暖地(γ既定値)",null,14,1.3,"寒冷地(γ個別入力)"]
[null,15,"新潟","新潟",1,"温暖地(γ既定値)",null,15,1.4,"寒冷地(γ個別入力)"]
[null,16,"富山","富山",0.8,"温暖地(γ既定値)",null,16,1.5,"寒冷地(γ個別入力)"]
[null,17,"石川","金沢",0.6,"温暖地(γ既定値)",null,17,1.6,"寒冷地(γ個別入力)"]
[null,18,"福井","福井",0.6,"温暖地(γ既定値)",null,18,1.7,"寒冷地(γ個別入力)"]
[null,19,"山梨","甲府",0.6,"温暖地(γ既定値)",null,19,1.8,"寒冷地(γ個別入力)"]
[null,20,"長野","長野",1,"温暖地(γ既定値)",null,20,1.9,"寒冷地(γ個別入力)"]
[null,21,"岐阜","岐阜",0.6,"温暖地(γ既定値)",null,21,2,"寒冷地(γ個別入力)"]
[null,22,"静岡","静岡",0.6,"温暖地(γ既定値)",null,22,2.1,"寒冷地(γ個別入力)"]
[null,23,"愛知","名古屋",0.6,"温暖地(γ既定値)",null,23,2.2000000000000002,"寒冷地(γ個別入力)"]
[null,24,"三重","津",0.6,"温暖地(γ既定値)",null,24,2.2999999999999998,"寒冷地(γ個別入力)"]
[null,25,"滋賀","大津",0.8,"温暖地(γ既定値)",null,25,2.4,"寒冷地(γ個別入力)"]
[null,26,"京都","京都",0.6,"温暖地(γ既定値)",null,26,2.5,"寒冷地(γ個別入力)"]
[null,27,"大阪","大阪",0.6,"温暖地(γ既定値)",null,27,2.6,"寒冷地(γ個別入力)"]
[null,28,"兵庫","神戸",0.6,"温暖地(γ既定値)",null,28,2.7,"寒冷地(γ個別入力)"]
[null,29,"奈良","奈良",0.6,"温暖地(γ既定値)",null,29,2.8,"寒冷地(γ個別入力)"]
[null,30,"和歌山","和歌山",0.6,"温暖地(γ既定値)",null,30,2.9,"寒冷地(γ個別入力)"]
[null,31,"鳥取","鳥取",0.6,"温暖地(γ既定値)",null,31,3,"寒冷地(γ個別入力)"]
[null,32,"島根","松江",0.6,"温暖地(γ既定値)",null,32,3.1,"寒冷地(γ個別入力)"]
[null,33,"岡山","岡山",0.6,"温暖地(γ既定値)",null,33,3.2,"寒冷地(γ個別入力)"]
[null,34,"広島","広島",0.6,"温暖地(γ既定値)",null,34,3.3,"寒冷地(γ個別入力)"]
[null,35,"山口","山口",0.6,"温暖地(γ既定値)",null,35,3.4,"寒冷地(γ個別入力)"]
[null,36,"徳島","徳島",0.6,"温暖地(γ既定値)",null,36,3.5,"寒冷地(γ個別入力)"]
[null,37,"香川","高松",0.6,"温暖地(γ既定値)",null,37,3.6,"寒冷地(γ個別入力)"]
[null,38,"愛媛","松山",0.6,"温暖地(γ既定値)",null,38,3.7,"寒冷地(γ個別入力)"]
[null,39,"高知","高知",0.6,"温暖地(γ既定値)",null,39,3.8,"寒冷地(γ個別入力)"]
[null,40,"福岡","福岡",0.6,"温暖地(γ既定値)",null,40,3.9,"寒冷地(γ個別入力)"]
[null,41,"佐賀","佐賀",0.6,"温暖地(γ既定値)",null,41,4,"寒冷地(γ個別入力)"]
[null,42,"長崎","長崎",0.6,"温暖地(γ既定値)",null,42,4.0999999999999996,"寒冷地(γ個別入力)"]
[null,43,"熊本","熊本",0.6,"温暖地(γ既定値)",null,43,4.2,"寒冷地(γ個別入力)"]
[null,44,"大分","大分",0.6,"温暖地(γ既定値)",null,44,4.3,"寒冷地(γ個別入力)"]
[null,45,"宮崎","宮崎",0.4,"温暖地(γ既定値)",null,45,4.4000000000000004,"寒冷地(γ個別入力)"]
[null,46,"鹿児島","鹿児島",0.4,"温暖地(γ既定値)",null,46,4.5,"寒冷地(γ個別入力)"]
[null,47,"沖縄","那覇",0,"温暖地(γ既定値)",null,47,4.5999999999999996,"寒冷地(γ個別入力)"]
[null,null,null,null,null,null,null,48,4.7,"寒冷地(γ個別入力)"]
[null,null,null,null,null,null,null,49,4.8,"寒冷地(γ個別入力)"]
[null,null,null,null,null,null,null,50,4.9000000000000004,"寒冷地(γ個別入力)"]
[null,null,null,null,null,null,null,51,5,"寒冷地(γ個別入力)"]
[null,null,null,null,null,null,null,52,5.0999999999999996,"寒冷地(γ個別入力)"]
[null,null,null,null,null,null,null,53,5.2,"寒冷地(γ個別入力)"]
[null,null,null,null,null,null,null,54,5.3,"寒冷地(γ個別入力)"]
[null,null,null,null,null,null,null,55,5.4,"寒冷地(γ個別入力)"]
[null,null,null,null,null,null,null,56,5.5,"寒冷地(γ個別入力)"]
[null,null,null,null,null,null,null,57,5.6,"寒冷地(γ個別入力)"]
[null,null,null,null,null,null,null,58,5.7,"寒冷地(γ個別入力)"]
[null,null,null,null,null,null,null,59,5.8,"寒冷地(γ個別入力)"]
[null,null,null,null,null,null,null,60,5.9,"寒冷地(γ個別入力)"]
[null,null,null,null,null,null,null,61,6,"寒冷地(γ個別入力)"]
[null,null,null,null,null,null,null,62,6.1,"寒冷地(γ個別入力)"]
[null,null,null,null,null,null,null,63,6.2,"寒冷地(γ個別入力)"]
[null,null,null,null,null,null,null,64,6.3,"寒冷地(γ個別入力)"]
[null,null,null,null,null,null,null,65,6.4,"寒冷地(γ個別入力)"]
[null,null,null,null,null,null,null,66,6.5,"寒冷地(γ個別入力)"]
[null,null,null,null,null,null,null,67,6.6,"寒冷地(γ個別入力)"]
[null,null,null,null,null,null,null,68,6.7,"寒冷地(γ個別入力)"]
[null,null,null,null,null,null,null,69,6.8000000000000096,"寒冷地(γ個別入力)"]
[null,null,null,null,null,null,null,70,6.9000000000000101,"寒冷地(γ個別入力)"]
[null,null,null,null,null,null,null,71,7.0000000000000098,"寒冷地(γ個別入力)"]
[null,null,null,null,null,null,null,72,7.1000000000000103,"寒冷地(γ個別入力)"]
[null,null,null,null,null,null,null,73,7.2000000000000099,"寒冷地(γ個別入力)"]
[null,null,null,null,null,null,null,74,7.3000000000000096,"寒冷地(γ個別入力)"]
[null,null,null,null,null,null,null,75,7.4000000000000101,"寒冷地(γ個別入力)"]
[null,null,null,null,null,null,null,76,7.5000000000000098,"寒冷地(γ個別入力)"]
[null,null,null,null,null,null,null,77,7.6000000000000103,"寒冷地(γ個別入力)"]
[null,null,null,null,null,null,null,78,7.7000000000000099,"寒冷地(γ個別入力)"]
[null,null,null,null,null,null,null,79,7.8000000000000096,"寒冷地(γ個別入力)"]
[null,null,null,null,null,null,null,80,7.9000000000000101,"寒冷地(γ個別入力)"]
[null,null,null,null,null,null,null,81,8.0000000000000107,"寒冷地(γ個別入力)"]
[null,null,null,null,null,null,null,82,8.1000000000000103,"寒冷地(γ個別入力)"]
[null,null,null,null,null,null,null,83,8.2000000000000099,"寒冷地(γ個別入力)"]
[null,null,null,null,null,null,null,84,8.3000000000000096,"寒冷地(γ個別入力)"]
[null,null,null,null,null,null,null,85,8.4000000000000092,"寒冷地(γ個別入力)"]
[null,null,null,null,null,null,null,86,8.5000000000000195,"寒冷地(γ個別入力)"]
[null,null,null,null,null,null,null,87,8.6000000000000192,"寒冷地(γ個別入力)"]
[null,null,null,null,null,null,null,88,8.7000000000000206,"寒冷地(γ個別入力)"]
[null,null,null,null,null,null,null,89,8.8000000000000203,"寒冷地(γ個別入力)"]
[null,null,null,null,null,null,null,90,8.9000000000000199,"寒冷地(γ個別入力)"]
[null,null,null,null,null,null,null,91,9.0000000000000195,"寒冷地(γ個別入力)"]
[null,null,null,null,null,null,null,92,9.1000000000000192,"寒冷地(γ個別入力)"]
[null,null,null,null,null,null,null,93,9.2000000000000206,"寒冷地(γ個別入力)"]
[null,null,null,null,null,null,null,94,9.3000000000000203,"寒冷地(γ個別入力)"]
[null,null,null,null,null,null,null,95,9.4000000000000199,"寒冷地(γ個別入力)"]
[null,null,null,null,null,null,null,96,9.5000000000000195,"寒冷地(γ個別入力)"]
[null,null,null,null,null,null,null,97,9.6000000000000192,"寒冷地(γ個別入力)"]
[null,null,null,null,null,null,null,98,9.7000000000000206,"寒冷地(γ個別入力)"]
[null,null,null,null,null,null,null,99,9.8000000000000203,"寒冷地(γ個別入力)"]
[null,null,null,null,null,null,null,100,9.9000000000000199,"寒冷地(γ個別入力)"]
[null,null,null,null,null,null,null,101,10,"寒冷地(γ個別入力)"]

{"sheet":"札幌","index":7,"n_rows":16,"n_cols":25,"rows_kept":16,"cut":false,"hidden":true,"merged":[]}
["気象データ"]
[{"$f":"RIGHT(CELL(\"filename\",A2),LEN(CELL(\"filename\",A2))-FIND(\"]\",CELL(\"filename\",A2)))","v":"札幌"},{"$f":"VLOOKUP(A2,γ一覧表!$D$4:$E$50,2,FALSE)","v":2},"暖・冷房負荷比(γ)"]
["時刻別平均気温"]
["時刻",0,1,2,3,4,5,6,7,8,9,10,11,12,13,14,15,16,17,18,19,20,21,22,23]
["4月",5.5,5.3,5.0999999999999996,4.8,4.5999999999999996,4.5,4.8,5.7,7,8.1,9,9.6999999999999993,10.1,10.3,10.199999999999999,9.9,9.4,8.6999999999999993,8,7.4,7,6.7,6.3,6]
["5月",10.9,10.7,10.4,10.199999999999999,10,10,10.7,11.8,13,14.1,15.1,15.8,16.2,16.3,16.100000000000001,15.8,15.2,14.6,13.8,13,12.5,12.1,11.8,11.4]
["6月",15.1,14.8,14.6,14.3,14.2,14.3,14.9,15.9,17.100000000000001,18.2,19.100000000000001,19.8,20.2,20.3,20.2,19.7,19.2,18.5,17.8,17.100000000000001,16.5,16.100000000000001,15.8,15.5]
["7月",19.399999999999999,19.2,19,18.8,18.600000000000001,18.7,19.2,20.100000000000001,21.1,22.1,23,23.6,24.1,24.2,24.1,23.8,23.2,22.6,21.9,21.2,20.7,20.399999999999999,20.100000000000001,19.8]
["8月",20.8,20.6,20.399999999999999,20.2,20,19.899999999999999,20.2,21.1,22.2,23.2,24.1,24.7,25.1,25.3,25.2,24.8,24.3,23.7,23,22.4,22,21.6,21.3,21]
["9月",17.100000000000001,16.8,16.5,16.3,16.100000000000001,15.9,16,17,18.399999999999999,19.7,20.6,21.2,21.5,21.7,21.6,21.3,20.7,20,19.3,18.7,18.3,17.899999999999999,17.5,17.2]
["10月",10.7,10.5,10.199999999999999,10,9.8000000000000007,9.6999999999999993,9.6,10.199999999999999,11.6,13,14,14.7,15.1,15.2,15.1,14.7,14.1,13.3,12.6,12.1,11.7,11.4,11,10.8]
["11月",4.4000000000000004,4.3,4.2,4,3.9,3.8,3.8,3.9,4.5999999999999996,5.7,6.4,7,7.3,7.4,7.2,6.8,6.4,5.8,5.5,5.2,4.9000000000000004,4.7,4.5,4.3]
["12月",-1.5,-1.7,-1.7,-1.8,-1.9,-2,-2,-2,-1.7,-0.9,-0.2,0.3,0.6,0.7,0.6,0.3,-0.1,-0.4,-0.7,-0.9,-1.1000000000000001,-1.2,-1.4,-1.5]
["1月",-4,-4.2,-4.3,-4.4000000000000004,-4.5,-4.5999999999999996,-4.5999999999999996,-4.7,-4.4000000000000004,-3.5,-2.8,-2.1,-1.8,-1.6,-1.7,-1.9,-2.2000000000000002,-2.6,-2.9,-3.1,-3.4,-3.6,-3.7,-3.9]
["2月",-3.5,-3.7,-3.9,-4.0999999999999996,-4.3,-4.4000000000000004,-4.5,-4.5,-3.8,-2.7,-1.9,-1.3,-1,-0.8,-0.8,-0.9,-1.3,-1.8,-2.1,-2.4,-2.6,-2.8,-3,-3.2]
["3月",0.1,-0.1,-0.3,-0.4,-0.6,-0.7,-0.8,-0.3,0.7,1.7,2.5,3,3.3,3.4,3.4,3.1,2.8,2.2999999999999998,1.8,1.5,1.2,1,0.7,0.5]

{"sheet":"青森","index":8,"n_rows":16,"n_cols":25,"rows_kept":16,"cut":false,"hidden":true,"merged":[]}
["気象データ"]
[{"$f":"RIGHT(CELL(\"filename\",A2),LEN(CELL(\"filename\",A2))-FIND(\"]\",CELL(\"filename\",A2)))","v":"青森"},{"$f":"VLOOKUP(A2,γ一覧表!$D$4:$E$50,2,FALSE)","v":1.5},"暖・冷房負荷比(γ)"]
["時刻別平均気温"]
["時刻",0,1,2,3,4,5,6,7,8,9,10,11,12,13,14,15,16,17,18,19,20,21,22,23]
["4月",6.4,6.1,5.9,5.6,5.4,5.3,5.7,7.2,8.6,9.6999999999999993,10.6,11.2,11.7,11.9,11.9,11.6,11.2,10.4,9.6,8.9,8.3000000000000007,7.8,7.3,6.9]
["5月",11.5,11.2,10.9,10.7,10.5,10.5,11.4,12.7,13.9,14.9,15.7,16.3,16.7,16.899999999999999,16.899999999999999,16.7,16.3,15.6,14.8,14,13.4,12.9,12.4,12]
["6月",15.7,15.4,15.1,14.9,14.7,14.9,15.6,16.600000000000001,17.5,18.399999999999999,19.2,19.7,20.100000000000001,20.3,20.3,20.2,19.899999999999999,19.3,18.600000000000001,17.899999999999999,17.399999999999999,16.899999999999999,16.5,16.2]
["7月",20.100000000000001,19.899999999999999,19.7,19.5,19.399999999999999,19.399999999999999,19.899999999999999,20.8,21.7,22.6,23.3,23.9,24.3,24.4,24.3,24.2,23.9,23.4,22.8,22.1,21.6,21.2,20.8,20.5]
["8月",21.9,21.6,21.4,21.2,21,20.9,21.3,22.4,23.5,24.4,25.1,25.7,26.1,26.4,26.3,26.1,25.7,25.1,24.4,23.7,23.2,22.8,22.5,22.1]
["9月",17.899999999999999,17.7,17.399999999999999,17.2,17,16.8,16.899999999999999,18.100000000000001,19.899999999999999,21.2,22.1,22.7,23.1,23.3,23.3,23,22.4,21.7,20.8,20.100000000000001,19.5,19,18.5,18.100000000000001]
["10月",11.6,11.4,11.1,11,10.8,10.7,10.6,11.4,13.3,14.9,15.9,16.5,16.899999999999999,17.100000000000001,17,16.7,16,15.1,14.2,13.4,12.9,12.5,12.1,11.7]
["11月",6.1,5.9,5.8,5.6,5.5,5.4,5.4,5.6,6.6,7.9,8.9,9.4,9.6999999999999993,9.9,9.6999999999999993,9.4,8.8000000000000007,8.1,7.5,7,6.7,6.5,6.2,6.1]
["12月",0.6,0.5,0.5,0.4,0.3,0.3,0.3,0.3,0.7,1.4,2.2000000000000002,2.7,3,3,2.9,2.7,2.2999999999999998,1.8,1.5,1.3,1.1000000000000001,0.9,0.8,0.7]
["1月",-1.6,-1.7,-1.8,-1.9,-2,-2,-2.1,-2,-1.7,-1.1000000000000001,-0.4,0.1,0.4,0.5,0.5,0.3,-0.1,-0.5,-0.8,-1,-1.2,-1.4,-1.5,-1.6]
["2月",-1.4,-1.5,-1.6,-1.7,-1.7,-1.8,-1.8,-1.8,-1.1000000000000001,-0.2,0.5,1.1000000000000001,1.4,1.5,1.5,1.3,0.9,0.4,0,-0.3,-0.6,-0.8,-1,-1.2]
["3月",1.5,1.3,1.1000000000000001,0.9,0.8,0.7,0.7,1.3,2.6,3.7,4.4000000000000004,4.9000000000000004,5.3,5.5,5.5,5.3,4.9000000000000004,4.3,3.6,3.1,2.7,2.4,2.1,1.8]

{"sheet":"盛岡","index":9,"n_rows":16,"n_cols":25,"rows_kept":16,"cut":false,"hidden":true,"merged":[]}
["気象データ"]
[{"$f":"RIGHT(CELL(\"filename\",A2),LEN(CELL(\"filename\",A2))-FIND(\"]\",CELL(\"filename\",A2)))","v":"盛岡"},{"$f":"VLOOKUP(A2,γ一覧表!$D$4:$E$50,2,FALSE)","v":1.5},"暖・冷房負荷比(γ)"]
["時刻別平均気温"]
["時刻",0,1,2,3,4,5,6,7,8,9,10,11,12,13,14,15,16,17,18,19,20,21,22,23]
["4月",6.1,5.6,5.3,4.9000000000000004,4.7,4.4000000000000004,4.7,6.1,7.6,9.1999999999999993,10.5,11.6,12.4,12.8,13,12.9,12.5,11.7,10.7,9.6999999999999993,8.8000000000000007,8,7.3,6.8]
["5月",11.8,11.4,11,10.6,10.3,10.199999999999999,11,12.3,13.7,15.1,16.3,17.5,18.3,18.8,19,18.899999999999999,18.5,17.8,16.8,15.7,14.7,13.8,13.1,12.5]
["6月",16.3,15.9,15.5,15.2,15,15,15.8,16.899999999999999,18.100000000000001,19.3,20.399999999999999,21.4,22.2,22.6,22.9,22.9,22.5,21.8,20.9,19.899999999999999,19,18.2,17.5,16.899999999999999]
["7月",20.5,20.2,19.899999999999999,19.7,19.5,19.399999999999999,19.899999999999999,20.8,21.8,22.9,23.9,24.7,25.4,25.9,26,26,25.7,25.1,24.2,23.3,22.5,21.9,21.4,20.9]
["8月",21.6,21.3,21.1,20.8,20.7,20.5,20.8,21.7,22.8,24,25.1,26,26.7,27.1,27.2,27.1,26.7,26.1,25.1,24,23.3,22.8,22.2,21.9]
["9月",17.3,17,16.8,16.600000000000001,16.3,16.2,16.2,17.100000000000001,18.399999999999999,19.8,21,22,22.7,23.1,23.2,23,22.5,21.6,20.399999999999999,19.5,18.8,18.3,17.8,17.5]
["10月",10.7,10.4,10.199999999999999,9.9,9.6999999999999993,9.5,9.3000000000000007,9.9,11.4,13,14.5,15.6,16.399999999999999,16.8,16.899999999999999,16.7,16,14.7,13.6,12.8,12.2,11.7,11.2,10.8]
["11月",4.9000000000000004,4.5999999999999996,4.4000000000000004,4.2,4,3.9,3.7,3.8,4.9000000000000004,6.3,7.6,8.6,9.4,9.6999999999999993,9.8000000000000007,9.6,8.8000000000000007,7.8,7,6.5,5.9,5.6,5.2,4.9000000000000004]
["12月",0,-0.2,-0.4,-0.5,-0.7,-0.8,-0.9,-1,-0.5,0.6,1.6,2.4,3,3.3,3.3,3.1,2.4,1.7,1.3,0.9,0.6,0.4,0.2,0]
["1月",-2.8,-3,-3.2,-3.3,-3.5,-3.6,-3.8,-3.8,-3.3,-2.1,-1,-0.1,0.5,0.8,0.9,0.7,0.2,-0.5,-1,-1.3,-1.7,-2,-2.2999999999999998,-2.6]
["2月",-2.2000000000000002,-2.4,-2.6,-2.9,-3.1,-3.3,-3.5,-3.4,-2.5,-1.1000000000000001,0,0.9,1.6,2,2,2,1.5,0.8,0.2,-0.3,-0.7,-1.1000000000000001,-1.4,-1.7]
["3月",1,0.6,0.4,0.1,-0.1,-0.3,-0.4,0.2,1.5,2.9,4.0999999999999996,5,5.7,6.1,6.3,6.1,5.7,4.9000000000000004,4.0999999999999996,3.4,2.8,2.2000000000000002,1.8,1.4]

{"sheet":"仙台","index":10,"n_rows":16,"n_cols":25,"rows_kept":16,"cut":false,"hidden":true,"merged":[]}
["気象データ"]
[{"$f":"RIGHT(CELL(\"filename\",A2),LEN(CELL(\"filename\",A2))-FIND(\"]\",CELL(\"filename\",A2)))","v":"仙台"},{"$f":"VLOOKUP(A2,γ一覧表!$D$4:$E$50,2,FALSE)","v":1},"暖・冷房負荷比(γ)"]
["時刻別平均気温"]
["時刻",0,1,2,3,4,5,6,7,8,9,10,11,12,13,14,15,16,17,18,19,20,21,22,23]
["4月",8.8000000000000007,8.5,8.3000000000000007,8,7.7,7.5,7.8,8.8000000000000007,10.3,11.6,12.7,13.4,13.7,13.9,13.8,13.5,13.1,12.4,11.5,10.9,10.5,10.1,9.6999999999999993,9.4]
["5月",13.8,13.6,13.3,13,12.8,12.7,13.3,14.3,15.7,16.899999999999999,17.8,18.3,18.5,18.600000000000001,18.5,18.2,17.8,17.2,16.399999999999999,15.7,15.2,14.8,14.5,14.2]
["6月",17.600000000000001,17.399999999999999,17.2,17,16.899999999999999,16.899999999999999,17.3,18.100000000000001,19.2,20.100000000000001,20.9,21.3,21.5,21.6,21.5,21.2,20.9,20.399999999999999,19.8,19.2,18.8,18.5,18.2,18]
["7月",21.6,21.4,21.2,21.1,20.9,20.9,21.2,21.9,22.8,23.7,24.4,24.9,25.1,25.3,25.2,24.9,24.5,24.1,23.5,23,22.6,22.3,22.1,21.9]
["8月",23.3,23.1,22.8,22.6,22.5,22.4,22.6,23.2,24.2,25.2,26,26.6,26.9,26.9,26.8,26.6,26.2,25.6,25,24.5,24.2,23.9,23.7,23.4]
["9月",20,19.8,19.5,19.3,19,18.899999999999999,18.899999999999999,19.5,20.7,21.8,22.7,23.3,23.6,23.8,23.7,23.4,23,22.3,21.7,21.4,21,20.7,20.5,20.2]
["10月",14.4,14,13.8,13.5,13.3,13.1,13,13.5,14.8,16.100000000000001,17.3,18.100000000000001,18.600000000000001,18.8,18.7,18.3,17.7,17,16.399999999999999,16,15.6,15.2,14.8,14.5]
["11月",8.6,8.3000000000000007,8.1,7.9,7.7,7.5,7.4,7.6,8.6,10,11.2,12.2,12.7,13,12.9,12.5,11.8,11,10.5,10.1,9.6999999999999993,9.3000000000000007,9,8.6]
["12月",3.4,3.3,3.1,2.9,2.8,2.7,2.5,2.6,3.2,4.4000000000000004,5.4,6.3,6.9,7.1,7.1,6.7,6.1,5.4,5,4.5999999999999996,4.3,4,3.8,3.5]
["1月",0.9,0.7,0.5,0.3,0.2,0.1,0,-0.1,0.6,1.7,2.8,3.7,4.2,4.4000000000000004,4.4000000000000004,4.2,3.6,2.9,2.4,2.1,1.8,1.5,1.3,1.1000000000000001]
["2月",1.2,1,0.8,0.6,0.4,0.3,0.2,0.3,1.2,2.5,3.6,4.5,5,5.3,5.3,5,4.5,3.8,3.2,2.8,2.4,2.1,1.9,1.6]
["3月",4.0999999999999996,3.8,3.6,3.3,3.1,2.9,2.9,3.5,4.7,6,7.2,7.9,8.4,8.6,8.6,8.4,7.9,7.2,6.4,6,5.6,5.2,4.8,4.5]

{"sheet":"秋田","index":11,"n_rows":16,"n_cols":25,"rows_kept":16,"cut":false,"hidden":true,"merged":[]}
["気象データ"]
[{"$f":"RIGHT(CELL(\"filename\",A2),LEN(CELL(\"filename\",A2))-FIND(\"]\",CELL(\"filename\",A2)))","v":"秋田"},{"$f":"VLOOKUP(A2,γ一覧表!$D$4:$E$50,2,FALSE)","v":1.5},"暖・冷房負荷比(γ)"]
["時刻別平均気温"]
["時刻",0,1,2,3,4,5,6,7,8,9,10,11,12,13,14,15,16,17,18,19,20,21,22,23]
["4月",7.8,7.5,7.2,6.9,6.7,6.5,6.7,7.6,9.1,10.5,11.5,12.1,12.4,12.6,12.5,12.3,11.9,11.4,10.7,10.1,9.6999999999999993,9.1999999999999993,8.6999999999999993,8.3000000000000007]
["5月",13.3,12.9,12.6,12.4,12.2,12.1,12.5,13.6,15,16.2,17.100000000000001,17.8,18,18.100000000000001,18,17.8,17.5,17,16.3,15.6,15.2,14.7,14.2,13.8]
["6月",17.7,17.399999999999999,17.2,16.899999999999999,16.7,16.7,17.2,18.2,19.5,20.6,21.4,22,22.3,22.4,22.4,22.2,21.9,21.4,20.8,20.100000000000001,19.5,19.100000000000001,18.600000000000001,18.2]
["7月",22,21.7,21.5,21.3,21.1,21,21.4,22.3,23.3,24.3,25.1,25.6,25.9,26,26,25.9,25.6,25.2,24.6,24,23.5,23.1,22.8,22.4]
["8月",23.5,23.2,22.9,22.7,22.5,22.3,22.5,23.4,24.7,25.9,26.8,27.4,27.8,28,28,27.8,27.4,26.9,26.2,25.6,25.1,24.6,24.1,23.7]
["9月",19.3,19,18.7,18.5,18.3,18.100000000000001,18.100000000000001,18.8,20.100000000000001,21.5,22.7,23.5,24,24.3,24.3,24,23.6,22.9,22.1,21.4,20.8,20.2,19.8,19.399999999999999]
["10月",12.9,12.7,12.4,12.2,12,11.8,11.7,12.1,13.3,14.8,16.100000000000001,17.100000000000001,17.600000000000001,17.899999999999999,17.899999999999999,17.600000000000001,17.100000000000001,16.3,15.6,14.9,14.3,13.7,13.3,13]
["11月",7.4,7.2,7.1,6.9,6.8,6.6,6.5,6.6,7.1,8.1999999999999993,9.3000000000000007,10.1,10.5,10.8,10.8,10.6,10.1,9.5,9,8.5,8.1,7.8,7.6,7.3]
["12月",2.2999999999999998,2.2000000000000002,2.1,2,2,1.9,1.8,1.8,1.9,2.5,3.1,3.6,4,4.2,4.2,4.0999999999999996,3.7,3.4,3.2,2.9,2.7,2.6,2.4,2.2999999999999998]
["1月",-0.1,-0.3,-0.3,-0.4,-0.5,-0.5,-0.6,-0.6,-0.4,0,0.5,1.1000000000000001,1.4,1.6,1.6,1.5,1.2,0.8,0.7,0.5,0.3,0.2,0,-0.1]
["2月",0.1,0,-0.1,-0.2,-0.3,-0.4,-0.5,-0.5,-0.1,0.6,1.4,2,2.4,2.5,2.6,2.5,2.2000000000000002,1.8,1.4,1.1000000000000001,0.9,0.7,0.5,0.3]
["3月",2.8,2.6,2.5,2.2999999999999998,2.1,2.1,2,2.2999999999999998,3.2,4.4000000000000004,5.3,6,6.4,6.6,6.6,6.4,6,5.5,5,4.7,4.2,3.9,3.5,3.2]

{"sheet":"山形","index":12,"n_rows":16,"n_cols":25,"rows_kept":16,"cut":false,"hidden":true,"merged":[]}
["気象データ"]
[{"$f":"RIGHT(CELL(\"filename\",A2),LEN(CELL(\"filename\",A2))-FIND(\"]\",CELL(\"filename\",A2)))","v":"山形"},{"$f":"VLOOKUP(A2,γ一覧表!$D$4:$E$50,2,FALSE)","v":1},"暖・冷房負荷比(γ)"]
["時刻別平均気温"]
["時刻",0,1,2,3,4,5,6,7,8,9,10,11,12,13,14,15,16,17,18,19,20,21,22,23]
["4月",7.6,7.2,6.8,6.4,6.1,5.8,6,7.1,8.6,10.3,11.8,13.1,14.1,14.7,15,14.8,14.3,13.5,12.3,11.2,10.4,9.6,8.9,8.3000000000000007]
["5月",13.5,13,12.6,12.2,11.8,11.7,12.3,13.4,14.8,16.399999999999999,17.899999999999999,19.3,20.3,21,21.2,21.1,20.5,19.600000000000001,18.5,17.3,16.3,15.4,14.7,14.1]
["6月",17.8,17.399999999999999,17,16.7,16.399999999999999,16.399999999999999,17,17.899999999999999,19.2,20.5,21.8,22.9,23.9,24.4,24.6,24.5,24.1,23.3,22.3,21.3,20.399999999999999,19.7,19,18.5]
["7月",21.8,21.5,21.2,21,20.8,20.7,21.1,21.9,23,24.3,25.4,26.4,27.2,27.7,27.8,27.6,27.2,26.5,25.6,24.6,23.9,23.3,22.8,22.3]
["8月",23,22.7,22.4,22.1,21.9,21.7,22,22.8,24,25.4,26.7,27.8,28.5,29,29.2,28.9,28.4,27.6,26.6,25.6,24.9,24.3,23.8,23.3]
["9月",18.7,18.399999999999999,18.2,17.899999999999999,17.600000000000001,17.399999999999999,17.5,18.2,19.3,20.7,22,23.1,23.9,24.4,24.6,24.5,23.9,23,21.9,21.1,20.5,19.899999999999999,19.399999999999999,18.899999999999999]
["10月",12.3,12,11.8,11.5,11.3,11.1,10.9,11.5,12.6,14,15.5,16.7,17.600000000000001,18.2,18.3,18.2,17.399999999999999,16.2,15.3,14.5,13.9,13.3,12.9,12.5]
["11月",6.4,6.2,6,5.8,5.6,5.4,5.3,5.4,6.3,7.5,8.8000000000000007,9.9,10.7,11.3,11.4,11.2,10.4,9.3000000000000007,8.6,8.1,7.6,7.2,6.8,6.5]
["12月",1.5,1.3,1.2,1.1000000000000001,0.9,0.8,0.7,0.7,1.2,2.1,3,3.8,4.4000000000000004,4.7,4.8,4.5999999999999996,4,3.3,2.8,2.5,2.2000000000000002,2,1.8,1.6]
["1月",-1,-1.1000000000000001,-1.3,-1.4,-1.5,-1.7,-1.7,-1.8,-1.4,-0.5,0.4,1.1000000000000001,1.6,2,2,1.8,1.4,0.8,0.3,0,-0.3,-0.5,-0.7,-0.9]
["2月",-0.7,-0.9,-1.2,-1.4,-1.5,-1.7,-1.8,-1.7,-1,0.1,1.2,2.1,2.6,3,3.1,3,2.6,1.9,1.3,0.8,0.4,0.1,-0.1,-0.4]
["3月",2.2999999999999998,2,1.7,1.4,1.2,1,0.9,1.4,2.6,3.9,5.2,6.3,7,7.6,7.8,7.7,7.3,6.5,5.5,4.7,4.0999999999999996,3.6,3.2,2.8]

{"sheet":"福島","index":13,"n_rows":16,"n_cols":25,"rows_kept":16,"cut":false,"hidden":true,"merged":[]}
["気象データ"]
[{"$f":"RIGHT(CELL(\"filename\",A2),LEN(CELL(\"filename\",A2))-FIND(\"]\",CELL(\"filename\",A2)))","v":"福島"},{"$f":"VLOOKUP(A2,γ一覧表!$D$4:$E$50,2,FALSE)","v":1},"暖・冷房負荷比(γ)"]
["時刻別平均気温"]
["時刻",0,1,2,3,4,5,6,7,8,9,10,11,12,13,14,15,16,17,18,19,20,21,22,23]
["4月",9.4,9,8.6,8.1999999999999993,7.9,7.6,7.8,8.6999999999999993,10.3,11.9,13.4,14.6,15.4,16,16.3,16.100000000000001,15.5,14.6,13.4,12.5,11.7,11.1,10.6,10.1]
["5月",14.7,14.3,13.9,13.5,13.2,13,13.5,14.6,16.100000000000001,17.600000000000001,19,20.2,21.1,21.7,21.8,21.6,21,20.2,19.100000000000001,18,17.100000000000001,16.399999999999999,15.9,15.3]
["6月",18.5,18.2,17.899999999999999,17.600000000000001,17.3,17.3,17.7,18.600000000000001,19.7,20.9,22.2,23.2,24,24.5,24.6,24.5,24,23.3,22.3,21.4,20.6,20,19.5,19]
["7月",22.4,22.1,21.9,21.7,21.5,21.4,21.7,22.5,23.5,24.6,25.7,26.6,27.4,27.8,27.9,27.7,27.3,26.6,25.7,24.9,24.1,23.6,23.2,22.8]
["8月",23.7,23.4,23.2,23,22.8,22.6,22.8,23.4,24.5,25.7,26.9,28,28.8,29.2,29.4,29.1,28.6,27.8,26.8,25.9,25.3,24.8,24.3,24]
["9月",20,19.600000000000001,19.399999999999999,19.2,19,18.8,18.7,19.3,20.399999999999999,21.6,22.8,23.8,24.5,25,25.1,24.9,24.4,23.5,22.6,21.8,21.3,20.9,20.5,20.100000000000001]
["10月",14.1,13.8,13.5,13.2,13,12.8,12.6,13,14.1,15.6,16.899999999999999,18.100000000000001,18.899999999999999,19.3,19.5,19.3,18.600000000000001,17.5,16.7,16,15.5,15,14.6,14.2]
["11月",8.1999999999999993,7.9,7.6,7.3,7.1,6.9,6.7,6.8,7.7,9,10.4,11.7,12.6,13.2,13.3,13.1,12.3,11.3,10.6,10.1,9.6,9.1,8.6999999999999993,8.4]
["12月",3.3,3.1,2.9,2.7,2.5,2.4,2.2000000000000002,2.2000000000000002,2.6,3.6,4.8,5.8,6.7,7.1,7.3,7,6.4,5.7,5.0999999999999996,4.7,4.3,4,3.7,3.4]
["1月",0.7,0.5,0.3,0.1,0,-0.1,-0.2,-0.2,0.2,1.2,2.2999999999999998,3.3,4.2,4.5,4.5999999999999996,4.3,3.7,3,2.6,2.2000000000000002,1.8,1.5,1.2,1]
["2月",1.3,1,0.7,0.5,0.4,0.2,0.1,0.1,0.8,2,3.3,4.4000000000000004,5.2,5.7,5.9,5.7,5.0999999999999996,4.3,3.6,3.1,2.7,2.2999999999999998,2,1.7]
["3月",4.2,3.8,3.5,3.2,3,2.8,2.7,3.1,4.4000000000000004,5.8,7.2,8.4,9.1999999999999993,9.8000000000000007,10,9.8000000000000007,9.1999999999999993,8.3000000000000007,7.3,6.6,6.1,5.6,5.0999999999999996,4.7]

{"sheet":"水戸","index":14,"n_rows":16,"n_cols":25,"rows_kept":16,"cut":false,"hidden":true,"merged":[]}
["気象データ"]
[{"$f":"RIGHT(CELL(\"filename\",A2),LEN(CELL(\"filename\",A2))-FIND(\"]\",CELL(\"filename\",A2)))","v":"水戸"},{"$f":"VLOOKUP(A2,γ一覧表!$D$4:$E$50,2,FALSE)","v":0.8},"暖・冷房負荷比(γ)"]
["時刻別平均気温"]
["時刻",0,1,2,3,4,5,6,7,8,9,10,11,12,13,14,15,16,17,18,19,20,21,22,23]
["4月",10,9.5,9.1,8.8000000000000007,8.4,8.1999999999999993,8.4,9.6999999999999993,11.7,13.6,14.9,15.7,16.2,16.399999999999999,16.2,15.9,15.3,14.5,13.7,13,12.5,12,11.3,10.8]
["5月",15,14.6,14.2,13.9,13.7,13.5,14,15.3,17,18.399999999999999,19.399999999999999,20.100000000000001,20.5,20.6,20.5,20.100000000000001,19.5,18.899999999999999,18.100000000000001,17.399999999999999,16.899999999999999,16.5,16.100000000000001,15.6]
["6月",18.7,18.399999999999999,18.2,17.899999999999999,17.7,17.7,18.100000000000001,19.100000000000001,20.3,21.4,22.1,22.7,23,23.1,23,22.7,22.2,21.6,21,20.3,19.899999999999999,19.600000000000001,19.399999999999999,19.100000000000001]
["7月",22.5,22.3,22.1,21.9,21.8,21.7,22.1,23,24.1,25.2,26.1,26.7,27,27.1,27.1,26.7,26.2,25.6,24.9,24.2,23.7,23.3,23.1,22.8]
["8月",24,23.7,23.5,23.3,23.1,22.9,23.2,24.2,25.5,26.7,27.7,28.3,28.7,28.9,28.7,28.3,27.8,27.1,26.2,25.6,25.2,24.9,24.6,24.2]
["9月",20.399999999999999,20.2,19.899999999999999,19.7,19.600000000000001,19.399999999999999,19.399999999999999,20.3,21.7,23.1,24.2,24.8,25.1,25.2,25.1,24.7,24.1,23.4,22.7,22.2,21.9,21.5,21.1,20.6]
["10月",14.7,14.5,14.2,14,13.8,13.6,13.5,14.1,15.6,17.399999999999999,18.8,19.7,20.100000000000001,20.3,20.2,19.8,19.100000000000001,18.2,17.600000000000001,17,16.3,15.7,15.3,14.9]
["11月",8.8000000000000007,8.4,8.1999999999999993,7.9,7.6,7.4,7.2,7.4,8.8000000000000007,11,13.1,14.5,15.2,15.6,15.5,15,14.2,13.2,12.3,11.4,10.6,9.9,9.4,8.9]
["12月",3.4,3,2.7,2.5,2.2999999999999998,2.1,1.9,1.8,2.9,4.9000000000000004,7.3,9,10.1,10.6,10.6,10.199999999999999,9.3000000000000007,8.1999999999999993,7.3,6.2,5.4,4.7,4.0999999999999996,3.6]
["1月",1.1000000000000001,0.7,0.4,0.1,-0.2,-0.4,-0.6,-0.7,0.3,2.4,4.8,6.6,7.6,8.1999999999999993,8.3000000000000007,8,7.2,6.1,5.0999999999999996,4.2,3.3,2.6,2,1.5]
["2月",1.8,1.4,1.1000000000000001,0.7,0.5,0.3,0.1,0.2,1.6,3.8,5.9,7.4,8.1999999999999993,8.6999999999999993,8.8000000000000007,8.5,7.8,6.9,6,5.0999999999999996,4.4000000000000004,3.6,3,2.4]
["3月",5.3,4.8,4.5,4.0999999999999996,3.8,3.6,3.4,4.0999999999999996,5.9,8,9.6999999999999993,10.8,11.4,11.7,11.7,11.4,10.8,10,9.1,8.4,7.8,7.2,6.5,5.9]

{"sheet":"宇都宮","index":15,"n_rows":16,"n_cols":25,"rows_kept":16,"cut":false,"hidden":true,"merged":[]}
["気象データ"]
[{"$f":"RIGHT(CELL(\"filename\",A2),LEN(CELL(\"filename\",A2))-FIND(\"]\",CELL(\"filename\",A2)))","v":"宇都宮"},{"$f":"VLOOKUP(A2,γ一覧表!$D$4:$E$50,2,FALSE)","v":1},"暖・冷房負荷比(γ)"]
["時刻別平均気温"]
["時刻",0,1,2,3,4,5,6,7,8,9,10,11,12,13,14,15,16,17,18,19,20,21,22,23]
["4月",10.3,9.9,9.4,9,8.6999999999999993,8.4,8.6,9.9,11.5,13.1,14.5,15.6,16.5,17.100000000000001,17.399999999999999,17.3,16.899999999999999,15.9,14.7,13.6,12.8,12.1,11.6,11]
["5月",15.5,15.1,14.7,14.4,14.1,13.9,14.5,15.6,17,18.3,19.399999999999999,20.5,21.2,21.8,22,22,21.5,20.7,19.600000000000001,18.5,17.7,17.100000000000001,16.5,16]
["6月",19.2,18.899999999999999,18.600000000000001,18.399999999999999,18.100000000000001,18.100000000000001,18.600000000000001,19.399999999999999,20.399999999999999,21.5,22.4,23.3,24,24.5,24.6,24.5,24.2,23.6,22.7,21.8,21,20.5,20,19.600000000000001]
["7月",22.9,22.7,22.5,22.3,22.1,22,22.3,23.1,24,25.1,26.1,26.9,27.6,28.1,28.3,28.2,27.9,27.2,26.3,25.3,24.6,24.1,23.7,23.3]
["8月",24.1,23.9,23.7,23.5,23.3,23.2,23.4,24.2,25.2,26.3,27.4,28.3,29.1,29.6,29.7,29.6,29.1,28.3,27.2,26.3,25.6,25.1,24.7,24.4]
["9月",20.7,20.399999999999999,20.2,20,19.8,19.600000000000001,19.600000000000001,20.3,21.5,22.7,23.7,24.6,25.3,25.7,25.8,25.7,25.2,24.3,23.3,22.5,22,21.6,21.2,20.9]
["10月",15,14.7,14.4,14.1,13.9,13.6,13.5,14.2,15.6,17,18.3,19.3,20,20.399999999999999,20.5,20.3,19.600000000000001,18.600000000000001,17.7,17,16.399999999999999,15.9,15.5,15.1]
["11月",8.6999999999999993,8.3000000000000007,7.9,7.6,7.3,7.1,6.8,7.2,8.9,10.9,12.4,13.7,14.6,15.1,15.2,14.9,14.1,12.8,12,11.2,10.5,9.8000000000000007,9.4,8.9]
["12月",3.1,2.7,2.4,2.1,1.8,1.5,1.3,1.3,2.6,5,6.8,8.1999999999999993,9.1999999999999993,9.8000000000000007,10,9.6999999999999993,8.9,7.6,6.7,5.8,5,4.4000000000000004,3.8,3.3]
["1月",0.7,0.3,-0.1,-0.4,-0.7,-1,-1.3,-1.4,-0.1,2.2999999999999998,4.2,5.6,6.7,7.4,7.6,7.5,6.9,5.6,4.5999999999999996,3.7,2.9,2.2000000000000002,1.6,1.1000000000000001]
["2月",1.7,1.2,0.9,0.5,0.2,-0.1,-0.3,-0.2,1.5,3.6,5.3,6.7,7.6,8.3000000000000007,8.6999999999999993,8.6999999999999993,8.1,7.1,5.9,4.9000000000000004,4.2,3.5,2.9,2.2999999999999998]
["3月",5.4,4.9000000000000004,4.5,4.0999999999999996,3.8,3.5,3.3,4.0999999999999996,5.9,7.6,9.1,10.3,11.2,11.9,12.2,12.2,11.8,10.9,9.6,8.6,7.8,7.1,6.6,6]

{"sheet":"前橋","index":16,"n_rows":16,"n_cols":25,"rows_kept":16,"cut":false,"hidden":true,"merged":[]}
["気象データ"]
[{"$f":"RIGHT(CELL(\"filename\",A2),LEN(CELL(\"filename\",A2))-FIND(\"]\",CELL(\"filename\",A2)))","v":"前橋"},{"$f":"VLOOKUP(A2,γ一覧表!$D$4:$E$50,2,FALSE)","v":0.6},"暖・冷房負荷比(γ)"]
["時刻別平均気温"]
["時刻",0,1,2,3,4,5,6,7,8,9,10,11,12,13,14,15,16,17,18,19,20,21,22,23]
["4月",11,10.5,10.1,9.8000000000000007,9.5,9.1999999999999993,9.3000000000000007,10.6,12.3,13.9,15.2,16.2,17.100000000000001,17.7,18,17.899999999999999,17.399999999999999,16.600000000000001,15.4,14.4,13.5,12.9,12.3,11.7]
["5月",16.100000000000001,15.7,15.3,14.9,14.6,14.4,14.9,16.2,17.7,19,20.3,21.3,22.2,22.7,23,22.9,22.5,21.7,20.7,19.600000000000001,18.7,18,17.3,16.8]
["6月",20,19.7,19.3,19,18.7,18.600000000000001,19,19.899999999999999,21,22.1,23.2,24.2,24.9,25.4,25.7,25.6,25.4,24.8,24,23.1,22.3,21.7,21.1,20.6]
["7月",23.8,23.5,23.2,23,22.7,22.6,22.9,23.7,24.7,25.8,26.8,27.8,28.6,29.1,29.4,29.4,29.1,28.5,27.7,26.8,25.9,25.3,24.8,24.3]
["8月",24.9,24.6,24.3,24.1,23.8,23.6,23.8,24.7,25.7,26.9,28,29,29.8,30.4,30.7,30.7,30.3,29.6,28.7,27.6,26.8,26.2,25.6,25.2]
["9月",21.2,20.9,20.6,20.399999999999999,20.2,20,20,20.7,21.8,23,24,25,25.6,26.1,26.3,26.1,25.7,25,24.1,23.4,22.7,22.2,21.8,21.4]
["10月",15.4,15.1,14.8,14.6,14.4,14.2,14,14.6,16,17.5,18.8,19.7,20.399999999999999,20.8,20.8,20.6,19.899999999999999,18.899999999999999,18.100000000000001,17.3,16.7,16.3,15.9,15.5]
["11月",9.4,9.1999999999999993,8.9,8.6999999999999993,8.5,8.1999999999999993,8,8.1999999999999993,9.8000000000000007,11.6,13.2,14.3,15.1,15.5,15.5,15.1,14.2,13,12.1,11.4,10.8,10.4,10,9.6]
["12月",4.4000000000000004,4.0999999999999996,3.9,3.7,3.5,3.3,3.1,3,4.2,6.2,7.9,9.1999999999999993,10,10.5,10.5,10,9,7.8,6.9,6.2,5.6,5.2,4.8,4.5]
["1月",1.9,1.6,1.4,1.1000000000000001,1,0.8,0.6,0.5,1.5,3.5,5.3,6.6,7.5,7.9,8,7.6,6.8,5.6,4.7,4,3.4,2.9,2.5,2.2000000000000002]
["2月",2.6,2.2999999999999998,2,1.7,1.5,1.3,1,1.1000000000000001,2.6,4.5,6.2,7.4,8.1999999999999993,8.6999999999999993,8.9,8.6999999999999993,8,6.9,5.8,5,4.4000000000000004,3.9,3.5,3.1]
["3月",5.9,5.5,5.2,4.9000000000000004,4.7,4.4000000000000004,4.2,4.9000000000000004,6.6,8.3000000000000007,9.6999999999999993,10.8,11.6,12.1,12.3,12.2,11.7,10.7,9.6,8.6999999999999993,8,7.5,6.9,6.4]

{"sheet":"さいたま","index":17,"n_rows":16,"n_cols":25,"rows_kept":16,"cut":false,"hidden":true,"merged":[]}
["気象データ"]
[{"$f":"RIGHT(CELL(\"filename\",A2),LEN(CELL(\"filename\",A2))-FIND(\"]\",CELL(\"filename\",A2)))","v":"さいたま"},{"$f":"VLOOKUP(A2,γ一覧表!$D$4:$E$50,2,FALSE)","v":0.6},"暖・冷房負荷比(γ)"]
["時刻別平均気温"]
["時刻",0,1,2,3,4,5,6,7,8,9,10,11,12,13,14,15,16,17,18,19,20,21,22,23]
["4月",11.5,11,10.6,10.199999999999999,9.9,9.6,9.6999999999999993,10.9,12.3,13.7,15,16.100000000000001,17.100000000000001,17.7,18.100000000000001,18,17.600000000000001,16.899999999999999,15.7,14.8,14.1,13.4,12.8,12.3]
["5月",16.5,16.100000000000001,15.7,15.3,15,14.8,15.3,16.3,17.5,18.8,20,21,21.8,22.4,22.7,22.6,22.2,21.4,20.399999999999999,19.5,18.7,18.2,17.600000000000001,17.100000000000001]
["6月",20.3,19.899999999999999,19.600000000000001,19.3,19.100000000000001,19,19.399999999999999,20.2,21,22,22.9,23.8,24.5,25,25.3,25.3,25,24.4,23.6,22.8,22.1,21.6,21.2,20.8]
["7月",24,23.7,23.4,23.2,22.9,22.8,23.3,24,24.9,25.9,26.9,27.8,28.6,29.1,29.5,29.3,28.9,28.3,27.4,26.5,25.8,25.3,24.8,24.5]
["8月",25.2,24.9,24.6,24.4,24.2,24,24.3,25.1,26.1,27.1,28.2,29.1,30,30.6,30.9,30.7,30.2,29.4,28.4,27.5,26.9,26.4,26,25.6]
["9月",21.7,21.4,21.1,20.8,20.6,20.399999999999999,20.399999999999999,21.2,22.2,23.3,24.3,25.1,25.8,26.3,26.5,26.5,26.1,25.3,24.3,23.6,23.1,22.7,22.3,21.9]
["10月",16,15.6,15.3,15.1,14.9,14.6,14.4,15,16.2,17.5,18.7,19.600000000000001,20.3,20.8,21.1,21,20.5,19.5,18.7,18.100000000000001,17.600000000000001,17,16.600000000000001,16.100000000000001]
["11月",9.6999999999999993,9.4,9.1,8.8000000000000007,8.5,8.1999999999999993,8,8.1,9.6,11.2,12.7,14,14.9,15.5,15.9,15.8,15,13.7,12.8,12.1,11.5,10.9,10.4,10]
["12月",4.3,4,3.7,3.4,3.1,2.9,2.7,2.6,3.7,5.6,7.4,8.8000000000000007,9.9,10.6,10.9,10.8,10,8.6,7.6,6.8,6.2,5.5,5,4.5999999999999996]
["1月",2,1.7,1.4,1,0.7,0.4,0.2,0.1,1.2,3.1,5,6.5,7.5,8.1999999999999993,8.6,8.6,8,6.7,5.6,4.5999999999999996,4,3.4,2.8,2.4]
["2月",3.1,2.6,2.2999999999999998,2,1.7,1.4,1.2,1.1000000000000001,2.6,4.4000000000000004,6,7.2,8.1999999999999993,8.9,9.4,9.4,9.1,8.1999999999999993,7,6.1,5.4,4.7,4.2,3.6]
["3月",6.7,6.3,5.9,5.5,5.2,4.9000000000000004,4.5999999999999996,5.2,6.7,8.1,9.5,10.7,11.6,12.3,12.8,12.9,12.6,11.9,10.8,9.8000000000000007,9.1999999999999993,8.5,7.9,7.4]

{"sheet":"千葉","index":18,"n_rows":16,"n_cols":25,"rows_kept":16,"cut":false,"hidden":true,"merged":[]}
["気象データ"]
[{"$f":"RIGHT(CELL(\"filename\",A2),LEN(CELL(\"filename\",A2))-FIND(\"]\",CELL(\"filename\",A2)))","v":"千葉"},{"$f":"VLOOKUP(A2,γ一覧表!$D$4:$E$50,2,FALSE)","v":0.6},"暖・冷房負荷比(γ)"]
["時刻別平均気温"]
["時刻",0,1,2,3,4,5,6,7,8,9,10,11,12,13,14,15,16,17,18,19,20,21,22,23]
["4月",13,12.8,12.5,12.2,12,11.8,11.8,12.6,13.8,14.8,15.7,16.399999999999999,16.899999999999999,17.3,17.3,17.2,16.8,16.2,15.5,14.9,14.5,14.1,13.8,13.5]
["5月",17.399999999999999,17.100000000000001,16.899999999999999,16.7,16.5,16.399999999999999,16.8,17.600000000000001,18.600000000000001,19.5,20.2,20.9,21.4,21.6,21.7,21.5,21.1,20.5,19.8,19.2,18.7,18.3,18,17.7]
["6月",20.5,20.3,20.100000000000001,20,19.8,19.8,20.100000000000001,20.8,21.6,22.4,23,23.6,24,24.3,24.3,24.2,23.9,23.3,22.8,22.2,21.7,21.3,21.1,20.8]
["7月",24.3,24.1,24,23.8,23.7,23.7,23.9,24.6,25.3,26.1,26.8,27.5,27.9,28.1,28.2,28.1,27.7,27.2,26.6,26,25.5,25.1,24.8,24.6]
["8月",25.8,25.6,25.4,25.3,25.2,25,25.2,26,26.9,27.7,28.4,29.1,29.5,29.8,29.9,29.7,29.3,28.7,27.9,27.2,26.7,26.4,26.1,25.9]
["9月",22.6,22.4,22.2,22.1,21.9,21.7,21.7,22.4,23.4,24.3,25,25.6,26,26.3,26.3,26.1,25.7,25,24.3,23.8,23.4,23.1,22.9,22.7]
["10月",17.600000000000001,17.399999999999999,17.100000000000001,16.899999999999999,16.7,16.5,16.3,16.7,17.7,18.8,19.8,20.399999999999999,20.9,21.2,21.3,21.1,20.6,19.899999999999999,19.3,18.899999999999999,18.5,18.2,18,17.7]
["11月",12.5,12.2,11.9,11.5,11.2,11,10.8,10.9,11.8,13.1,14.3,15.2,15.8,16.3,16.5,16.3,15.8,15.2,14.7,14.2,13.8,13.4,13.1,12.7]
["12月",7.5,7.2,6.9,6.6,6.3,6.1,5.9,5.8,6.7,8,9.3000000000000007,10.3,11,11.4,11.6,11.5,11,10.4,9.9,9.4,8.9,8.5,8.1,7.7]
["1月",4.9000000000000004,4.5,4.3,4,3.7,3.5,3.3,3.2,4,5.3,6.6,7.6,8.3000000000000007,8.8000000000000007,9.1,9.1,8.6999999999999993,8.1,7.5,6.9,6.4,6,5.6,5.2]
["2月",5.5,5.2,4.9000000000000004,4.5999999999999996,4.3,4,3.9,3.9,4.8,6.1,7.3,8.1999999999999993,8.9,9.4,9.6999999999999993,9.6,9.3000000000000007,8.6999999999999993,8.1,7.6,7.1,6.7,6.3,6]
["3月",8.6999999999999993,8.3000000000000007,8,7.7,7.4,7.2,7,7.3,8.5,9.6,10.6,11.4,12,12.4,12.6,12.6,12.3,11.7,11,10.5,10.1,9.6999999999999993,9.4,9.1]

{"sheet":"東京","index":19,"n_rows":16,"n_cols":25,"rows_kept":16,"cut":false,"hidden":true,"merged":[]}
["気象データ"]
[{"$f":"RIGHT(CELL(\"filename\",A2),LEN(CELL(\"filename\",A2))-FIND(\"]\",CELL(\"filename\",A2)))","v":"東京"},{"$f":"VLOOKUP(A2,γ一覧表!$D$4:$E$50,2,FALSE)","v":0.6},"暖・冷房負荷比(γ)"]
["時刻別平均気温"]
["時刻",0,1,2,3,4,5,6,7,8,9,10,11,12,13,14,15,16,17,18,19,20,21,22,23]
["4月",13.3,13,12.7,12.4,12.1,11.9,12,12.8,13.7,14.9,15.9,16.7,17.399999999999999,17.8,17.8,17.600000000000001,17.3,16.8,16,15.4,14.9,14.5,14.1,13.8]
["5月",17.8,17.5,17.3,17,16.8,16.7,17,17.8,18.8,19.7,20.6,21.4,21.9,22.2,22.2,22,21.6,21.1,20.399999999999999,19.7,19.2,18.8,18.5,18.2]
["6月",21,20.8,20.6,20.399999999999999,20.2,20.2,20.5,21.1,21.8,22.6,23.3,24,24.4,24.8,24.9,24.7,24.4,24,23.5,22.8,22.3,22,21.7,21.4]
["7月",24.8,24.6,24.4,24.3,24.1,24,24.3,25,25.7,26.6,27.4,28,28.5,28.8,28.9,28.7,28.3,27.9,27.3,26.6,26.1,25.7,25.4,25.2]
["8月",26.3,26.1,25.9,25.7,25.5,25.4,25.6,26.2,27,27.9,28.8,29.5,30,30.4,30.4,30.1,29.7,29.2,28.5,27.8,27.3,27,26.7,26.5]
["9月",23,22.8,22.6,22.4,22.2,22,22,22.5,23.3,24.2,25,25.6,26.1,26.5,26.4,26.3,26,25.4,24.8,24.3,23.9,23.6,23.4,23.1]
["10月",17.899999999999999,17.600000000000001,17.399999999999999,17.100000000000001,16.899999999999999,16.7,16.5,16.899999999999999,17.600000000000001,18.600000000000001,19.5,20.3,20.9,21.2,21.2,21.1,20.8,20.2,19.7,19.3,18.899999999999999,18.600000000000001,18.3,18]
["11月",12.6,12.3,11.9,11.6,11.4,11.1,11,11.1,11.8,12.9,14,15,15.7,16.2,16.3,16.100000000000001,15.7,15.1,14.7,14.3,13.9,13.5,13.1,12.8]
["12月",7.5,7.2,6.9,6.6,6.3,6.2,6.1,6,6.6,7.8,9,9.9,10.8,11.3,11.5,11.2,10.8,10.1,9.6999999999999993,9.3000000000000007,8.9,8.5,8.1999999999999993,7.8]
["1月",4.9000000000000004,4.5999999999999996,4.3,4,3.8,3.6,3.4,3.4,4,5.2,6.4,7.5,8.3000000000000007,8.9,9.1,8.9,8.5,7.9,7.3,6.9,6.5,6,5.7,5.3]
["2月",5.6,5.3,5,4.5999999999999996,4.4000000000000004,4.2,4,4.0999999999999996,4.9000000000000004,6,7.1,8.1999999999999993,8.9,9.5,9.8000000000000007,9.6999999999999993,9.4,8.9,8.1999999999999993,7.7,7.2,6.8,6.5,6.1]
["3月",8.9,8.5,8.1,7.7,7.5,7.3,7.1,7.6,8.4,9.5,10.5,11.5,12.2,12.7,12.9,12.8,12.6,12.1,11.4,10.9,10.4,10,9.6999999999999993,9.3000000000000007]

{"sheet":"横浜","index":20,"n_rows":16,"n_cols":25,"rows_kept":16,"cut":false,"hidden":true,"merged":[]}
["気象データ"]
[{"$f":"RIGHT(CELL(\"filename\",A2),LEN(CELL(\"filename\",A2))-FIND(\"]\",CELL(\"filename\",A2)))","v":"横浜"},{"$f":"VLOOKUP(A2,γ一覧表!$D$4:$E$50,2,FALSE)","v":0.6},"暖・冷房負荷比(γ)"]
["時刻別平均気温"]
["時刻",0,1,2,3,4,5,6,7,8,9,10,11,12,13,14,15,16,17,18,19,20,21,22,23]
["4月",13.1,12.8,12.6,12.3,12.1,11.8,11.9,12.5,13.6,14.7,15.7,16.399999999999999,17,17.399999999999999,17.600000000000001,17.399999999999999,17,16.2,15.4,14.9,14.5,14.1,13.8,13.6]
["5月",17.399999999999999,17.100000000000001,16.899999999999999,16.7,16.5,16.399999999999999,16.7,17.399999999999999,18.5,19.399999999999999,20.2,20.8,21.4,21.7,21.8,21.6,21.1,20.399999999999999,19.600000000000001,18.899999999999999,18.5,18.2,18,17.7]
["6月",20.5,20.3,20.100000000000001,20,19.8,19.8,20.100000000000001,20.7,21.4,22.2,22.9,23.4,23.9,24.2,24.3,24.1,23.8,23.2,22.6,22,21.6,21.3,21,20.8]
["7月",24.2,24,23.9,23.8,23.6,23.6,23.8,24.4,25.3,26.1,26.8,27.4,27.9,28.2,28.2,28.1,27.6,27,26.3,25.6,25.2,24.9,24.7,24.5]
["8月",25.7,25.5,25.4,25.3,25.1,25,25.2,25.8,26.7,27.5,28.4,29,29.6,29.9,30,29.7,29.2,28.4,27.6,26.9,26.6,26.3,26.1,25.9]
["9月",22.7,22.5,22.3,22.1,22,21.8,21.8,22.3,23,23.9,24.7,25.3,25.8,26.1,26.1,25.9,25.5,24.8,24.1,23.7,23.4,23.2,22.9,22.7]
["10月",17.7,17.5,17.2,17,16.8,16.600000000000001,16.399999999999999,16.600000000000001,17.399999999999999,18.5,19.399999999999999,20.100000000000001,20.6,20.9,21,20.8,20.399999999999999,19.7,19.2,18.899999999999999,18.600000000000001,18.3,18.100000000000001,17.8]
["11月",12.6,12.3,12,11.7,11.5,11.2,11,11.1,11.8,13,14.1,15,15.7,16.100000000000001,16.2,16,15.4,14.8,14.5,14.1,13.8,13.5,13.2,12.8]
["12月",7.7,7.3,7,6.8,6.6,6.4,6.3,6.2,6.7,7.9,9.1999999999999993,10.199999999999999,11,11.4,11.6,11.4,10.8,10.1,9.6999999999999993,9.4,9,8.6,8.1999999999999993,7.9]
["1月",5.0999999999999996,4.8,4.5,4.2,3.9,3.7,3.6,3.5,4.0999999999999996,5.3,6.6,7.7,8.4,8.9,9.1,9,8.6,7.8,7.3,6.9,6.6,6.1,5.7,5.4]
["2月",5.7,5.4,5.0999999999999996,4.8,4.5,4.3,4.0999999999999996,4.0999999999999996,4.8,6,7.2,8.1999999999999993,8.9,9.3000000000000007,9.6,9.6,9.3000000000000007,8.6999999999999993,8,7.6,7.2,6.9,6.5,6.2]
["3月",8.9,8.5,8.1999999999999993,7.9,7.6,7.4,7.2,7.4,8.3000000000000007,9.5,10.5,11.3,12,12.4,12.7,12.7,12.4,11.8,11.1,10.6,10.199999999999999,9.9,9.6,9.3000000000000007]

{"sheet":"新潟","index":21,"n_rows":16,"n_cols":25,"rows_kept":16,"cut":false,"hidden":true,"merged":[]}
["気象データ"]
[{"$f":"RIGHT(CELL(\"filename\",A2),LEN(CELL(\"filename\",A2))-FIND(\"]\",CELL(\"filename\",A2)))","v":"新潟"},{"$f":"VLOOKUP(A2,γ一覧表!$D$4:$E$50,2,FALSE)","v":1},"暖・冷房負荷比(γ)"]
["時刻別平均気温"]
["時刻",0,1,2,3,4,5,6,7,8,9,10,11,12,13,14,15,16,17,18,19,20,21,22,23]
["4月",9.8000000000000007,9.4,9.1999999999999993,8.9,8.6999999999999993,8.5,8.6999999999999993,9.6,11,12.4,13.4,14.1,14.4,14.4,14.3,14,13.6,12.9,12.2,11.7,11.4,11.1,10.7,10.4]
["5月",15.2,14.9,14.7,14.4,14.2,14.1,14.6,15.6,16.8,18,18.899999999999999,19.5,19.8,19.8,19.7,19.3,18.8,18.3,17.5,16.899999999999999,16.5,16.2,15.9,15.6]
["6月",19.399999999999999,19.2,19,18.8,18.600000000000001,18.600000000000001,19.100000000000001,20,21,21.9,22.6,23.1,23.3,23.4,23.3,23,22.6,22.1,21.5,20.8,20.5,20.3,20,19.8]
["7月",23.6,23.4,23.2,23,22.9,22.8,23.1,23.9,24.8,25.7,26.4,26.9,27.2,27.3,27.3,27.1,26.7,26.2,25.7,25.1,24.7,24.5,24.2,24]
["8月",25.3,25,24.8,24.5,24.3,24.2,24.3,25.2,26.3,27.5,28.3,28.8,29.2,29.3,29.2,28.9,28.5,28,27.3,26.8,26.5,26.2,25.9,25.6]
["9月",21.5,21.2,20.9,20.7,20.5,20.399999999999999,20.3,21,22.2,23.4,24.3,24.9,25.3,25.3,25.3,25,24.6,24,23.4,23.1,22.8,22.4,22,21.6]
["10月",15.5,15.2,15,14.8,14.7,14.5,14.4,14.8,15.9,17.3,18.3,19,19.399999999999999,19.600000000000001,19.5,19.2,18.7,18,17.600000000000001,17.3,16.8,16.399999999999999,16,15.6]
["11月",9.8000000000000007,9.6,9.5,9.3000000000000007,9.1999999999999993,9.1,8.9,9,9.6999999999999993,10.7,11.7,12.5,12.9,13.1,13.2,12.9,12.5,11.9,11.5,11.2,10.8,10.4,10.1,9.9]
["12月",5,4.8,4.7,4.5999999999999996,4.5,4.5,4.4000000000000004,4.3,4.5999999999999996,5.2,5.9,6.4,6.8,7,7,6.8,6.5,6.2,6,5.7,5.6,5.4,5.0999999999999996,5]
["1月",2.2999999999999998,2.2000000000000002,2.2000000000000002,2.1,2,2,2,1.9,2.1,2.6,3.2,3.7,4,4.2,4.2,4,3.8,3.5,3.3,3.1,2.9,2.7,2.6,2.4]
["2月",2.2999999999999998,2.1,2,2,1.9,1.8,1.7,1.7,2.2000000000000002,2.9,3.6,4.2,4.7,5,5,4.9000000000000004,4.5999999999999996,4.2,3.9,3.6,3.4,3.1,2.8,2.6]
["3月",5,4.7,4.5,4.3,4.2,4,3.9,4.3,5.3,6.4,7.4,8.1999999999999993,8.6,8.9,8.8000000000000007,8.6,8.1999999999999993,7.6,7.1,6.8,6.5,6.1,5.8,5.4]

{"sheet":"富山","index":22,"n_rows":16,"n_cols":25,"rows_kept":16,"cut":false,"hidden":true,"merged":[]}
["気象データ"]
[{"$f":"RIGHT(CELL(\"filename\",A2),LEN(CELL(\"filename\",A2))-FIND(\"]\",CELL(\"filename\",A2)))","v":"富山"},{"$f":"VLOOKUP(A2,γ一覧表!$D$4:$E$50,2,FALSE)","v":0.8},"暖・冷房負荷比(γ)"]
["時刻別平均気温"]
["時刻",0,1,2,3,4,5,6,7,8,9,10,11,12,13,14,15,16,17,18,19,20,21,22,23]
["4月",10,9.8000000000000007,9.6,9.4,9.3000000000000007,9.1,9.3000000000000007,10.4,12,13.5,14.5,15.2,15.6,15.8,15.8,15.4,14.9,14.1,13.2,12.4,11.9,11.4,10.9,10.5]
["5月",15.4,15.2,14.9,14.7,14.6,14.5,15.1,16.399999999999999,17.8,19,19.899999999999999,20.5,20.9,21,21,20.7,20.100000000000001,19.399999999999999,18.399999999999999,17.5,16.899999999999999,16.5,16.100000000000001,15.7]
["6月",19.5,19.3,19.100000000000001,18.899999999999999,18.7,18.7,19.3,20.3,21.5,22.4,23.2,23.7,24,24.2,24.2,23.9,23.5,22.9,22.2,21.4,20.9,20.5,20.3,20]
["7月",23.9,23.7,23.5,23.3,23.2,23.1,23.5,24.4,25.6,26.5,27.3,27.9,28.3,28.4,28.3,28.1,27.6,27.1,26.3,25.6,25.1,24.8,24.5,24.3]
["8月",25.3,25,24.8,24.6,24.4,24.2,24.5,25.7,27.1,28.3,29.1,29.7,30,30.1,30,29.6,29.1,28.4,27.6,26.9,26.5,26.2,25.8,25.5]
["9月",21.2,21,20.7,20.6,20.399999999999999,20.3,20.3,21.2,22.5,23.8,24.7,25.3,25.6,25.7,25.6,25.3,24.8,24.1,23.3,22.9,22.5,22,21.6,21.3]
["10月",15.3,15.1,15,14.8,14.6,14.4,14.3,14.9,16.399999999999999,18,19.100000000000001,19.899999999999999,20.3,20.399999999999999,20.2,19.899999999999999,19.2,18.399999999999999,17.7,17.2,16.600000000000001,16.100000000000001,15.7,15.4]
["11月",9.8000000000000007,9.6,9.5,9.3000000000000007,9.1999999999999993,9.1,9,9.1999999999999993,10.199999999999999,11.5,12.8,13.8,14.2,14.4,14.3,13.9,13.2,12.4,11.8,11.2,10.7,10.4,10.1,9.9]
["12月",4.8,4.7,4.5999999999999996,4.5,4.4000000000000004,4.3,4.3,4.3,4.7,5.6,6.6,7.4,7.8,8,8,7.7,7.2,6.5,6.1,5.7,5.3,5.0999999999999996,4.9000000000000004,4.7]
["1月",2.1,1.9,1.8,1.7,1.7,1.6,1.6,1.5,1.8,2.6,3.5,4.3,4.7,5,5,4.8,4.4000000000000004,3.8,3.4,3,2.7,2.5,2.2999999999999998,2.1]
["2月",2.1,2,1.9,1.8,1.7,1.6,1.5,1.5,2.2000000000000002,3.3,4.3,5.0999999999999996,5.7,6,6,5.9,5.5,4.9000000000000004,4.3,3.8,3.3,2.9,2.7,2.4]
["3月",5.3,5.0999999999999996,4.9000000000000004,4.7,4.5999999999999996,4.4000000000000004,4.3,4.8,6.1,7.5,8.6999999999999993,9.5,10,10.3,10.3,10,9.5,8.8000000000000007,8,7.4,6.8,6.3,5.9,5.6]

{"sheet":"金沢","index":23,"n_rows":16,"n_cols":25,"rows_kept":16,"cut":false,"hidden":true,"merged":[]}
["気象データ"]
[{"$f":"RIGHT(CELL(\"filename\",A2),LEN(CELL(\"filename\",A2))-FIND(\"]\",CELL(\"filename\",A2)))","v":"金沢"},{"$f":"VLOOKUP(A2,γ一覧表!$D$4:$E$50,2,FALSE)","v":0.6},"暖・冷房負荷比(γ)"]
["時刻別平均気温"]
["時刻",0,1,2,3,4,5,6,7,8,9,10,11,12,13,14,15,16,17,18,19,20,21,22,23]
["4月",10.8,10.5,10.3,10,9.9,9.6999999999999993,9.6999999999999993,10.6,12.3,13.6,14.6,15.2,15.5,15.5,15.4,15.2,14.9,14.3,13.7,13.1,12.6,12.1,11.7,11.3]
["5月",16,15.7,15.3,15.1,14.9,14.7,15,16.2,17.8,19,19.8,20.3,20.5,20.5,20.5,20.3,20,19.5,18.899999999999999,18.2,17.7,17.2,16.8,16.399999999999999]
["6月",20,19.8,19.5,19.399999999999999,19.2,19.100000000000001,19.5,20.3,21.6,22.6,23.3,23.7,24,24.1,24,23.8,23.5,23.1,22.6,22,21.5,21.1,20.8,20.5]
["7月",24.5,24.3,24.1,23.9,23.8,23.7,23.9,24.6,25.8,26.7,27.3,27.9,28.1,28.1,28.1,27.9,27.6,27.2,26.7,26.1,25.7,25.4,25.1,24.8]
["8月",25.9,25.7,25.5,25.3,25,24.9,24.9,25.7,27.2,28.4,29.2,29.7,30,30,29.9,29.7,29.4,28.9,28.2,27.6,27.2,26.7,26.4,26.1]
["9月",21.8,21.6,21.4,21.2,21,20.8,20.7,21.3,22.7,24,24.8,25.5,25.8,25.9,25.8,25.6,25.2,24.6,23.9,23.4,22.9,22.6,22.2,21.9]
["10月",16.100000000000001,15.8,15.7,15.5,15.3,15.1,15,15.4,16.8,18.3,19.5,20.2,20.5,20.6,20.5,20.2,19.8,19.100000000000001,18.399999999999999,17.8,17.3,16.899999999999999,16.5,16.2]
["11月",10.7,10.5,10.3,10.199999999999999,10.1,10,9.9,10,10.9,12.1,13.3,14.1,14.5,14.6,14.5,14.2,13.8,13.2,12.6,12.1,11.6,11.3,11,10.8]
["12月",5.9,5.8,5.7,5.6,5.6,5.6,5.5,5.5,5.8,6.5,7.5,8.1,8.4,8.5,8.5,8.3000000000000007,8,7.6,7.1,6.8,6.5,6.3,6.1,6]
["1月",3.3,3.2,3.1,3,2.9,2.8,2.8,2.7,3,3.6,4.4000000000000004,5,5.3,5.5,5.5,5.4,5.0999999999999996,4.7,4.4000000000000004,4.0999999999999996,3.9,3.6,3.5,3.4]
["2月",3.3,3.1,3,2.9,2.8,2.7,2.6,2.6,3.2,4.0999999999999996,5,5.8,6.2,6.4,6.4,6.2,6,5.5,5.0999999999999996,4.7,4.3,4,3.8,3.6]
["3月",6,5.8,5.6,5.4,5.2,5.0999999999999996,5,5.3,6.5,7.9,8.9,9.6,10,10.199999999999999,10.199999999999999,9.9,9.6,9.1,8.5,8,7.5,7,6.7,6.4]

{"sheet":"福井","index":24,"n_rows":16,"n_cols":25,"rows_kept":16,"cut":false,"hidden":true,"merged":[]}
["気象データ"]
[{"$f":"RIGHT(CELL(\"filename\",A2),LEN(CELL(\"filename\",A2))-FIND(\"]\",CELL(\"filename\",A2)))","v":"福井"},{"$f":"VLOOKUP(A2,γ一覧表!$D$4:$E$50,2,FALSE)","v":0.6},"暖・冷房負荷比(γ)"]
["時刻別平均気温"]
["時刻",0,1,2,3,4,5,6,7,8,9,10,11,12,13,14,15,16,17,18,19,20,21,22,23]
["4月",10.6,10.3,10,9.6,9.4,9.1,9.1,9.9,11.4,13.2,14.7,15.8,16.399999999999999,16.7,16.7,16.399999999999999,16,15.4,14.5,13.6,12.9,12.3,11.7,11.3]
["5月",16,15.6,15.2,14.9,14.7,14.5,14.7,15.7,17.2,18.7,20.100000000000001,21.1,21.7,21.9,21.8,21.5,21.2,20.5,19.7,18.8,18.100000000000001,17.5,16.899999999999999,16.5]
["6月",20.100000000000001,19.8,19.5,19.3,19.100000000000001,18.899999999999999,19.2,20.100000000000001,21.3,22.5,23.7,24.5,25,25.2,25.1,24.9,24.5,24,23.3,22.5,21.9,21.4,21,20.6]
["7月",24.4,24.1,23.9,23.7,23.5,23.3,23.5,24.3,25.4,26.6,27.6,28.4,28.9,29.2,29.2,29.1,28.7,28.1,27.4,26.6,26,25.5,25.1,24.8]
["8月",25.6,25.2,25,24.7,24.5,24.3,24.4,25.2,26.6,28.1,29.3,30.2,30.8,31,31,30.7,30.3,29.7,28.7,27.9,27.2,26.7,26.2,25.8]
["9月",21.4,21.1,20.9,20.7,20.5,20.3,20.2,20.7,21.9,23.4,24.8,25.7,26.3,26.6,26.5,26.2,25.8,25.1,24.3,23.5,22.9,22.3,21.9,21.5]
["10月",15.4,15.1,14.9,14.6,14.4,14.3,14.1,14.3,15.5,17.100000000000001,18.8,20.100000000000001,20.8,21.1,21.1,20.8,20.2,19.399999999999999,18.399999999999999,17.600000000000001,16.899999999999999,16.399999999999999,15.9,15.5]
["11月",9.9,9.6,9.4,9.1999999999999993,9,8.9,8.6999999999999993,8.6999999999999993,9.5,10.8,12.2,13.6,14.5,14.9,15,14.7,14.1,13.2,12.3,11.6,11.1,10.7,10.3,10]
["12月",5,4.8,4.5999999999999996,4.5,4.4000000000000004,4.3,4.2,4.2,4.5,5.2,6.2,7.2,7.9,8.4,8.5,8.3000000000000007,7.9,7.2,6.6,6.1,5.8,5.5,5.2,5]
["1月",2.2999999999999998,2.2000000000000002,2.1,1.9,1.8,1.7,1.6,1.6,1.8,2.4,3.3,4.2,4.9000000000000004,5.3,5.4,5.4,5,4.5,3.9,3.5,3.2,2.9,2.6,2.5]
["2月",2.5,2.2999999999999998,2.1,1.9,1.8,1.7,1.6,1.5,2,2.9,4.0999999999999996,5.2,5.9,6.4,6.6,6.5,6.3,5.7,5,4.4000000000000004,3.8,3.4,3.1,2.8]
["3月",5.6,5.3,5,4.8,4.5,4.3,4.2,4.4000000000000004,5.4,7,8.5,9.8000000000000007,10.5,10.8,10.9,10.8,10.4,9.6999999999999993,8.9,8.1999999999999993,7.5,6.9,6.4,6]

{"sheet":"甲府","index":25,"n_rows":16,"n_cols":25,"rows_kept":16,"cut":false,"hidden":true,"merged":[]}
["気象データ"]
[{"$f":"RIGHT(CELL(\"filename\",A2),LEN(CELL(\"filename\",A2))-FIND(\"]\",CELL(\"filename\",A2)))","v":"甲府"},{"$f":"VLOOKUP(A2,γ一覧表!$D$4:$E$50,2,FALSE)","v":0.6},"暖・冷房負荷比(γ)"]
["時刻別平均気温"]
["時刻",0,1,2,3,4,5,6,7,8,9,10,11,12,13,14,15,16,17,18,19,20,21,22,23]
["4月",11.6,11.1,10.6,10.1,9.6,9.1999999999999993,9.4,10.5,11.8,13.5,15.1,16.7,18,19,19.5,19.399999999999999,18.600000000000001,17.5,16.2,15.1,14.4,13.7,13.1,12.4]
["5月",16.399999999999999,15.9,15.4,15,14.6,14.4,14.9,15.9,17.100000000000001,18.600000000000001,20.2,21.6,22.9,23.8,24.1,23.8,23.1,22.1,20.8,19.7,18.899999999999999,18.2,17.600000000000001,17]
["6月",20.2,19.8,19.5,19.2,18.899999999999999,18.8,19.2,19.899999999999999,20.9,22.1,23.4,24.6,25.6,26.4,26.6,26.3,25.7,24.9,23.9,22.9,22.2,21.6,21.2,20.7]
["7月",24,23.7,23.4,23.2,22.9,22.8,23,23.7,24.7,25.9,27.2,28.4,29.4,30.1,30.4,30.1,29.4,28.5,27.5,26.5,25.8,25.3,24.8,24.4]
["8月",25.1,24.8,24.5,24.2,24,23.8,23.9,24.5,25.6,26.9,28.3,29.7,30.8,31.6,31.9,31.5,30.5,29.4,28.2,27.4,26.8,26.2,25.8,25.4]
["9月",21.6,21.2,20.9,20.6,20.399999999999999,20.100000000000001,20.100000000000001,20.6,21.6,22.8,24.1,25.4,26.4,27.1,27.5,27.3,26.6,25.5,24.4,23.7,23.2,22.7,22.2,21.8]
["10月",15.5,15.2,14.8,14.5,14.2,13.9,13.7,14.2,15.2,16.5,17.899999999999999,19.2,20.3,21.1,21.6,21.6,20.9,19.600000000000001,18.7,18,17.3,16.7,16.2,15.7]
["11月",9.1,8.6,8.1999999999999993,7.8,7.4,7.1,6.8,7,8.1999999999999993,9.8000000000000007,11.4,13,14.3,15.4,16,15.9,15.2,13.8,12.8,11.9,11.1,10.5,9.9,9.4]
["12月",3.6,3.2,2.7,2.2999999999999998,2,1.7,1.4,1.3,2.2999999999999998,4,5.8,7.4,8.9,9.9,10.5,10.5,9.8000000000000007,8.5,7.5,6.6,5.8,5.0999999999999996,4.5,3.9]
["1月",1.3,0.9,0.4,0,-0.4,-0.8,-1.1000000000000001,-1.3,-0.3,1.4,3.2,4.8,6.2,7.3,8,8.1999999999999993,7.7,6.4,5.4,4.5,3.8,3.1,2.4,1.8]
["2月",2.8,2.2999999999999998,1.8,1.4,1.1000000000000001,0.7,0.4,0.3,1.7,3.2,4.9000000000000004,6.5,7.9,9,9.8000000000000007,10,9.6,8.5,7.3,6.4,5.6,4.9000000000000004,4.2,3.5]
["3月",6.7,6.2,5.7,5.2,4.8,4.4000000000000004,4.0999999999999996,4.8,6.1,7.7,9.3000000000000007,10.9,12.3,13.3,13.9,14,13.4,12.3,11,10.1,9.4,8.6999999999999993,8.1,7.4]

{"sheet":"長野","index":26,"n_rows":16,"n_cols":25,"rows_kept":16,"cut":false,"hidden":true,"merged":[]}
["気象データ"]
[{"$f":"RIGHT(CELL(\"filename\",A2),LEN(CELL(\"filename\",A2))-FIND(\"]\",CELL(\"filename\",A2)))","v":"長野"},{"$f":"VLOOKUP(A2,γ一覧表!$D$4:$E$50,2,FALSE)","v":1},"暖・冷房負荷比(γ)"]
["時刻別平均気温"]
["時刻",0,1,2,3,4,5,6,7,8,9,10,11,12,13,14,15,16,17,18,19,20,21,22,23]
["4月",8,7.5,7.1,6.7,6.4,6.1,6.3,7.4,8.9,10.7,12.4,13.9,15,15.7,15.9,15.5,14.7,13.5,12.3,11.2,10.4,9.6999999999999993,9.1999999999999993,8.6999999999999993]
["5月",13.8,13.4,13,12.6,12.2,11.9,12.5,13.7,15.2,16.899999999999999,18.399999999999999,19.899999999999999,21,21.6,21.7,21.3,20.399999999999999,19.399999999999999,18.100000000000001,17,16.100000000000001,15.3,14.8,14.3]
["6月",18.100000000000001,17.8,17.5,17.2,16.899999999999999,16.8,17.3,18.2,19.5,20.9,22.2,23.3,24.2,24.7,24.7,24.3,23.6,22.7,21.7,20.7,20,19.399999999999999,18.899999999999999,18.600000000000001]
["7月",22.2,22,21.7,21.5,21.3,21.1,21.5,22.2,23.3,24.6,25.9,27,27.9,28.4,28.5,28,27.3,26.4,25.4,24.5,23.9,23.4,22.9,22.6]
["8月",23.4,23.2,22.9,22.6,22.4,22.1,22.3,23.2,24.4,25.8,27.1,28.3,29.2,29.8,29.9,29.3,28.5,27.4,26.3,25.4,24.8,24.3,23.9,23.6]
["9月",19.399999999999999,19.100000000000001,18.8,18.600000000000001,18.3,18.100000000000001,18.100000000000001,18.7,19.899999999999999,21.2,22.4,23.5,24.3,24.8,24.9,24.5,23.7,22.6,21.7,21,20.5,20.100000000000001,19.7,19.5]
["10月",12.9,12.6,12.3,12,11.8,11.5,11.3,11.8,13,14.4,15.7,17,18,18.600000000000001,18.7,18.3,17.3,16.100000000000001,15.3,14.6,14.1,13.7,13.4,13]
["11月",6.5,6.1,5.8,5.5,5.2,5,4.8,4.9000000000000004,5.9,7.3,8.8000000000000007,10.199999999999999,11.3,12.1,12.4,12.1,11.1,9.9,9.1,8.4,7.9,7.5,7,6.7]
["12月",1.2,0.9,0.6,0.4,0.2,0,-0.1,-0.2,0.3,1.4,2.6,3.8,4.7,5.5,5.8,5.6,4.9000000000000004,3.9,3.2,2.7,2.2000000000000002,1.9,1.6,1.2]
["1月",-1.5,-1.8,-2,-2.2000000000000002,-2.4,-2.6,-2.8,-2.9,-2.4,-1.4,-0.3,0.8,1.7,2.2999999999999998,2.7,2.7,2.2000000000000002,1.3,0.6,0.1,-0.3,-0.6,-1,-1.3]
["2月",-1,-1.3,-1.6,-1.9,-2.1,-2.2999999999999998,-2.5,-2.5,-1.6,-0.5,0.8,2.1,3.1,3.9,4.3,4.2,3.6,2.6,1.7,1.1000000000000001,0.6,0.2,-0.2,-0.5]
["3月",2.4,2.1,1.8,1.5,1.2,1,0.8,1.3,2.5,3.9,5.4,6.9,8,8.8000000000000007,9.1,8.9,8.1999999999999993,7,5.8,5,4.3,3.7,3.3,2.9]

{"sheet":"岐阜","index":27,"n_rows":16,"n_cols":25,"rows_kept":16,"cut":false,"hidden":true,"merged":[]}
["気象データ"]
[{"$f":"RIGHT(CELL(\"filename\",A2),LEN(CELL(\"filename\",A2))-FIND(\"]\",CELL(\"filename\",A2)))","v":"岐阜"},{"$f":"VLOOKUP(A2,γ一覧表!$D$4:$E$50,2,FALSE)","v":0.6},"暖・冷房負荷比(γ)"]
["時刻別平均気温"]
["時刻",0,1,2,3,4,5,6,7,8,9,10,11,12,13,14,15,16,17,18,19,20,21,22,23]
["4月",12.4,12,11.6,11.2,10.9,10.5,10.6,11.6,13,14.4,15.8,17,17.899999999999999,18.5,18.8,18.7,18.2,17.399999999999999,16.3,15.4,14.7,14.1,13.6,13.1]
["5月",17.399999999999999,16.899999999999999,16.5,16.2,15.8,15.5,16,17,18.3,19.600000000000001,20.9,21.9,22.7,23.3,23.6,23.5,23,22.3,21.3,20.3,19.5,18.899999999999999,18.399999999999999,17.899999999999999]
["6月",21.3,21,20.7,20.399999999999999,20.100000000000001,20,20.399999999999999,21.2,22.2,23.2,24.3,25.2,25.9,26.4,26.7,26.6,26.3,25.6,24.8,23.9,23.2,22.6,22.2,21.8]
["7月",25.3,25.1,24.8,24.6,24.3,24.1,24.4,25.1,26,27,28,28.9,29.6,30.1,30.4,30.4,30.1,29.4,28.6,27.7,27,26.5,26.1,25.8]
["8月",26.5,26.2,26,25.7,25.5,25.3,25.4,26.1,27.2,28.3,29.5,30.6,31.4,32,32.299999999999997,32.1,31.6,30.8,29.7,28.7,28.1,27.6,27.2,26.8]
["9月",23,22.6,22.4,22.1,21.8,21.6,21.5,22.2,23.3,24.5,25.6,26.6,27.3,27.8,28,28,27.5,26.6,25.5,24.8,24.2,23.8,23.4,23.1]
["10月",17.100000000000001,16.8,16.5,16.2,15.9,15.6,15.4,16,17.3,18.7,20,21.2,22.1,22.6,22.7,22.5,21.8,20.8,19.8,19.2,18.600000000000001,18.100000000000001,17.7,17.3]
["11月",11,10.7,10.3,10.1,9.8000000000000007,9.6,9.4,9.5,10.8,12.3,13.7,14.9,15.9,16.399999999999999,16.600000000000001,16.399999999999999,15.6,14.5,13.8,13.1,12.5,12,11.6,11.2]
["12月",5.7,5.5,5.2,4.9000000000000004,4.7,4.5,4.3,4.2,5,6.4,7.8,9,9.8000000000000007,10.4,10.6,10.3,9.6999999999999993,8.6999999999999993,8,7.5,7,6.6,6.2,5.9]
["1月",3.3,3,2.7,2.4,2.2000000000000002,2,1.9,1.7,2.4,3.8,5.2,6.4,7.2,7.8,8,7.9,7.3,6.4,5.7,5.2,4.7,4.3,3.9,3.6]
["2月",4,3.6,3.3,3.1,2.8,2.6,2.4,2.2999999999999998,3.4,4.8,6.1,7.4,8.4,9,9.3000000000000007,9.1999999999999993,8.6999999999999993,7.8,6.9,6.2,5.7,5.2,4.8,4.5]
["3月",7.3,6.9,6.6,6.2,5.9,5.7,5.4,6,7.3,8.6999999999999993,10.1,11.3,12.3,12.9,13.1,13.1,12.7,11.8,10.7,10,9.3000000000000007,8.8000000000000007,8.3000000000000007,7.8]

{"sheet":"静岡","index":28,"n_rows":16,"n_cols":25,"rows_kept":16,"cut":false,"hidden":true,"merged":[]}
["気象データ"]
[{"$f":"RIGHT(CELL(\"filename\",A2),LEN(CELL(\"filename\",A2))-FIND(\"]\",CELL(\"filename\",A2)))","v":"静岡"},{"$f":"VLOOKUP(A2,γ一覧表!$D$4:$E$50,2,FALSE)","v":0.6},"暖・冷房負荷比(γ)"]
["時刻別平均気温"]
["時刻",0,1,2,3,4,5,6,7,8,9,10,11,12,13,14,15,16,17,18,19,20,21,22,23]
["4月",13.2,12.8,12.5,12.2,11.9,11.6,11.8,13.1,14.7,16,16.899999999999999,17.600000000000001,18,18.3,18.399999999999999,18.2,17.899999999999999,17.3,16.600000000000001,16,15.4,14.9,14.3,13.9]
["5月",17.5,17.100000000000001,16.7,16.399999999999999,16.2,16,16.600000000000001,17.899999999999999,19.3,20.3,21,21.6,21.9,22.1,22,21.9,21.5,21,20.5,19.899999999999999,19.399999999999999,18.899999999999999,18.399999999999999,18]
["6月",20.9,20.6,20.399999999999999,20.100000000000001,19.899999999999999,19.8,20.3,21.3,22.3,23.1,23.8,24.2,24.6,24.7,24.7,24.5,24.2,23.8,23.3,22.8,22.4,22.1,21.7,21.4]
["7月",24.7,24.5,24.2,24,23.8,23.7,24.1,24.9,25.9,26.8,27.5,27.9,28.2,28.4,28.4,28.2,27.9,27.5,26.9,26.4,26,25.7,25.4,25.1]
["8月",26,25.7,25.5,25.2,25,24.8,25.1,26.1,27.2,28.3,29,29.6,29.9,30.1,30.1,29.8,29.4,28.8,28.2,27.7,27.3,27,26.7,26.3]
["9月",23.1,22.8,22.5,22.3,22.1,21.9,21.9,22.8,24,25.2,26.1,26.6,27,27.2,27.1,26.9,26.4,25.9,25.3,24.8,24.4,24,23.6,23.2]
["10月",17.899999999999999,17.7,17.399999999999999,17.100000000000001,16.899999999999999,16.8,16.600000000000001,17.3,18.8,20.2,21.3,21.9,22.4,22.6,22.6,22.3,21.8,21.1,20.399999999999999,19.8,19.3,18.8,18.5,18.100000000000001]
["11月",12.7,12.4,12.1,11.8,11.6,11.4,11.2,11.4,13,14.8,16.2,17.100000000000001,17.7,18,18,17.7,17,16.100000000000001,15.3,14.6,14,13.6,13.2,12.9]
["12月",7.6,7.3,7,6.7,6.5,6.3,6.1,6,7.2,9.1999999999999993,11,12.2,12.8,13.2,13.3,12.9,12.2,11.2,10.3,9.6,9.1,8.6,8.1999999999999993,7.8]
["1月",5.2,4.9000000000000004,4.5,4.2,4,3.7,3.5,3.4,4.4000000000000004,6.5,8.4,9.5,10.199999999999999,10.7,10.9,10.7,10.1,9.1,8.1999999999999993,7.5,6.9,6.4,6,5.6]
["2月",6,5.7,5.3,5,4.7,4.5,4.3,4.3,5.8,7.8,9.3000000000000007,10.3,11,11.4,11.5,11.5,11,10.3,9.5,8.6999999999999993,8,7.5,7,6.5]
["3月",9.1,8.6999999999999993,8.3000000000000007,8,7.7,7.4,7.3,8.1,9.6999999999999993,11.3,12.4,13.2,13.8,14.2,14.3,14.2,13.9,13.2,12.5,11.8,11.1,10.6,10.1,9.6]

{"sheet":"名古屋","index":29,"n_rows":16,"n_cols":25,"rows_kept":16,"cut":false,"hidden":true,"merged":[]}
["気象データ"]
[{"$f":"RIGHT(CELL(\"filename\",A2),LEN(CELL(\"filename\",A2))-FIND(\"]\",CELL(\"filename\",A2)))","v":"名古屋"},{"$f":"VLOOKUP(A2,γ一覧表!$D$4:$E$50,2,FALSE)","v":0.6},"暖・冷房負荷比(γ)"]
["時刻別平均気温"]
["時刻",0,1,2,3,4,5,6,7,8,9,10,11,12,13,14,15,16,17,18,19,20,21,22,23]
["4月",12.5,12.1,11.7,11.4,11.1,10.7,10.8,11.8,13.2,14.7,16.100000000000001,17.2,18.100000000000001,18.600000000000001,18.8,18.600000000000001,18.100000000000001,17.2,16.2,15.3,14.6,14,13.5,13.1]
["5月",17.3,16.899999999999999,16.600000000000001,16.2,15.9,15.7,16.2,17.2,18.5,19.899999999999999,21,22.1,22.8,23.3,23.4,23.2,22.7,21.9,20.9,20,19.2,18.7,18.2,17.8]
["6月",21.1,20.9,20.6,20.399999999999999,20.100000000000001,20,20.399999999999999,21.2,22.2,23.3,24.3,25.1,25.8,26.2,26.3,26.2,25.8,25.1,24.3,23.5,22.8,22.3,21.9,21.6]
["7月",25.2,24.9,24.7,24.5,24.3,24.1,24.4,25.2,26.1,27.1,28.1,28.9,29.5,29.9,30.2,30.1,29.7,29,28.2,27.4,26.7,26.2,25.9,25.5]
["8月",26.4,26.1,25.9,25.7,25.5,25.3,25.4,26.3,27.4,28.5,29.7,30.6,31.4,31.8,31.9,31.7,31.1,30.3,29.3,28.4,27.8,27.3,27,26.6]
["9月",23,22.7,22.5,22.2,22,21.8,21.7,22.4,23.4,24.6,25.7,26.6,27.3,27.8,27.9,27.7,27.1,26.3,25.4,24.7,24.2,23.8,23.4,23.1]
["10月",17.2,16.899999999999999,16.600000000000001,16.3,16.100000000000001,15.9,15.6,16.100000000000001,17.3,18.7,20,21.1,21.9,22.3,22.4,22.1,21.5,20.6,19.8,19.100000000000001,18.600000000000001,18.100000000000001,17.7,17.3]
["11月",11.2,10.8,10.5,10.199999999999999,10,9.6999999999999993,9.6,9.6999999999999993,10.8,12.3,13.7,14.9,15.8,16.3,16.5,16.2,15.5,14.5,13.7,13.1,12.6,12.2,11.7,11.4]
["12月",6,5.7,5.4,5.0999999999999996,4.9000000000000004,4.7,4.5,4.4000000000000004,5.2,6.5,8,9.1999999999999993,10,10.5,10.7,10.4,9.6999999999999993,8.8000000000000007,8.1,7.6,7.2,6.8,6.4,6.1]
["1月",3.5,3.2,2.9,2.6,2.4,2.2000000000000002,2,1.9,2.6,4,5.4,6.6,7.5,8,8.1999999999999993,8,7.4,6.5,5.8,5.3,4.9000000000000004,4.5,4.0999999999999996,3.8]
["2月",4.0999999999999996,3.8,3.5,3.2,2.9,2.7,2.4,2.4,3.4,4.9000000000000004,6.4,7.6,8.6,9.1999999999999993,9.5,9.4,8.8000000000000007,7.9,6.9,6.3,5.8,5.3,5,4.5999999999999996]
["3月",7.5,7.1,6.7,6.4,6.1,5.8,5.6,6.1,7.4,8.9,10.4,11.6,12.6,13.1,13.3,13.2,12.7,11.8,10.8,10,9.4,8.9,8.4,8]

{"sheet":"津","index":30,"n_rows":16,"n_cols":25,"rows_kept":16,"cut":false,"hidden":true,"merged":[]}
["気象データ"]
[{"$f":"RIGHT(CELL(\"filename\",A2),LEN(CELL(\"filename\",A2))-FIND(\"]\",CELL(\"filename\",A2)))","v":"津"},{"$f":"VLOOKUP(A2,γ一覧表!$D$4:$E$50,2,FALSE)","v":0.6},"暖・冷房負荷比(γ)"]
["時刻別平均気温"]
["時刻",0,1,2,3,4,5,6,7,8,9,10,11,12,13,14,15,16,17,18,19,20,21,22,23]
["4月",12.5,12.2,11.9,11.6,11.4,11.2,11.2,12.1,13.4,14.3,15.1,15.8,16.399999999999999,16.899999999999999,17.100000000000001,17.2,16.899999999999999,16.5,15.8,15.1,14.6,14.1,13.6,13.1]
["5月",17.5,17.100000000000001,16.8,16.600000000000001,16.399999999999999,16.2,16.5,17.5,18.5,19.3,19.899999999999999,20.6,21.2,21.6,21.7,21.7,21.5,21.1,20.5,19.899999999999999,19.399999999999999,18.899999999999999,18.399999999999999,18]
["6月",21.4,21.1,20.8,20.6,20.5,20.399999999999999,20.6,21.4,22.2,22.9,23.5,24.1,24.5,24.8,24.9,24.9,24.8,24.4,24,23.4,23,22.6,22.2,21.9]
["7月",25.5,25.3,25,24.8,24.7,24.5,24.7,25.4,26.2,26.9,27.5,28.1,28.5,28.9,29,29.1,28.9,28.6,28.1,27.5,27.1,26.7,26.3,26]
["8月",26.6,26.3,26.1,25.9,25.7,25.6,25.6,26.3,27.3,28.2,28.9,29.5,30,30.3,30.5,30.4,30.2,29.8,29.2,28.5,28.1,27.7,27.3,26.9]
["9月",23.2,22.9,22.7,22.5,22.4,22.2,22.2,22.7,23.7,24.6,25.4,25.9,26.4,26.7,26.9,26.8,26.4,25.9,25.3,24.8,24.4,24,23.6,23.3]
["10月",17.5,17.3,17.100000000000001,16.899999999999999,16.8,16.7,16.5,16.8,18,19.2,20.100000000000001,20.7,21.2,21.5,21.7,21.6,21.2,20.5,19.899999999999999,19.399999999999999,18.8,18.3,18,17.600000000000001]
["11月",11.8,11.6,11.4,11.2,11.1,10.9,10.8,10.8,12,13.4,14.5,15.2,15.7,16.100000000000001,16.2,16,15.6,14.8,14.2,13.6,13.1,12.6,12.3,12]
["12月",6.9,6.7,6.5,6.3,6.2,6.1,6,5.9,6.6,8,9.1999999999999993,10,10.5,10.8,10.9,10.8,10.199999999999999,9.5,8.9,8.3000000000000007,7.9,7.5,7.2,6.9]
["1月",4.5,4.3,4.0999999999999996,3.9,3.8,3.7,3.6,3.5,4,5.4,6.5,7.3,7.9,8.1999999999999993,8.3000000000000007,8.1999999999999993,7.8,7,6.5,6,5.5,5.2,4.9000000000000004,4.5999999999999996]
["2月",4.7,4.4000000000000004,4.2,4,3.9,3.8,3.7,3.6,4.5,5.9,7,7.7,8.1999999999999993,8.5,8.8000000000000007,8.6999999999999993,8.4,7.8,7.1,6.6,6.1,5.7,5.4,5]
["3月",7.6,7.3,7.1,6.8,6.6,6.5,6.3,6.7,7.9,9.1999999999999993,10.1,10.8,11.3,11.7,12,12.1,11.8,11.2,10.5,9.9,9.4,8.9,8.5,8.1]

{"sheet":"大津","index":31,"n_rows":16,"n_cols":25,"rows_kept":16,"cut":false,"hidden":true,"merged":[]}
["気象データ"]
[{"$f":"RIGHT(CELL(\"filename\",A2),LEN(CELL(\"filename\",A2))-FIND(\"]\",CELL(\"filename\",A2)))","v":"大津"},{"$f":"VLOOKUP(A2,γ一覧表!$D$4:$E$50,2,FALSE)","v":0.8},"暖・冷房負荷比(γ)"]
["時刻別平均気温"]
["時刻",0,1,2,3,4,5,6,7,8,9,10,11,12,13,14,15,16,17,18,19,20,21,22,23]
["4月",10.9,10.5,10.1,9.6999999999999993,9.5,9.1999999999999993,9.1999999999999993,10.3,11.8,12.9,14.1,15.2,16.2,16.8,17.2,17.2,16.899999999999999,16.2,15.2,14.2,13.5,12.8,12.2,11.6]
["5月",16,15.6,15.2,14.9,14.6,14.3,14.8,16.100000000000001,17.3,18.399999999999999,19.5,20.5,21.3,22,22.2,22.2,21.9,21.3,20.399999999999999,19.399999999999999,18.5,17.899999999999999,17.2,16.7]
["6月",20.2,19.8,19.5,19.3,19.100000000000001,18.899999999999999,19.399999999999999,20.399999999999999,21.4,22.2,23.1,23.9,24.7,25.2,25.5,25.5,25.3,24.8,24,23.1,22.3,21.7,21.2,20.8]
["7月",24.4,24.1,23.8,23.6,23.4,23.3,23.6,24.6,25.6,26.5,27.3,28.1,28.8,29.3,29.6,29.5,29.1,28.6,27.8,26.8,26.1,25.6,25.2,24.9]
["8月",25.4,25,24.8,24.5,24.3,24.1,24.3,25.4,26.7,27.7,28.8,29.6,30.4,30.9,31.2,31.1,30.7,29.9,28.8,27.7,27,26.6,26.1,25.7]
["9月",21.6,21.3,21.1,20.8,20.6,20.5,20.399999999999999,21.3,22.6,23.8,24.7,25.5,26.2,26.6,26.8,26.8,26.3,25.4,24.4,23.6,23.1,22.6,22.2,21.8]
["10月",15.7,15.4,15.2,15,14.7,14.6,14.4,14.9,16.399999999999999,17.899999999999999,18.899999999999999,19.8,20.5,21,21.3,21.1,20.6,19.600000000000001,18.600000000000001,17.899999999999999,17.3,16.7,16.2,15.8]
["11月",10,9.6999999999999993,9.5,9.3000000000000007,9.1,8.9,8.8000000000000007,8.9,10,11.6,12.8,13.7,14.4,15,15.2,15.1,14.5,13.5,12.8,12,11.4,10.9,10.5,10.199999999999999]
["12月",5.3,5.0999999999999996,4.8,4.7,4.5,4.4000000000000004,4.3,4.3,4.8,6.1,7.3,8.1,8.8000000000000007,9.1999999999999993,9.5,9.4,8.9,8.1,7.5,6.9,6.4,6,5.6,5.4]
["1月",2.9,2.7,2.5,2.2999999999999998,2.2000000000000002,2.1,2,1.9,2.2999999999999998,3.5,4.7,5.5,6.1,6.5,6.8,6.8,6.4,5.7,5.0999999999999996,4.5999999999999996,4.2,3.8,3.4,3.1]
["2月",3,2.8,2.6,2.4,2.2000000000000002,2.1,2,2,2.8,4,5.0999999999999996,6,6.7,7.2,7.5,7.5,7.2,6.6,5.8,5.3,4.8,4.3,3.8,3.5]
["3月",6,5.6,5.3,5,4.8,4.7,4.5,4.9000000000000004,6.1,7.5,8.5,9.5,10.5,11,11.4,11.4,11.1,10.4,9.5,8.6999999999999993,8.1999999999999993,7.6,7.1,6.6]

{"sheet":"京都","index":32,"n_rows":16,"n_cols":25,"rows_kept":16,"cut":false,"hidden":true,"merged":[]}
["気象データ"]
[{"$f":"RIGHT(CELL(\"filename\",A2),LEN(CELL(\"filename\",A2))-FIND(\"]\",CELL(\"filename\",A2)))","v":"京都"},{"$f":"VLOOKUP(A2,γ一覧表!$D$4:$E$50,2,FALSE)","v":0.6},"暖・冷房負荷比(γ)"]
["時刻別平均気温"]
["時刻",0,1,2,3,4,5,6,7,8,9,10,11,12,13,14,15,16,17,18,19,20,21,22,23]
["4月",12.1,11.7,11.3,10.9,10.7,10.4,10.3,11.2,12.6,14.2,15.7,16.899999999999999,17.8,18.399999999999999,18.8,18.8,18.399999999999999,17.600000000000001,16.600000000000001,15.5,14.7,13.9,13.3,12.8]
["5月",17.100000000000001,16.7,16.3,16,15.7,15.5,15.8,16.899999999999999,18.2,19.600000000000001,20.9,22.1,23,23.6,23.9,23.8,23.4,22.7,21.7,20.6,19.7,19,18.3,17.7]
["6月",21.3,20.9,20.5,20.3,20.100000000000001,19.899999999999999,20.2,21.1,22.2,23.3,24.4,25.3,26,26.6,26.9,26.9,26.6,26,25.2,24.3,23.5,22.8,22.3,21.8]
["7月",25.5,25.2,24.9,24.6,24.4,24.2,24.4,25.2,26.2,27.3,28.3,29.2,29.9,30.5,30.8,30.8,30.5,29.9,29,28.1,27.4,26.8,26.4,26]
["8月",26.7,26.3,26,25.7,25.5,25.3,25.3,26.1,27.3,28.6,29.7,30.8,31.6,32.200000000000003,32.5,32.4,32,31.2,30.2,29.1,28.4,27.9,27.4,27]
["9月",22.8,22.5,22.2,21.9,21.7,21.5,21.4,22.1,23.3,24.6,25.7,26.7,27.4,27.8,28.1,27.9,27.4,26.6,25.6,24.8,24.2,23.7,23.3,22.9]
["10月",16.8,16.5,16.3,16,15.7,15.5,15.4,15.7,16.899999999999999,18.5,19.899999999999999,21,21.8,22.3,22.4,22.3,21.7,20.7,19.600000000000001,18.899999999999999,18.3,17.8,17.399999999999999,17]
["11月",11,10.7,10.4,10.1,9.9,9.6999999999999993,9.5,9.6,10.5,12,13.5,14.8,15.7,16.2,16.5,16.3,15.7,14.7,13.7,13,12.4,11.9,11.5,11.2]
["12月",5.9,5.6,5.4,5.2,5,4.8,4.7,4.5,5,6.2,7.6,8.9,9.8000000000000007,10.4,10.6,10.5,10,9.1,8.3000000000000007,7.7,7.1,6.7,6.3,6]
["1月",3.6,3.3,3.1,2.9,2.7,2.6,2.5,2.2999999999999998,2.7,3.8,5.0999999999999996,6.3,7.2,7.8,8,7.9,7.5,6.8,6,5.4,4.9000000000000004,4.5,4.2,3.9]
["2月",4,3.7,3.5,3.3,3.1,2.9,2.8,2.7,3.3,4.5999999999999996,6,7.2,8.1,8.6999999999999993,9,9,8.6,7.8,7,6.3,5.7,5.2,4.8,4.4000000000000004]
["3月",7.1,6.8,6.5,6.2,5.9,5.7,5.5,5.8,6.9,8.3000000000000007,9.8000000000000007,11.1,12,12.6,12.9,12.9,12.5,11.7,10.7,9.9,9.1999999999999993,8.6,8,7.6]

{"sheet":"大阪","index":33,"n_rows":16,"n_cols":25,"rows_kept":16,"cut":false,"hidden":true,"merged":[]}
["気象データ"]
[{"$f":"RIGHT(CELL(\"filename\",A2),LEN(CELL(\"filename\",A2))-FIND(\"]\",CELL(\"filename\",A2)))","v":"大阪"},{"$f":"VLOOKUP(A2,γ一覧表!$D$4:$E$50,2,FALSE)","v":0.6},"暖・冷房負荷比(γ)"]
["時刻別平均気温"]
["時刻",0,1,2,3,4,5,6,7,8,9,10,11,12,13,14,15,16,17,18,19,20,21,22,23]
["4月",13.7,13.3,12.9,12.6,12.2,12,11.9,12.5,13.6,14.9,16.2,17.2,17.899999999999999,18.399999999999999,18.600000000000001,18.5,18.100000000000001,17.5,16.8,16.100000000000001,15.5,15.1,14.6,14.3]
["5月",18.399999999999999,18.100000000000001,17.7,17.399999999999999,17.100000000000001,16.8,17.100000000000001,17.8,19,20.2,21.4,22.3,22.9,23.3,23.5,23.4,22.9,22.3,21.6,20.8,20.2,19.7,19.3,18.899999999999999]
["6月",22.1,21.8,21.6,21.3,21.1,20.9,21.1,21.8,22.7,23.7,24.6,25.4,26,26.4,26.6,26.5,26.1,25.5,24.9,24.2,23.7,23.2,22.8,22.5]
["7月",26.2,26,25.8,25.6,25.4,25.2,25.4,26,26.8,27.8,28.6,29.4,30,30.4,30.6,30.4,30,29.5,28.9,28.2,27.6,27.2,26.9,26.6]
["8月",27.5,27.3,27,26.8,26.6,26.4,26.4,27.1,28.1,29.2,30.2,31.1,31.8,32.200000000000003,32.299999999999997,32.1,31.5,30.8,30.1,29.4,28.8,28.4,28,27.7]
["9月",23.8,23.6,23.3,23.1,22.9,22.7,22.6,23.1,24,25.1,26.2,27.1,27.7,28.1,28.2,28,27.6,26.9,26.2,25.5,25,24.6,24.3,24]
["10月",18.3,18,17.7,17.399999999999999,17.2,17,16.8,17.100000000000001,18.100000000000001,19.399999999999999,20.5,21.5,22.2,22.5,22.7,22.6,22,21.3,20.6,20.100000000000001,19.600000000000001,19.100000000000001,18.7,18.399999999999999]
["11月",12.8,12.4,12.1,11.9,11.6,11.4,11.3,11.3,12.1,13.3,14.6,15.6,16.399999999999999,16.7,16.899999999999999,16.7,16.2,15.6,15.1,14.7,14.1,13.7,13.3,13]
["12月",7.7,7.5,7.2,7,6.8,6.5,6.4,6.4,6.8,7.9,9.1,10.1,10.8,11.1,11.2,11.1,10.6,10.1,9.6999999999999993,9.3000000000000007,8.9,8.5,8.1999999999999993,7.9]
["1月",5.3,5,4.8,4.5,4.3,4.2,4,4,4.3,5.4,6.5,7.5,8,8.4,8.6,8.5,8.1999999999999993,7.7,7.2,6.8,6.5,6.1,5.8,5.5]
["2月",5.6,5.3,5,4.8,4.5999999999999996,4.4000000000000004,4.2,4.3,4.9000000000000004,6,7.1,8.1,8.6999999999999993,9.1,9.4,9.4,9.1,8.5,7.9,7.5,7.1,6.7,6.3,6]
["3月",8.6999999999999993,8.4,8.1,7.8,7.5,7.3,7.1,7.3,8.1999999999999993,9.4,10.6,11.6,12.3,12.8,13,13,12.7,12.2,11.4,10.9,10.4,9.9,9.5,9.1999999999999993]

{"sheet":"神戸","index":34,"n_rows":16,"n_cols":25,"rows_kept":16,"cut":false,"hidden":true,"merged":[]}
["気象データ"]
[{"$f":"RIGHT(CELL(\"filename\",A2),LEN(CELL(\"filename\",A2))-FIND(\"]\",CELL(\"filename\",A2)))","v":"神戸"},{"$f":"VLOOKUP(A2,γ一覧表!$D$4:$E$50,2,FALSE)","v":0.6},"暖・冷房負荷比(γ)"]
["時刻別平均気温"]
["時刻",0,1,2,3,4,5,6,7,8,9,10,11,12,13,14,15,16,17,18,19,20,21,22,23]
["4月",13.6,13.3,13,12.7,12.4,12.2,12.2,13,13.9,14.7,15.6,16.3,16.899999999999999,17.399999999999999,17.7,17.7,17.399999999999999,17,16.399999999999999,15.6,15.1,14.8,14.4,14.1]
["5月",18.3,18,17.7,17.5,17.3,17.100000000000001,17.399999999999999,18.2,19,19.8,20.5,21.2,21.7,22.1,22.4,22.3,22.1,21.6,21,20.3,19.8,19.399999999999999,19,18.7]
["6月",21.9,21.7,21.5,21.3,21.2,21,21.3,21.9,22.6,23.2,23.8,24.4,24.8,25.3,25.5,25.5,25.2,24.8,24.3,23.6,23.2,22.8,22.6,22.3]
["7月",25.9,25.7,25.5,25.4,25.2,25.1,25.3,25.9,26.5,27.1,27.7,28.3,28.8,29.1,29.3,29.3,28.9,28.5,27.9,27.3,26.9,26.6,26.4,26.2]
["8月",27.3,27.1,26.9,26.7,26.6,26.5,26.5,27.2,27.9,28.7,29.4,30,30.5,30.9,31.1,31,30.6,30,29.3,28.6,28.2,27.9,27.7,27.5]
["9月",24.1,23.9,23.7,23.5,23.3,23.2,23.1,23.7,24.5,25.3,26,26.6,27,27.4,27.5,27.4,27.1,26.6,25.8,25.3,25,24.7,24.4,24.2]
["10月",18.7,18.399999999999999,18.2,18,17.8,17.600000000000001,17.5,17.899999999999999,18.899999999999999,19.8,20.6,21.3,21.8,22.1,22.2,22.1,21.8,21,20.2,19.8,19.5,19.2,19,18.7]
["11月",13,12.8,12.6,12.4,12.2,12,11.9,11.9,13,14,14.9,15.6,16.100000000000001,16.399999999999999,16.5,16.5,16,15.2,14.5,14.2,13.9,13.7,13.4,13.1]
["12月",7.7,7.5,7.4,7.2,7,6.9,6.8,6.7,7.3,8.4,9.3000000000000007,10,10.5,10.8,11,10.9,10.5,9.6999999999999993,9.1,8.6999999999999993,8.5,8.1999999999999993,8,7.7]
["1月",5.0999999999999996,4.8,4.7,4.5,4.4000000000000004,4.3,4.2,4.0999999999999996,4.5999999999999996,5.7,6.6,7.3,7.8,8.1999999999999993,8.3000000000000007,8.3000000000000007,8,7.4,6.8,6.3,6,5.8,5.5,5.3]
["2月",5.5,5.2,5.0999999999999996,4.8,4.7,4.5999999999999996,4.4000000000000004,4.4000000000000004,5.2,6.2,7.1,7.8,8.4,8.8000000000000007,9,9,8.8000000000000007,8.3000000000000007,7.6,7.1,6.7,6.4,6.1,5.8]
["3月",8.6,8.4,8.1,7.9,7.7,7.5,7.3,7.6,8.6,9.5,10.4,11.1,11.7,12.1,12.3,12.4,12.2,11.8,11.1,10.4,10,9.6999999999999993,9.3000000000000007,9]

{"sheet":"奈良","index":35,"n_rows":16,"n_cols":25,"rows_kept":16,"cut":false,"hidden":true,"merged":[]}
["気象データ"]
[{"$f":"RIGHT(CELL(\"filename\",A2),LEN(CELL(\"filename\",A2))-FIND(\"]\",CELL(\"filename\",A2)))","v":"奈良"},{"$f":"VLOOKUP(A2,γ一覧表!$D$4:$E$50,2,FALSE)","v":0.6},"暖・冷房負荷比(γ)"]
["時刻別平均気温"]
["時刻",0,1,2,3,4,5,6,7,8,9,10,11,12,13,14,15,16,17,18,19,20,21,22,23]
["4月",10.7,10.3,9.9,9.6,9.3000000000000007,9.1,9,10.3,12.1,13.9,15.5,16.8,17.7,18.3,18.5,18.5,18,17.2,16,14.6,13.6,12.8,12,11.4]
["5月",15.7,15.3,14.9,14.5,14.3,14,14.5,16,17.600000000000001,19.2,20.6,21.8,22.6,23.1,23.4,23.2,22.8,22,20.9,19.600000000000001,18.399999999999999,17.600000000000001,16.899999999999999,16.3]
["6月",19.8,19.5,19.2,18.899999999999999,18.7,18.600000000000001,19.100000000000001,20.100000000000001,21.4,22.7,23.8,24.7,25.3,25.8,26.1,26,25.7,25.1,24.2,23.2,22.2,21.5,20.9,20.399999999999999]
["7月",24,23.7,23.4,23.2,23,22.9,23.2,24.3,25.5,26.7,27.7,28.6,29.3,29.8,30,29.9,29.5,28.9,28,27.1,26.2,25.5,24.9,24.5]
["8月",24.9,24.6,24.4,24.1,23.9,23.7,23.8,25,26.5,27.9,29.2,30.3,31,31.4,31.6,31.5,31,30.1,28.9,27.8,27,26.3,25.7,25.3]
["9月",21.2,20.9,20.7,20.399999999999999,20.2,20.100000000000001,20,20.9,22.3,23.7,25,26,26.7,27.1,27.2,27,26.4,25.6,24.4,23.4,22.7,22.2,21.7,21.3]
["10月",15.2,15,14.7,14.5,14.3,14.1,14,14.4,16,17.600000000000001,19.100000000000001,20.3,21.1,21.5,21.6,21.4,20.8,19.600000000000001,18.3,17.5,16.8,16.2,15.7,15.4]
["11月",9.6,9.3000000000000007,9.1,8.8000000000000007,8.6,8.4,8.3000000000000007,8.3000000000000007,9.6999999999999993,11.4,13,14.4,15.3,15.7,15.8,15.5,14.8,13.5,12.5,11.7,11.1,10.6,10.1,9.8000000000000007]
["12月",4.8,4.5999999999999996,4.4000000000000004,4.2,4,3.9,3.7,3.7,4.4000000000000004,6,7.5,8.8000000000000007,9.6999999999999993,10.1,10.199999999999999,10,9.4,8.1999999999999993,7.3,6.7,6.1,5.7,5.3,5]
["1月",2.6,2.4,2.2000000000000002,2.1,1.9,1.7,1.6,1.5,2,3.6,5.0999999999999996,6.3,7.1,7.6,7.7,7.6,7,6.2,5.2,4.5,4,3.5,3.2,2.8]
["2月",2.8,2.6,2.2999999999999998,2.1,2,1.8,1.7,1.6,2.7,4.3,5.8,7.1,8,8.5,8.6999999999999993,8.6999999999999993,8.1999999999999993,7.4,6.3,5.4,4.7,4.0999999999999996,3.6,3.2]
["3月",5.9,5.5,5.2,4.9000000000000004,4.7,4.5,4.3,4.7,6.3,8,9.6999999999999993,11,11.9,12.5,12.7,12.6,12.2,11.3,10.199999999999999,9,8.1999999999999993,7.5,6.9,6.4]

{"sheet":"和歌山","index":36,"n_rows":16,"n_cols":25,"rows_kept":16,"cut":false,"hidden":true,"merged":[]}
["気象データ"]
[{"$f":"RIGHT(CELL(\"filename\",A2),LEN(CELL(\"filename\",A2))-FIND(\"]\",CELL(\"filename\",A2)))","v":"和歌山"},{"$f":"VLOOKUP(A2,γ一覧表!$D$4:$E$50,2,FALSE)","v":0.6},"暖・冷房負荷比(γ)"]
["時刻別平均気温"]
["時刻",0,1,2,3,4,5,6,7,8,9,10,11,12,13,14,15,16,17,18,19,20,21,22,23]
["4月",13.6,13.1,12.7,12.3,12,11.7,11.5,12.1,13.5,15.2,16.3,17.100000000000001,17.600000000000001,18.100000000000001,18.399999999999999,18.3,18.100000000000001,17.600000000000001,16.8,16.2,15.7,15.3,14.8,14.3]
["5月",18.3,17.8,17.399999999999999,17,16.7,16.399999999999999,16.5,17.399999999999999,18.899999999999999,20.3,21.2,21.9,22.4,22.7,22.9,22.8,22.5,22,21.3,20.6,20.100000000000001,19.7,19.3,18.8]
["6月",22,21.6,21.3,21,20.8,20.6,20.7,21.4,22.6,23.6,24.4,25,25.4,25.6,25.7,25.6,25.3,24.8,24.3,23.7,23.3,23,22.8,22.5]
["7月",26.1,25.8,25.5,25.3,25,24.8,24.9,25.6,26.7,27.7,28.4,28.9,29.4,29.6,29.7,29.6,29.3,28.8,28.1,27.5,27.1,26.9,26.6,26.4]
["8月",27.2,26.8,26.5,26.2,25.9,25.7,25.6,26.3,27.6,29,29.9,30.6,31,31.3,31.3,31.1,30.7,30.1,29.3,28.7,28.3,28,27.7,27.5]
["9月",23.7,23.3,23,22.7,22.5,22.2,22.1,22.5,23.7,25,26.1,26.9,27.4,27.6,27.8,27.7,27.3,26.7,26,25.5,25.1,24.7,24.3,23.9]
["10月",18,17.600000000000001,17.3,17,16.7,16.5,16.399999999999999,16.5,17.7,19.3,20.6,21.5,22.1,22.4,22.5,22.4,22,21.4,20.7,20.2,19.600000000000001,19.100000000000001,18.600000000000001,18.2]
["11月",12.5,12.1,11.9,11.6,11.4,11.2,11.1,11,11.8,13.3,14.8,15.9,16.600000000000001,16.899999999999999,17,16.899999999999999,16.399999999999999,15.8,15.2,14.7,14.1,13.5,13.1,12.7]
["12月",7.5,7.3,7.1,6.9,6.7,6.5,6.4,6.3,6.7,7.8,9.1999999999999993,10.3,11,11.3,11.4,11.3,10.9,10.3,9.9,9.4,8.9,8.4,8,7.7]
["1月",5.0999999999999996,4.9000000000000004,4.7,4.5,4.2,4.0999999999999996,4,3.9,4.2,5.2,6.5,7.6,8.1999999999999993,8.6,8.8000000000000007,8.6999999999999993,8.5,7.9,7.4,7.1,6.6,6.2,5.8,5.4]
["2月",5.5,5.2,5,4.7,4.5,4.3,4.0999999999999996,4.0999999999999996,4.7,6,7.4,8.4,9,9.4,9.6,9.6,9.4,8.9,8.1999999999999993,7.8,7.3,6.8,6.4,6]
["3月",8.6999999999999993,8.3000000000000007,8,7.7,7.4,7.1,6.9,7.1,8.1,9.6,10.9,11.8,12.4,12.9,13.1,13.2,12.9,12.4,11.7,11.2,10.7,10.199999999999999,9.6999999999999993,9.1999999999999993]

{"sheet":"鳥取","index":37,"n_rows":16,"n_cols":25,"rows_kept":16,"cut":false,"hidden":true,"merged":[]}
["気象データ"]
[{"$f":"RIGHT(CELL(\"filename\",A2),LEN(CELL(\"filename\",A2))-FIND(\"]\",CELL(\"filename\",A2)))","v":"鳥取"},{"$f":"VLOOKUP(A2,γ一覧表!$D$4:$E$50,2,FALSE)","v":0.6},"暖・冷房負荷比(γ)"]
["時刻別平均気温"]
["時刻",0,1,2,3,4,5,6,7,8,9,10,11,12,13,14,15,16,17,18,19,20,21,22,23]
["4月",10.5,10.199999999999999,9.9,9.6999999999999993,9.5,9.3000000000000007,9.3000000000000007,10.4,12.3,14.3,15.8,16.7,17.100000000000001,17.2,17.2,16.899999999999999,16.399999999999999,15.8,14.9,14,13,12.2,11.6,11.2]
["5月",15.5,15.2,15,14.7,14.5,14.3,14.6,16,17.899999999999999,19.7,21,21.7,22.1,22.1,22,21.8,21.3,20.6,19.899999999999999,18.899999999999999,17.8,17,16.399999999999999,16]
["6月",19.8,19.600000000000001,19.399999999999999,19.100000000000001,19,18.8,19.100000000000001,20.2,21.6,23,24.1,24.8,25.2,25.4,25.3,25,24.6,24,23.3,22.6,21.8,21.2,20.7,20.3]
["7月",24.3,24,23.8,23.6,23.5,23.4,23.5,24.5,25.8,27.1,28.2,28.8,29.2,29.3,29.3,29,28.6,28,27.3,26.6,25.9,25.4,25,24.6]
["8月",25.2,25,24.8,24.5,24.3,24.1,24.2,25.2,26.7,28.4,29.7,30.5,31,31.2,31.1,30.7,30.1,29.5,28.6,27.7,26.9,26.3,25.9,25.5]
["9月",21,20.8,20.6,20.399999999999999,20.2,20.100000000000001,20,20.6,22,23.5,24.9,25.8,26.3,26.5,26.4,26.1,25.7,24.9,24.1,23.2,22.5,21.9,21.5,21.1]
["10月",15.2,15,14.8,14.6,14.4,14.3,14.1,14.4,15.8,17.600000000000001,19.399999999999999,20.5,21.1,21.3,21.3,21,20.399999999999999,19.600000000000001,18.5,17.399999999999999,16.7,16.2,15.7,15.4]
["11月",10.3,10,9.9,9.6999999999999993,9.6,9.5,9.4,9.4,10.4,11.9,13.5,14.8,15.4,15.6,15.6,15.3,14.8,13.9,12.8,12,11.3,11,10.6,10.3]
["12月",5.6,5.4,5.3,5.2,5.0999999999999996,5,5,4.9000000000000004,5.3,6.3,7.5,8.5,9.1999999999999993,9.5,9.6,9.4,8.9,8.1999999999999993,7.4,6.8,6.4,6.1,5.8,5.6]
["1月",3.1,2.9,2.8,2.8,2.7,2.6,2.6,2.6,2.8,3.6,4.7,5.7,6.4,6.7,6.7,6.6,6.3,5.7,4.9000000000000004,4.3,3.9,3.6,3.4,3.2]
["2月",3.3,3.2,3,2.9,2.8,2.7,2.7,2.6,3.2,4.3,5.6,6.6,7.3,7.6,7.7,7.7,7.3,6.8,6,5.2,4.5999999999999996,4.0999999999999996,3.8,3.6]
["3月",6,5.7,5.6,5.4,5.2,5.0999999999999996,5,5.3,6.6,8.1999999999999993,9.8000000000000007,10.7,11.3,11.6,11.6,11.5,11.1,10.5,9.6999999999999993,8.8000000000000007,7.9,7.3,6.8,6.4]

{"sheet":"松江","index":38,"n_rows":16,"n_cols":25,"rows_kept":16,"cut":false,"hidden":true,"merged":[]}
["気象データ"]
[{"$f":"RIGHT(CELL(\"filename\",A2),LEN(CELL(\"filename\",A2))-FIND(\"]\",CELL(\"filename\",A2)))","v":"松江"},{"$f":"VLOOKUP(A2,γ一覧表!$D$4:$E$50,2,FALSE)","v":0.6},"暖・冷房負荷比(γ)"]
["時刻別平均気温"]
["時刻",0,1,2,3,4,5,6,7,8,9,10,11,12,13,14,15,16,17,18,19,20,21,22,23]
["4月",10.9,10.6,10.4,10.1,9.9,9.8000000000000007,9.6999999999999993,10.8,12.4,14,15.4,16.3,16.899999999999999,17,16.899999999999999,16.5,15.9,15.1,14.3,13.5,13,12.4,12,11.5]
["5月",15.9,15.5,15.3,15,14.8,14.7,15,16.3,17.8,19.2,20.399999999999999,21.2,21.6,21.8,21.6,21.3,20.7,20,19.100000000000001,18.3,17.7,17.2,16.7,16.3]
["6月",19.899999999999999,19.7,19.5,19.3,19.100000000000001,18.899999999999999,19.3,20.3,21.4,22.6,23.6,24.3,24.7,24.8,24.6,24.2,23.8,23.2,22.5,21.8,21.3,20.9,20.6,20.3]
["7月",24.3,24.1,23.9,23.8,23.6,23.5,23.7,24.6,25.6,26.6,27.4,28,28.4,28.5,28.3,28.1,27.7,27.1,26.5,25.9,25.4,25.1,24.8,24.6]
["8月",25.5,25.3,25.1,24.9,24.7,24.5,24.6,25.6,26.9,28,29,29.7,30.2,30.3,30.1,29.7,29.2,28.5,27.8,27.1,26.7,26.3,26,25.8]
["9月",21.6,21.3,21.1,20.9,20.7,20.5,20.399999999999999,21.1,22.3,23.6,24.6,25.3,25.7,25.8,25.7,25.4,24.9,24.2,23.6,23,22.7,22.3,22,21.7]
["10月",15.8,15.5,15.2,15,14.9,14.7,14.6,14.9,16.2,17.8,19.100000000000001,20.100000000000001,20.7,20.9,20.8,20.399999999999999,19.8,19.100000000000001,18.399999999999999,17.7,17.2,16.8,16.3,15.9]
["11月",10.5,10.3,10.1,10,9.8000000000000007,9.6999999999999993,9.6,9.6,10.5,11.9,13.2,14.3,15,15.3,15.2,14.9,14.3,13.5,12.8,12.2,11.8,11.3,11,10.6]
["12月",6,5.9,5.7,5.6,5.5,5.4,5.2,5.2,5.5,6.5,7.5,8.5,9.1,9.4,9.4,9.1,8.6,8,7.5,7.2,6.9,6.6,6.3,6.1]
["1月",3.7,3.6,3.4,3.3,3.2,3.1,3.1,3,3.2,4.0999999999999996,5,5.9,6.4,6.7,6.8,6.6,6.2,5.6,5.2,4.8,4.5,4.2,4,3.8]
["2月",3.9,3.7,3.5,3.3,3.1,3,2.9,2.9,3.4,4.5999999999999996,5.8,6.8,7.4,7.8,7.8,7.6,7.2,6.6,6,5.5,5.0999999999999996,4.8,4.5,4.2]
["3月",6.4,6.1,5.9,5.7,5.5,5.4,5.3,5.5,6.9,8.4,9.8000000000000007,10.8,11.4,11.6,11.6,11.3,10.7,10.1,9.3000000000000007,8.6999999999999993,8.1999999999999993,7.7,7.2,6.9]

{"sheet":"岡山","index":39,"n_rows":16,"n_cols":25,"rows_kept":16,"cut":false,"hidden":true,"merged":[]}
["気象データ"]
[{"$f":"RIGHT(CELL(\"filename\",A2),LEN(CELL(\"filename\",A2))-FIND(\"]\",CELL(\"filename\",A2)))","v":"岡山"},{"$f":"VLOOKUP(A2,γ一覧表!$D$4:$E$50,2,FALSE)","v":0.6},"暖・冷房負荷比(γ)"]
["時刻別平均気温"]
["時刻",0,1,2,3,4,5,6,7,8,9,10,11,12,13,14,15,16,17,18,19,20,21,22,23]
["4月",12.6,12.1,11.5,11.1,10.7,10.4,10.199999999999999,10.8,12.2,14.2,15.7,16.899999999999999,17.8,18.3,18.600000000000001,18.7,18.600000000000001,18.100000000000001,17.2,16.3,15.4,14.7,14,13.4]
["5月",17.600000000000001,17.100000000000001,16.600000000000001,16.2,15.8,15.5,15.6,16.399999999999999,17.899999999999999,19.5,20.9,22,22.8,23.3,23.6,23.7,23.5,23,22.2,21.3,20.399999999999999,19.600000000000001,18.899999999999999,18.3]
["6月",21.6,21.2,20.8,20.5,20.2,20,20.100000000000001,20.9,22.1,23.2,24.3,25.2,25.8,26.3,26.5,26.5,26.4,25.9,25.4,24.6,23.9,23.3,22.7,22.2]
["7月",25.7,25.4,25.1,24.8,24.6,24.4,24.4,25.1,26.1,27.3,28.3,29.1,29.7,30.1,30.4,30.5,30.3,29.8,29.1,28.4,27.7,27.2,26.7,26.3]
["8月",26.9,26.5,26.2,25.9,25.7,25.4,25.4,26,27.1,28.5,29.6,30.5,31.2,31.6,31.8,31.8,31.6,31.1,30.3,29.5,28.8,28.2,27.7,27.3]
["9月",23,22.7,22.3,22.1,21.8,21.6,21.4,21.8,22.8,24.4,25.6,26.5,27.1,27.4,27.6,27.6,27.4,26.9,26.1,25.4,24.7,24.2,23.7,23.2]
["10月",17,16.600000000000001,16.2,15.9,15.7,15.4,15.2,15.3,16.5,18.2,19.8,20.9,21.7,21.9,22.2,22.2,21.9,21.2,20.3,19.5,18.8,18.2,17.7,17.2]
["11月",11,10.6,10.3,10,9.6999999999999993,9.5,9.3000000000000007,9.1999999999999993,9.9,11.7,13.4,14.9,15.8,16.100000000000001,16.3,16.3,15.9,15.1,14.3,13.5,12.8,12.3,11.7,11.2]
["12月",5.9,5.5,5.2,5,4.7,4.5,4.3,4.2,4.5999999999999996,6,7.8,9.3000000000000007,10.199999999999999,10.6,10.7,10.7,10.3,9.5,8.8000000000000007,8.1999999999999993,7.5,7,6.5,6.1]
["1月",3.6,3.2,2.9,2.7,2.4,2.2000000000000002,2,1.9,2.2000000000000002,3.7,5.4,6.9,7.9,8.1999999999999993,8.4,8.5,8.1999999999999993,7.5,6.7,6,5.4,4.9000000000000004,4.4000000000000004,4]
["2月",4.2,3.8,3.5,3.1,2.9,2.6,2.4,2.4,2.9,4.5999999999999996,6.4,7.8,8.6999999999999993,9.1,9.3000000000000007,9.4,9.1999999999999993,8.6,7.8,7,6.4,5.8,5.3,4.8]
["3月",7.5,7,6.6,6.2,5.9,5.6,5.3,5.4,6.5,8.4,10.1,11.3,12.2,12.7,13,13.1,12.9,12.3,11.5,10.7,9.9,9.3000000000000007,8.6999999999999993,8.1999999999999993]

{"sheet":"広島","index":40,"n_rows":16,"n_cols":25,"rows_kept":16,"cut":false,"hidden":true,"merged":[]}
["気象データ"]
[{"$f":"RIGHT(CELL(\"filename\",A2),LEN(CELL(\"filename\",A2))-FIND(\"]\",CELL(\"filename\",A2)))","v":"広島"},{"$f":"VLOOKUP(A2,γ一覧表!$D$4:$E$50,2,FALSE)","v":0.6},"暖・冷房負荷比(γ)"]
["時刻別平均気温"]
["時刻",0,1,2,3,4,5,6,7,8,9,10,11,12,13,14,15,16,17,18,19,20,21,22,23]
["4月",13,12.5,12,11.6,11.3,11,10.8,11.1,12.3,13.9,15.7,16.8,17.600000000000001,18.100000000000001,18.399999999999999,18.5,18.3,17.899999999999999,17.2,16.399999999999999,15.8,15.2,14.5,13.9]
["5月",18,17.5,17,16.5,16.2,15.9,15.8,16.399999999999999,17.8,19.399999999999999,20.8,21.7,22.4,22.8,23.1,23.1,22.9,22.5,21.9,21.2,20.6,20,19.3,18.7]
["6月",21.9,21.5,21.1,20.8,20.5,20.2,20.3,20.8,21.9,23.1,24.2,24.9,25.4,25.7,25.9,25.9,25.7,25.4,24.9,24.4,23.8,23.4,22.9,22.5]
["7月",26,25.6,25.3,25.1,24.8,24.6,24.6,25,26,27,27.9,28.6,29.1,29.5,29.7,29.8,29.6,29.3,28.8,28.2,27.7,27.3,26.9,26.5]
["8月",27.2,26.8,26.5,26.2,25.9,25.7,25.5,25.9,26.9,28.1,29.4,30.2,30.8,31.3,31.5,31.4,31.1,30.6,29.9,29.3,28.8,28.4,27.9,27.5]
["9月",23.3,22.9,22.6,22.3,22.1,21.9,21.7,21.8,22.7,24,25.5,26.6,27.3,27.7,27.9,27.8,27.5,26.9,26.2,25.6,25.1,24.5,24,23.5]
["10月",17.3,17,16.600000000000001,16.3,16,15.8,15.6,15.6,16.399999999999999,17.899999999999999,19.7,21.1,22,22.5,22.8,22.7,22.3,21.6,20.9,20.2,19.3,18.600000000000001,18,17.5]
["11月",11.4,11.1,10.8,10.5,10.3,10,9.9,9.8000000000000007,10.3,11.5,13.3,14.8,15.9,16.5,16.7,16.7,16.2,15.6,14.9,14.1,13.3,12.7,12.1,11.7]
["12月",6.3,6,5.7,5.5,5.2,5,4.9000000000000004,4.8,5,6,7.4,8.9,10.1,10.7,11,10.9,10.5,9.9,9.1999999999999993,8.6,8,7.4,6.9,6.5]
["1月",4.0999999999999996,3.7,3.5,3.3,3,2.9,2.8,2.7,2.9,3.8,5.2,6.7,7.8,8.4,8.8000000000000007,8.8000000000000007,8.4,7.8,7.2,6.6,6,5.4,4.9000000000000004,4.5]
["2月",4.8,4.5,4.0999999999999996,3.8,3.6,3.4,3.3,3.2,3.6,4.7,6.2,7.8,8.8000000000000007,9.4,9.8000000000000007,9.8000000000000007,9.5,8.8000000000000007,8.1999999999999993,7.6,7,6.5,5.9,5.4]
["3月",8.1999999999999993,7.7,7.3,6.9,6.6,6.3,6.1,6.1,6.8,8.1999999999999993,10,11.4,12.3,12.9,13.2,13.3,13.1,12.5,11.8,11.2,10.6,10,9.4,8.8000000000000007]

{"sheet":"山口","index":41,"n_rows":16,"n_cols":25,"rows_kept":16,"cut":false,"hidden":true,"merged":[]}
["気象データ"]
[{"$f":"RIGHT(CELL(\"filename\",A2),LEN(CELL(\"filename\",A2))-FIND(\"]\",CELL(\"filename\",A2)))","v":"山口"},{"$f":"VLOOKUP(A2,γ一覧表!$D$4:$E$50,2,FALSE)","v":0.6},"暖・冷房負荷比(γ)"]
["時刻別平均気温"]
["時刻",0,1,2,3,4,5,6,7,8,9,10,11,12,13,14,15,16,17,18,19,20,21,22,23]
["4月",11.5,11.1,10.7,10.3,10,9.6999999999999993,9.6,10.199999999999999,11.8,14.1,16.100000000000001,17.5,18.3,18.8,19,18.899999999999999,18.5,17.7,16.600000000000001,15.4,14.4,13.6,12.9,12.2]
["5月",16.399999999999999,15.9,15.5,15.2,14.9,14.6,14.7,15.6,17.399999999999999,19.399999999999999,21.1,22.2,23,23.5,23.7,23.6,23.2,22.5,21.5,20.3,19.2,18.3,17.600000000000001,17]
["6月",20.6,20.3,20,19.7,19.5,19.3,19.399999999999999,20.2,21.5,22.9,24.1,25,25.7,26.1,26.2,26.2,25.9,25.3,24.6,23.6,22.8,22.1,21.6,21.2]
["7月",24.7,24.4,24.1,23.9,23.7,23.5,23.6,24.3,25.5,26.7,27.8,28.6,29.2,29.7,29.8,29.8,29.5,29,28.2,27.3,26.6,26,25.5,25.1]
["8月",25.6,25.3,25.1,24.8,24.6,24.4,24.4,25,26.4,27.9,29.2,30.1,30.8,31.1,31.2,31,30.5,29.9,29,28,27.3,26.8,26.3,25.9]
["9月",21.9,21.6,21.3,21,20.8,20.6,20.5,20.8,22.1,23.9,25.5,26.5,27.2,27.5,27.6,27.4,26.9,26.1,25.1,24.2,23.6,23,22.5,22.1]
["10月",15.8,15.4,15.1,14.8,14.5,14.3,14.1,14.2,15.5,17.600000000000001,19.8,21.3,22.2,22.6,22.7,22.4,21.8,20.8,19.5,18.5,17.7,17,16.5,16]
["11月",9.9,9.6,9.3000000000000007,9.1,8.9,8.6999999999999993,8.6,8.5,9.3000000000000007,11,13.2,15.1,16.100000000000001,16.600000000000001,16.7,16.5,15.9,14.8,13.4,12.5,11.7,11,10.5,10.1]
["12月",5,4.7,4.5,4.3,4.0999999999999996,3.9,3.8,3.7,3.9,5.2,6.9,8.8000000000000007,10.1,10.6,10.7,10.6,10.1,9.1999999999999993,8,7.2,6.5,6,5.6,5.2]
["1月",2.8,2.6,2.2999999999999998,2.1,2,1.9,1.8,1.7,1.9,3,4.7,6.5,7.7,8.1999999999999993,8.4,8.4,7.9,7.2,6.2,5.2,4.5,4,3.5,3.1]
["2月",3.7,3.4,3.2,2.9,2.7,2.5,2.4,2.2999999999999998,2.8,4.3,6.2,7.9,9,9.5,9.8000000000000007,9.8000000000000007,9.4,8.6999999999999993,7.7,6.7,5.9,5.2,4.7,4.2]
["3月",6.9,6.5,6.2,5.9,5.6,5.4,5.2,5.2,6.3,8.1999999999999993,10.4,11.9,12.8,13.3,13.5,13.5,13.2,12.5,11.4,10.3,9.4,8.6,8,7.4]

{"sheet":"徳島","index":42,"n_rows":16,"n_cols":25,"rows_kept":16,"cut":false,"hidden":true,"merged":[]}
["気象データ"]
[{"$f":"RIGHT(CELL(\"filename\",A2),LEN(CELL(\"filename\",A2))-FIND(\"]\",CELL(\"filename\",A2)))","v":"徳島"},{"$f":"VLOOKUP(A2,γ一覧表!$D$4:$E$50,2,FALSE)","v":0.6},"暖・冷房負荷比(γ)"]
["時刻別平均気温"]
["時刻",0,1,2,3,4,5,6,7,8,9,10,11,12,13,14,15,16,17,18,19,20,21,22,23]
["4月",13.4,13,12.6,12.3,12,11.7,11.6,12.3,13.7,15,16,16.7,17.399999999999999,17.899999999999999,18.2,18.3,18.100000000000001,17.5,16.8,16,15.5,14.9,14.4,14]
["5月",18,17.600000000000001,17.3,17,16.7,16.399999999999999,16.600000000000001,17.600000000000001,18.8,20,20.8,21.5,22.1,22.5,22.6,22.6,22.4,21.9,21.3,20.5,19.899999999999999,19.399999999999999,19,18.5]
["6月",21.6,21.4,21.1,20.8,20.6,20.399999999999999,20.6,21.4,22.3,23.2,23.9,24.5,25,25.3,25.4,25.4,25.2,24.8,24.3,23.6,23.1,22.7,22.4,22.1]
["7月",25.5,25.3,25,24.8,24.6,24.4,24.6,25.3,26.2,27.2,27.9,28.5,28.9,29.2,29.3,29.3,29.1,28.6,28,27.3,26.8,26.5,26.2,25.8]
["8月",26.7,26.5,26.2,25.9,25.7,25.5,25.5,26.2,27.3,28.5,29.4,30,30.6,30.9,31.1,31,30.6,30,29.3,28.5,28,27.7,27.3,27]
["9月",23.6,23.3,23,22.8,22.6,22.4,22.3,22.7,23.7,24.9,25.8,26.5,27,27.2,27.4,27.3,27,26.4,25.8,25.3,24.8,24.4,24,23.7]
["10月",18.100000000000001,17.8,17.5,17.3,17.100000000000001,17,16.8,17.100000000000001,18.100000000000001,19.5,20.6,21.4,21.9,22.2,22.3,22.2,21.8,21.1,20.5,20,19.399999999999999,19,18.600000000000001,18.2]
["11月",12.5,12.2,12,11.8,11.6,11.5,11.4,11.4,12.2,13.6,14.9,15.8,16.399999999999999,16.8,16.8,16.600000000000001,16.2,15.5,14.9,14.4,13.8,13.4,13,12.7]
["12月",7.5,7.3,7.1,6.9,6.8,6.7,6.6,6.5,7,8.1999999999999993,9.4,10.4,11.1,11.4,11.5,11.2,10.8,10.1,9.5,9.1,8.6,8.1999999999999993,7.9,7.6]
["1月",5.0999999999999996,4.9000000000000004,4.7,4.5,4.4000000000000004,4.2,4.2,4.0999999999999996,4.5,5.6,6.8,7.8,8.5,8.9,9,8.9,8.5,7.9,7.3,6.9,6.4,6,5.7,5.4]
["2月",5.5,5.2,5,4.8,4.5999999999999996,4.4000000000000004,4.3,4.3,4.9000000000000004,6.3,7.5,8.5,9.1,9.5,9.8000000000000007,9.6999999999999993,9.3000000000000007,8.8000000000000007,8.1,7.6,7.1,6.7,6.3,5.9]
["3月",8.6,8.3000000000000007,7.9,7.7,7.5,7.3,7.1,7.3,8.4,9.6999999999999993,10.9,11.8,12.4,12.8,13.1,13.1,12.9,12.3,11.6,11,10.5,10,9.5,9.1]

{"sheet":"高松","index":43,"n_rows":16,"n_cols":25,"rows_kept":16,"cut":false,"hidden":true,"merged":[]}
["気象データ"]
[{"$f":"RIGHT(CELL(\"filename\",A2),LEN(CELL(\"filename\",A2))-FIND(\"]\",CELL(\"filename\",A2)))","v":"高松"},{"$f":"VLOOKUP(A2,γ一覧表!$D$4:$E$50,2,FALSE)","v":0.6},"暖・冷房負荷比(γ)"]
["時刻別平均気温"]
["時刻",0,1,2,3,4,5,6,7,8,9,10,11,12,13,14,15,16,17,18,19,20,21,22,23]
["4月",12.8,12.3,11.9,11.5,11.2,10.9,10.8,11.7,13.3,14.7,15.8,16.600000000000001,17.399999999999999,18,18.5,18.7,18.5,18,17.100000000000001,16.2,15.4,14.7,14.1,13.5]
["5月",17.8,17.3,16.899999999999999,16.5,16.2,15.9,16.2,17.3,18.7,19.899999999999999,20.9,21.7,22.4,23,23.4,23.5,23.4,23,22.2,21.2,20.3,19.600000000000001,19,18.399999999999999]
["6月",21.8,21.4,21.1,20.8,20.5,20.3,20.6,21.4,22.4,23.3,24.1,24.8,25.4,25.9,26.2,26.3,26.2,25.9,25.2,24.5,23.8,23.3,22.8,22.3]
["7月",25.9,25.6,25.3,25,24.8,24.6,24.7,25.5,26.5,27.5,28.3,29,29.6,30,30.3,30.4,30.3,29.9,29.2,28.5,27.8,27.3,26.8,26.4]
["8月",27.1,26.7,26.4,26.1,25.8,25.6,25.6,26.4,27.7,28.8,29.7,30.4,31,31.5,31.8,31.8,31.6,31.1,30.3,29.5,28.8,28.3,27.8,27.4]
["9月",23.4,23,22.7,22.5,22.3,22.1,21.9,22.5,23.8,25,25.9,26.5,27,27.4,27.6,27.6,27.4,26.9,26.1,25.4,24.9,24.4,24,23.5]
["10月",17.600000000000001,17.2,16.899999999999999,16.7,16.399999999999999,16.2,16.100000000000001,16.399999999999999,17.8,19.5,20.6,21.3,21.8,22.1,22.3,22.3,21.9,21.3,20.5,19.8,19.100000000000001,18.600000000000001,18.2,17.7]
["11月",11.7,11.4,11.1,10.9,10.7,10.6,10.4,10.4,11.5,13.3,14.8,15.7,16.2,16.5,16.600000000000001,16.5,16,15.3,14.5,13.9,13.3,12.8,12.4,12]
["12月",6.8,6.6,6.4,6.2,6,5.9,5.7,5.6,6.2,7.7,9.4,10.3,10.8,11,11.1,11,10.5,9.8000000000000007,9.1999999999999993,8.6,8.1,7.8,7.4,7]
["1月",4.5999999999999996,4.3,4.0999999999999996,3.9,3.7,3.6,3.5,3.4,3.9,5.3,6.7,7.7,8.1999999999999993,8.5,8.6999999999999993,8.6,8.3000000000000007,7.7,7,6.5,6,5.6,5.2,4.8]
["2月",4.9000000000000004,4.5999999999999996,4.3,4,3.8,3.7,3.5,3.4,4.3,5.9,7.3,8.1999999999999993,8.8000000000000007,9.1999999999999993,9.4,9.5,9.1999999999999993,8.6999999999999993,7.9,7.3,6.7,6.2,5.8,5.4]
["3月",7.9,7.5,7.2,6.9,6.6,6.4,6.2,6.4,7.8,9.4,10.5,11.4,12,12.6,12.9,13.1,12.9,12.5,11.6,10.8,10.1,9.5,9,8.5]

{"sheet":"松山","index":44,"n_rows":16,"n_cols":25,"rows_kept":16,"cut":false,"hidden":true,"merged":[]}
["気象データ"]
[{"$f":"RIGHT(CELL(\"filename\",A2),LEN(CELL(\"filename\",A2))-FIND(\"]\",CELL(\"filename\",A2)))","v":"松山"},{"$f":"VLOOKUP(A2,γ一覧表!$D$4:$E$50,2,FALSE)","v":0.6},"暖・冷房負荷比(γ)"]
["時刻別平均気温"]
["時刻",0,1,2,3,4,5,6,7,8,9,10,11,12,13,14,15,16,17,18,19,20,21,22,23]
["4月",12.9,12.5,12.2,11.9,11.6,11.4,11.3,12.1,13.7,15.3,16.399999999999999,17.100000000000001,17.600000000000001,17.899999999999999,18.2,18.3,18,17.600000000000001,16.899999999999999,16.100000000000001,15.2,14.5,13.9,13.5]
["5月",17.5,17.100000000000001,16.7,16.399999999999999,16.2,15.9,16.100000000000001,17.2,18.8,20.100000000000001,21.1,21.8,22.2,22.5,22.7,22.7,22.5,22.1,21.5,20.7,19.8,19,18.5,18]
["6月",21.2,21,20.7,20.5,20.3,20.100000000000001,20.3,21.1,22.2,23.3,24,24.7,25.1,25.5,25.6,25.6,25.3,25,24.4,23.8,23.1,22.5,22.1,21.7]
["7月",25.5,25.3,25,24.8,24.6,24.4,24.5,25.3,26.4,27.5,28.3,28.8,29.3,29.6,29.8,29.7,29.6,29.2,28.6,28,27.3,26.7,26.3,25.9]
["8月",26.5,26.2,25.9,25.6,25.4,25.2,25.2,25.9,27.4,28.7,29.7,30.4,30.8,31.1,31.2,31.1,30.8,30.3,29.6,28.8,28.2,27.6,27.2,26.8]
["9月",23,22.7,22.5,22.2,22,21.9,21.7,22.2,23.6,25,26.1,26.9,27.4,27.7,27.8,27.8,27.4,26.8,26,25.2,24.5,24,23.6,23.2]
["10月",17.399999999999999,17.100000000000001,16.899999999999999,16.7,16.5,16.3,16.100000000000001,16.399999999999999,17.8,19.7,21,21.9,22.4,22.8,22.9,22.7,22.3,21.5,20.5,19.5,18.8,18.3,17.899999999999999,17.5]
["11月",12,11.8,11.6,11.4,11.2,11,10.9,10.9,11.9,13.7,15.3,16.2,16.8,17.100000000000001,17.100000000000001,17,16.600000000000001,15.8,14.7,13.9,13.3,12.8,12.4,12.1]
["12月",7.2,7,6.8,6.7,6.5,6.4,6.2,6.1,6.6,8,9.6,10.6,11.1,11.4,11.5,11.4,10.9,10.3,9.4,8.8000000000000007,8.3000000000000007,7.9,7.5,7.3]
["1月",4.8,4.5999999999999996,4.5,4.3,4.2,4,3.9,3.9,4.2,5.4,7.1,8,8.6,8.9,9.1,9,8.6999999999999993,8.1999999999999993,7.5,6.7,6.2,5.8,5.4,5.0999999999999996]
["2月",5.3,5,4.8,4.5999999999999996,4.5,4.3,4.2,4.0999999999999996,4.8,6.4,7.9,8.8000000000000007,9.4,9.8000000000000007,9.9,10,9.6999999999999993,9.1999999999999993,8.5,7.7,7,6.5,6.1,5.8]
["3月",8.3000000000000007,8.1,7.8,7.5,7.3,7.1,7,7.1,8.4,10.1,11.3,12.1,12.7,13.1,13.3,13.3,13.1,12.6,11.9,11.2,10.3,9.6999999999999993,9.1999999999999993,8.8000000000000007]

{"sheet":"高知","index":45,"n_rows":16,"n_cols":25,"rows_kept":16,"cut":false,"hidden":true,"merged":[]}
["気象データ"]
[{"$f":"RIGHT(CELL(\"filename\",A2),LEN(CELL(\"filename\",A2))-FIND(\"]\",CELL(\"filename\",A2)))","v":"高知"},{"$f":"VLOOKUP(A2,γ一覧表!$D$4:$E$50,2,FALSE)","v":0.6},"暖・冷房負荷比(γ)"]
["時刻別平均気温"]
["時刻",0,1,2,3,4,5,6,7,8,9,10,11,12,13,14,15,16,17,18,19,20,21,22,23]
["4月",13.6,13.2,12.7,12.4,12,11.8,11.7,12.5,14.3,16.2,17.899999999999999,18.8,19.3,19.5,19.600000000000001,19.5,19.100000000000001,18.600000000000001,17.899999999999999,17,16.2,15.6,14.9,14.3]
["5月",18,17.600000000000001,17.2,16.8,16.5,16.2,16.3,17.399999999999999,19.2,21,22.4,23.1,23.4,23.5,23.4,23.2,22.9,22.4,21.8,21.1,20.3,19.7,19.100000000000001,18.600000000000001]
["6月",21.5,21.2,20.9,20.6,20.399999999999999,20.100000000000001,20.3,21.2,22.5,23.8,24.9,25.4,25.6,25.8,25.7,25.5,25.2,24.8,24.3,23.8,23.3,22.8,22.4,22.1]
["7月",25.5,25.2,24.9,24.6,24.4,24.2,24.3,25.1,26.4,27.7,28.7,29.1,29.4,29.5,29.4,29.2,28.9,28.5,28,27.5,27,26.6,26.3,26]
["8月",26.4,26,25.7,25.4,25.2,25,24.9,25.6,27.1,28.8,30,30.6,30.8,30.8,30.7,30.4,30,29.5,28.9,28.3,27.9,27.5,27.1,26.7]
["9月",23.4,23.1,22.8,22.5,22.3,22.1,21.9,22.4,23.8,25.4,26.8,27.7,28.2,28.3,28.2,27.9,27.5,26.9,26.2,25.5,25,24.5,24,23.6]
["10月",18.100000000000001,17.7,17.399999999999999,17.100000000000001,16.8,16.600000000000001,16.399999999999999,16.600000000000001,18.2,20.100000000000001,21.8,23.1,23.8,24,24,23.7,23.1,22.3,21.2,20.5,19.8,19.2,18.7,18.2]
["11月",12.3,11.9,11.6,11.3,11,10.9,10.7,10.7,12,13.8,15.8,17.3,18.2,18.7,18.7,18.399999999999999,17.8,16.7,15.5,14.8,14.1,13.5,13,12.6]
["12月",6.9,6.5,6.2,5.9,5.7,5.5,5.3,5.2,5.8,7.9,10,11.7,12.8,13.3,13.5,13.1,12.5,11.4,10.199999999999999,9.4,8.6999999999999993,8.1,7.6,7.1]
["1月",4.8,4.4000000000000004,4.0999999999999996,3.8,3.5,3.3,3.1,3,3.5,5.5,7.6,9.3000000000000007,10.4,11,11.3,11.1,10.6,9.6999999999999993,8.5,7.6,6.9,6.3,5.7,5.3]
["2月",6,5.6,5.2,4.9000000000000004,4.5999999999999996,4.4000000000000004,4.2,4.0999999999999996,5,7,9,10.5,11.5,12,12.2,12.1,11.7,10.9,9.9,9,8.3000000000000007,7.7,7.1,6.6]
["3月",9.4,8.9,8.5,8.1999999999999993,7.9,7.6,7.4,7.5,9,11,12.7,14,14.7,15.1,15.2,15.1,14.8,14.2,13.3,12.4,11.7,11.1,10.5,9.9]

{"sheet":"福岡","index":46,"n_rows":16,"n_cols":25,"rows_kept":16,"cut":false,"hidden":true,"merged":[]}
["気象データ"]
[{"$f":"RIGHT(CELL(\"filename\",A2),LEN(CELL(\"filename\",A2))-FIND(\"]\",CELL(\"filename\",A2)))","v":"福岡"},{"$f":"VLOOKUP(A2,γ一覧表!$D$4:$E$50,2,FALSE)","v":0.6},"暖・冷房負荷比(γ)"]
["時刻別平均気温"]
["時刻",0,1,2,3,4,5,6,7,8,9,10,11,12,13,14,15,16,17,18,19,20,21,22,23]
["4月",13.9,13.7,13.4,13.2,12.9,12.8,12.6,13.1,14.3,15.7,16.899999999999999,17.7,18.2,18.5,18.5,18.3,17.899999999999999,17.3,16.7,16,15.6,15.2,14.8,14.5]
["5月",18.5,18.2,17.899999999999999,17.600000000000001,17.3,17.100000000000001,17.2,18,19.2,20.5,21.6,22.3,22.7,22.9,22.9,22.7,22.4,21.8,21.1,20.399999999999999,19.899999999999999,19.600000000000001,19.2,18.899999999999999]
["6月",22.1,21.9,21.7,21.4,21.3,21.1,21.2,21.7,22.7,23.6,24.5,25.1,25.5,25.7,25.7,25.5,25.1,24.7,24.1,23.6,23.1,22.9,22.7,22.5]
["7月",26.3,26.1,25.9,25.7,25.5,25.4,25.4,25.9,26.8,27.8,28.6,29.2,29.6,29.7,29.8,29.6,29.3,28.8,28.2,27.7,27.2,27,26.8,26.6]
["8月",27.3,27,26.8,26.6,26.4,26.2,26.1,26.6,27.6,28.7,29.7,30.5,30.8,31,31,30.8,30.4,29.8,29.2,28.6,28.2,28,27.7,27.5]
["9月",23.6,23.4,23.2,22.9,22.7,22.5,22.4,22.7,23.8,25,26,26.8,27.2,27.4,27.3,27.1,26.7,26.1,25.4,24.9,24.6,24.3,24,23.7]
["10月",18.399999999999999,18.100000000000001,17.8,17.5,17.3,17.2,17.100000000000001,17.2,18.3,19.8,21,21.9,22.5,22.8,22.7,22.5,22,21.3,20.6,20.2,19.7,19.3,18.899999999999999,18.5]
["11月",13,12.8,12.6,12.4,12.2,12.1,12,11.9,12.6,13.9,15.3,16.2,16.8,17.100000000000001,17.100000000000001,16.899999999999999,16.399999999999999,15.7,15.2,14.7,14.2,13.8,13.4,13.1]
["12月",8.1999999999999993,8,7.8,7.6,7.4,7.3,7.3,7.2,7.5,8.3000000000000007,9.4,10.4,11,11.3,11.4,11.3,10.9,10.3,9.9,9.5,9.1999999999999993,8.8000000000000007,8.6,8.3000000000000007]
["1月",6.1,5.9,5.7,5.5,5.4,5.3,5.2,5.2,5.3,6,7.1,8,8.6,8.9,9.1,9,8.6999999999999993,8.1999999999999993,7.7,7.4,7.1,6.8,6.6,6.3]
["2月",6.8,6.6,6.4,6.2,6.1,6,5.9,5.8,6.2,7.1,8.3000000000000007,9.1999999999999993,9.9,10.199999999999999,10.4,10.3,9.9,9.4,8.9,8.5,8.1999999999999993,7.8,7.5,7.2]
["3月",9.8000000000000007,9.5,9.1999999999999993,9,8.8000000000000007,8.6,8.5,8.6,9.4,10.7,11.8,12.8,13.4,13.8,13.7,13.6,13.3,12.7,12.1,11.6,11.2,10.9,10.5,10.199999999999999]

{"sheet":"佐賀","index":47,"n_rows":16,"n_cols":25,"rows_kept":16,"cut":false,"hidden":true,"merged":[]}
["気象データ"]
[{"$f":"RIGHT(CELL(\"filename\",A2),LEN(CELL(\"filename\",A2))-FIND(\"]\",CELL(\"filename\",A2)))","v":"佐賀"},{"$f":"VLOOKUP(A2,γ一覧表!$D$4:$E$50,2,FALSE)","v":0.6},"暖・冷房負荷比(γ)"]
["時刻別平均気温"]
["時刻",0,1,2,3,4,5,6,7,8,9,10,11,12,13,14,15,16,17,18,19,20,21,22,23]
["4月",13.1,12.7,12.3,12,11.7,11.5,11.3,11.8,13.2,14.8,16.3,17.600000000000001,18.600000000000001,19.2,19.600000000000001,19.7,19.399999999999999,18.7,17.8,16.7,15.8,15.1,14.4,13.8]
["5月",17.899999999999999,17.399999999999999,17,16.7,16.399999999999999,16.100000000000001,16.100000000000001,17,18.399999999999999,19.899999999999999,21.3,22.5,23.4,24,24.4,24.5,24.3,23.6,22.7,21.6,20.6,19.8,19.100000000000001,18.5]
["6月",21.9,21.6,21.3,21.1,20.8,20.6,20.7,21.3,22.3,23.3,24.4,25.3,26,26.5,26.8,26.8,26.6,26.1,25.5,24.7,23.9,23.3,22.9,22.5]
["7月",25.8,25.6,25.3,25.1,24.9,24.7,24.7,25.3,26.2,27.2,28.1,29,29.6,30.1,30.3,30.4,30.2,29.7,29,28.3,27.5,27,26.6,26.3]
["8月",26.6,26.3,26,25.8,25.5,25.3,25.2,25.8,26.9,28.1,29.2,30.1,30.8,31.4,31.6,31.6,31.3,30.6,29.8,28.9,28.2,27.7,27.3,26.9]
["9月",23,22.7,22.4,22.2,21.9,21.8,21.6,21.9,23.1,24.5,25.7,26.8,27.6,28.1,28.2,28.1,27.7,27,26,25,24.5,24,23.6,23.2]
["10月",17.399999999999999,17,16.7,16.399999999999999,16.2,16,15.8,15.9,17.100000000000001,18.899999999999999,20.5,21.9,22.7,23.3,23.5,23.4,22.9,22,20.7,19.899999999999999,19.2,18.600000000000001,18.100000000000001,17.600000000000001]
["11月",11.7,11.3,11.1,10.8,10.6,10.4,10.3,10.199999999999999,11,12.5,14.1,15.5,16.600000000000001,17.2,17.5,17.3,16.899999999999999,16,15,14.2,13.5,12.9,12.4,11.9]
["12月",6.5,6.2,6,5.8,5.6,5.4,5.3,5.2,5.5,6.6,8,9.4,10.4,11,11.4,11.3,11,10.199999999999999,9.5,8.6999999999999993,8.1,7.6,7.1,6.7]
["1月",4.4000000000000004,4.0999999999999996,3.9,3.7,3.6,3.4,3.3,3.2,3.4,4.5,5.9,7.2,8.1,8.8000000000000007,9.1999999999999993,9.1999999999999993,8.9,8.3000000000000007,7.5,6.9,6.3,5.7,5.3,4.8]
["2月",5.6,5.2,4.9000000000000004,4.7,4.5,4.4000000000000004,4.2,4.0999999999999996,4.5999999999999996,5.9,7.4,8.6999999999999993,9.6999999999999993,10.4,10.8,10.9,10.6,10,9.1,8.3000000000000007,7.7,7.1,6.6,6.1]
["3月",8.6999999999999993,8.4,8,7.8,7.5,7.3,7.1,7.1,8.1,9.6999999999999993,11.2,12.4,13.3,14,14.4,14.4,14.2,13.6,12.7,11.8,11.1,10.4,9.9,9.3000000000000007]

{"sheet":"長崎","index":48,"n_rows":16,"n_cols":25,"rows_kept":16,"cut":false,"hidden":true,"merged":[]}
["気象データ"]
[{"$f":"RIGHT(CELL(\"filename\",A2),LEN(CELL(\"filename\",A2))-FIND(\"]\",CELL(\"filename\",A2)))","v":"長崎"},{"$f":"VLOOKUP(A2,γ一覧表!$D$4:$E$50,2,FALSE)","v":0.6},"暖・冷房負荷比(γ)"]
["時刻別平均気温"]
["時刻",0,1,2,3,4,5,6,7,8,9,10,11,12,13,14,15,16,17,18,19,20,21,22,23]
["4月",14,13.8,13.5,13.3,13.1,13,12.8,13.3,14.2,15.7,16.8,17.600000000000001,18.2,18.5,18.7,18.5,18.2,17.7,17,16.2,15.7,15.2,14.8,14.5]
["5月",18.100000000000001,17.8,17.600000000000001,17.399999999999999,17.3,17.100000000000001,17.100000000000001,17.7,18.899999999999999,20.100000000000001,21.1,21.8,22.2,22.5,22.5,22.4,22.2,21.7,21.1,20.3,19.7,19.2,18.8,18.5]
["6月",21.8,21.6,21.4,21.2,21.1,21,21.1,21.5,22.3,23.2,23.9,24.5,24.8,25,25.1,25,24.8,24.5,24,23.4,22.9,22.6,22.4,22.2]
["7月",25.8,25.6,25.5,25.4,25.3,25.2,25.1,25.5,26.3,27.1,27.8,28.4,28.7,29,29.1,29,28.7,28.4,27.9,27.2,26.8,26.5,26.3,26.1]
["8月",26.9,26.7,26.5,26.4,26.2,26.1,26,26.4,27.2,28.3,29.1,29.8,30.3,30.5,30.6,30.6,30.3,29.8,29.1,28.4,27.9,27.6,27.3,27.1]
["9月",23.8,23.5,23.3,23.1,22.9,22.8,22.7,23,23.8,25,26,26.8,27.3,27.6,27.7,27.6,27.4,26.8,26,25.2,24.8,24.4,24.1,23.8]
["10月",18.600000000000001,18.399999999999999,18.100000000000001,18,17.8,17.7,17.5,17.600000000000001,18.5,20,21.3,22.2,22.8,23.2,23.3,23.2,22.9,22.2,21.2,20.5,20,19.5,19.100000000000001,18.8]
["11月",13.2,13,12.9,12.8,12.6,12.6,12.5,12.4,13,14.2,15.6,16.5,17,17.399999999999999,17.5,17.5,17.100000000000001,16.3,15.4,14.8,14.3,13.9,13.6,13.3]
["12月",8.4,8.1999999999999993,8.1,7.9,7.8,7.7,7.7,7.6,7.8,8.6999999999999993,9.9,10.8,11.4,11.7,11.9,11.8,11.5,10.9,10.1,9.6,9.1999999999999993,8.9,8.6,8.4]
["1月",6.1,6,5.9,5.8,5.7,5.6,5.5,5.5,5.6,6.4,7.5,8.4,9,9.3000000000000007,9.5,9.5,9.3000000000000007,8.8000000000000007,8.1,7.6,7.2,6.9,6.6,6.4]
["2月",7,6.8,6.6,6.5,6.4,6.2,6.1,6.1,6.4,7.4,8.6,9.5,10.199999999999999,10.6,10.8,10.9,10.6,10.199999999999999,9.4,8.8000000000000007,8.4,8,7.7,7.4]
["3月",10,9.8000000000000007,9.5,9.4,9.1999999999999993,9,8.9,8.9,9.6999999999999993,10.9,12.1,12.9,13.5,13.9,14.1,14,13.8,13.4,12.7,12,11.4,11,10.7,10.3]

{"sheet":"熊本","index":49,"n_rows":16,"n_cols":25,"rows_kept":16,"cut":false,"hidden":true,"merged":[]}
["気象データ"]
[{"$f":"RIGHT(CELL(\"filename\",A2),LEN(CELL(\"filename\",A2))-FIND(\"]\",CELL(\"filename\",A2)))","v":"熊本"},{"$f":"VLOOKUP(A2,γ一覧表!$D$4:$E$50,2,FALSE)","v":0.6},"暖・冷房負荷比(γ)"]
["時刻別平均気温"]
["時刻",0,1,2,3,4,5,6,7,8,9,10,11,12,13,14,15,16,17,18,19,20,21,22,23]
["4月",13.8,13.3,12.9,12.4,12.1,11.7,11.5,12.1,13.7,15.5,17.100000000000001,18.3,19.2,19.899999999999999,20.2,20.3,20,19.3,18.3,17.2,16.399999999999999,15.8,15.2,14.6]
["5月",18.5,18,17.600000000000001,17.2,16.8,16.5,16.5,17.399999999999999,18.899999999999999,20.5,21.9,23,23.9,24.5,24.8,24.8,24.5,23.9,22.9,21.7,20.9,20.3,19.7,19.2]
["6月",22.3,21.9,21.6,21.3,21.1,20.9,20.9,21.5,22.5,23.6,24.6,25.5,26.1,26.6,26.8,26.8,26.6,26.1,25.4,24.6,23.9,23.5,23.1,22.8]
["7月",26,25.7,25.5,25.2,25,24.8,24.8,25.4,26.4,27.5,28.5,29.3,29.9,30.3,30.6,30.6,30.3,29.7,28.9,28.1,27.4,27,26.7,26.4]
["8月",26.8,26.5,26.2,25.9,25.7,25.4,25.3,25.9,27.2,28.5,29.6,30.6,31.3,31.8,32,31.9,31.5,30.8,29.8,28.9,28.3,27.8,27.4,27.1]
["9月",23.6,23.2,22.9,22.6,22.3,22,21.8,22.2,23.5,25,26.4,27.5,28.2,28.8,29,28.9,28.5,27.8,26.7,25.8,25.2,24.6,24.2,23.8]
["10月",17.8,17.399999999999999,17,16.7,16.399999999999999,16.100000000000001,15.9,16,17.399999999999999,19.3,21,22.4,23.3,23.9,24.1,24.1,23.6,22.6,21.4,20.5,19.8,19.100000000000001,18.600000000000001,18.100000000000001]
["11月",11.8,11.4,11.1,10.7,10.5,10.3,10.1,9.9,10.9,12.7,14.6,16.100000000000001,17.100000000000001,17.600000000000001,17.899999999999999,17.899999999999999,17.399999999999999,16.3,15.2,14.4,13.7,13.1,12.6,12.1]
["12月",6.5,6.1,5.8,5.5,5.2,5,4.8,4.7,5.0999999999999996,6.5,8.4,10,11,11.6,11.9,11.9,11.5,10.6,9.6,8.9,8.3000000000000007,7.7,7.2,6.7]
["1月",4.5,4.0999999999999996,3.7,3.5,3.3,3.1,2.9,2.8,3,4.4000000000000004,6.1,7.7,8.6999999999999993,9.3000000000000007,9.6999999999999993,9.8000000000000007,9.5,8.8000000000000007,7.9,7.1,6.5,5.9,5.4,5]
["2月",5.8,5.4,5.0999999999999996,4.7,4.5,4.2,4,3.9,4.5,6,7.8,9.3000000000000007,10.3,10.9,11.3,11.4,11.3,10.6,9.6,8.6999999999999993,8.1,7.5,6.9,6.4]
["3月",9.1999999999999993,8.8000000000000007,8.3000000000000007,8,7.6,7.3,7.1,7.1,8.3000000000000007,10.1,11.8,13.2,14.1,14.7,15,15.1,14.9,14.3,13.3,12.3,11.6,11,10.4,9.9]

{"sheet":"大分","index":50,"n_rows":16,"n_cols":25,"rows_kept":16,"cut":false,"hidden":true,"merged":[]}
["気象データ"]
[{"$f":"RIGHT(CELL(\"filename\",A2),LEN(CELL(\"filename\",A2))-FIND(\"]\",CELL(\"filename\",A2)))","v":"大分"},{"$f":"VLOOKUP(A2,γ一覧表!$D$4:$E$50,2,FALSE)","v":0.6},"暖・冷房負荷比(γ)"]
["時刻別平均気温"]
["時刻",0,1,2,3,4,5,6,7,8,9,10,11,12,13,14,15,16,17,18,19,20,21,22,23]
["4月",13.1,12.7,12.2,11.9,11.6,11.3,11.2,11.8,13.4,15,16.2,17,17.7,18.100000000000001,18.2,18.2,17.899999999999999,17.5,16.7,16,15.4,14.9,14.4,13.8]
["5月",17.7,17.2,16.8,16.5,16.100000000000001,15.9,15.9,16.8,18.399999999999999,19.899999999999999,20.8,21.6,22.1,22.4,22.6,22.5,22.3,21.8,21.2,20.399999999999999,19.8,19.3,18.8,18.3]
["6月",21.4,21,20.7,20.399999999999999,20.2,20,20.100000000000001,20.8,21.8,22.8,23.5,24.1,24.6,24.9,25.1,25,24.8,24.4,24,23.4,22.9,22.6,22.2,21.8]
["7月",25.4,25.1,24.8,24.6,24.4,24.1,24.2,24.8,25.9,27,27.7,28.5,29.1,29.4,29.4,29.3,29,28.5,27.9,27.4,26.8,26.5,26.2,25.9]
["8月",26.3,26,25.6,25.4,25.1,24.9,24.8,25.5,26.8,28.1,29,29.7,30.4,30.7,30.8,30.7,30.4,29.8,29,28.3,27.8,27.4,27,26.6]
["9月",22.9,22.6,22.4,22.1,21.9,21.7,21.6,22,23.2,24.5,25.4,26.1,26.6,27,27.1,27,26.7,26.2,25.5,24.9,24.5,24,23.6,23.1]
["10月",17.600000000000001,17.3,17,16.8,16.5,16.399999999999999,16.2,16.399999999999999,17.7,19.3,20.7,21.5,22,22.4,22.5,22.5,22.1,21.5,20.7,20.100000000000001,19.3,18.8,18.3,17.8]
["11月",12.2,11.9,11.6,11.4,11.2,11,10.9,10.9,11.8,13.4,15.1,16.2,16.8,17.2,17.3,17.2,16.7,16,15.3,14.7,14,13.4,12.9,12.4]
["12月",7.3,7,6.7,6.5,6.3,6.2,6.1,6,6.4,7.8,9.5,10.8,11.5,11.9,12,11.9,11.5,10.7,10.1,9.5,8.9,8.3000000000000007,7.9,7.5]
["1月",5.0999999999999996,4.8,4.5999999999999996,4.4000000000000004,4.2,4.0999999999999996,4.0999999999999996,4,4.2,5.5,7.2,8.4,9.1,9.5,9.6999999999999993,9.6,9.3000000000000007,8.6,8,7.5,6.9,6.4,5.9,5.4]
["2月",5.8,5.5,5.3,5,4.9000000000000004,4.7,4.5999999999999996,4.5,5.0999999999999996,6.5,8.1,9.1,9.8000000000000007,10.199999999999999,10.5,10.5,10.199999999999999,9.6,8.9,8.3000000000000007,7.8,7.3,6.8,6.4]
["3月",8.9,8.5,8.1999999999999993,7.8,7.6,7.3,7.1,7.2,8.4,10.1,11.4,12.3,12.9,13.3,13.5,13.4,13.2,12.7,12,11.4,10.9,10.4,9.9,9.4]

{"sheet":"宮崎","index":51,"n_rows":16,"n_cols":25,"rows_kept":16,"cut":false,"hidden":true,"merged":[]}
["気象データ"]
[{"$f":"RIGHT(CELL(\"filename\",A2),LEN(CELL(\"filename\",A2))-FIND(\"]\",CELL(\"filename\",A2)))","v":"宮崎"},{"$f":"VLOOKUP(A2,γ一覧表!$D$4:$E$50,2,FALSE)","v":0.4},"暖・冷房負荷比(γ)"]
["時刻別平均気温"]
["時刻",0,1,2,3,4,5,6,7,8,9,10,11,12,13,14,15,16,17,18,19,20,21,22,23]
["4月",14.5,14.1,13.7,13.4,13.1,12.9,12.7,13.3,14.8,16.7,18.2,19.100000000000001,19.600000000000001,19.899999999999999,20,19.899999999999999,19.7,19.2,18.5,17.7,17.100000000000001,16.3,15.6,15.1]
["5月",18.600000000000001,18.2,18,17.7,17.399999999999999,17.2,17.2,18,19.600000000000001,21.2,22.4,23.1,23.4,23.5,23.5,23.4,23.1,22.7,22.1,21.4,20.8,20.2,19.600000000000001,19.100000000000001]
["6月",21.9,21.6,21.4,21.2,21.1,20.9,21,21.6,22.7,23.8,24.6,25,25.2,25.4,25.4,25.3,25.2,24.8,24.4,23.9,23.4,23,22.7,22.4]
["7月",25.8,25.6,25.4,25.2,25,24.8,24.8,25.6,26.8,27.9,28.8,29.4,29.6,29.8,29.9,29.8,29.5,29.1,28.5,27.8,27.3,26.9,26.6,26.2]
["8月",26.3,26,25.8,25.6,25.4,25.2,25.1,25.8,27.1,28.5,29.5,30.1,30.3,30.5,30.5,30.4,30.1,29.7,29,28.3,27.8,27.4,27,26.6]
["9月",23.5,23.2,22.9,22.7,22.5,22.3,22.1,22.5,23.7,25.3,26.6,27.3,27.6,27.8,27.7,27.5,27.1,26.7,26.1,25.6,25.1,24.6,24.1,23.7]
["10月",18.399999999999999,18,17.7,17.399999999999999,17.2,17,16.8,16.899999999999999,18.2,20.2,21.9,23,23.5,23.8,23.8,23.6,23.3,22.6,21.8,21,20.2,19.600000000000001,19,18.600000000000001]
["11月",12.9,12.6,12.3,12,11.8,11.6,11.4,11.3,12.3,14.1,16.2,17.8,18.600000000000001,18.899999999999999,19,18.899999999999999,18.399999999999999,17.5,16.5,15.4,14.6,14,13.5,13.1]
["12月",7.8,7.5,7.2,7,6.7,6.5,6.3,6.2,6.7,8.5,10.6,12.3,13.3,13.9,14.1,14,13.5,12.5,11.3,10.199999999999999,9.5,8.9,8.4,8]
["1月",6,5.7,5.4,5.0999999999999996,4.9000000000000004,4.7,4.5,4.4000000000000004,4.8,6.4,8.5,10.199999999999999,11.3,11.9,12.2,12.2,11.8,10.9,9.8000000000000007,8.6999999999999993,7.9,7.3,6.8,6.4]
["2月",7.3,6.9,6.7,6.4,6.2,5.9,5.7,5.6,6.3,8,9.9,11.4,12.3,12.9,13.2,13.1,12.8,12.2,11.3,10.4,9.5,8.8000000000000007,8.3000000000000007,7.8]
["3月",10.3,10,9.6999999999999993,9.3000000000000007,9,8.8000000000000007,8.6,8.6,9.8000000000000007,11.7,13.4,14.6,15.4,15.8,15.9,15.9,15.6,15.1,14.3,13.5,12.7,11.9,11.3,10.9]

{"sheet":"鹿児島","index":52,"n_rows":16,"n_cols":25,"rows_kept":16,"cut":false,"hidden":true,"merged":[]}
["気象データ"]
[{"$f":"RIGHT(CELL(\"filename\",A2),LEN(CELL(\"filename\",A2))-FIND(\"]\",CELL(\"filename\",A2)))","v":"鹿児島"},{"$f":"VLOOKUP(A2,γ一覧表!$D$4:$E$50,2,FALSE)","v":0.4},"暖・冷房負荷比(γ)"]
["時刻別平均気温"]
["時刻",0,1,2,3,4,5,6,7,8,9,10,11,12,13,14,15,16,17,18,19,20,21,22,23]
["4月",15.4,15,14.7,14.4,14.2,14,13.9,14.3,15.6,16.899999999999999,18.100000000000001,19.100000000000001,19.7,20.2,20.399999999999999,20.399999999999999,20.100000000000001,19.5,18.8,17.899999999999999,17.3,16.899999999999999,16.399999999999999,16]
["5月",19.5,19.100000000000001,18.8,18.600000000000001,18.399999999999999,18.2,18.2,18.899999999999999,20.100000000000001,21.2,22.3,23.1,23.6,23.9,24.1,24.1,23.8,23.4,22.6,21.7,21.1,20.7,20.3,19.899999999999999]
["6月",23,22.7,22.5,22.4,22.2,22.1,22.1,22.7,23.4,24.1,24.8,25.3,25.7,25.9,26.1,26.1,25.9,25.6,25.1,24.6,24.1,23.8,23.6,23.3]
["7月",26.8,26.6,26.4,26.2,26.1,26,26,26.5,27.4,28.2,28.9,29.5,30,30.3,30.5,30.4,30.2,29.8,29.3,28.5,27.9,27.6,27.3,27.1]
["8月",27.6,27.4,27.2,27,26.8,26.6,26.5,27,28,28.9,29.7,30.4,30.9,31.3,31.4,31.3,31,30.6,29.9,29.2,28.7,28.3,28.1,27.9]
["9月",25.1,24.8,24.6,24.3,24.1,24,23.9,24.2,25.2,26.3,27.2,28,28.5,28.9,29,29,28.6,28.1,27.3,26.7,26.3,25.9,25.6,25.3]
["10月",20.3,19.899999999999999,19.7,19.399999999999999,19.2,19,18.899999999999999,19,20.2,21.6,22.7,23.7,24.3,24.8,25,24.9,24.4,23.7,22.9,22.2,21.7,21.2,20.8,20.399999999999999]
["11月",14.7,14.4,14.2,13.9,13.7,13.6,13.5,13.5,14.3,16,17.3,18.2,18.899999999999999,19.399999999999999,19.600000000000001,19.5,19,18.2,17.399999999999999,16.7,16.2,15.7,15.3,14.9]
["12月",9.5,9.1999999999999993,9,8.8000000000000007,8.6,8.5,8.4,8.3000000000000007,8.6999999999999993,10.199999999999999,11.7,12.7,13.5,13.9,14.1,14,13.5,12.8,12,11.4,10.8,10.3,9.9,9.6]
["1月",7.3,7,6.8,6.7,6.5,6.4,6.3,6.3,6.5,7.8,9.3000000000000007,10.4,11.1,11.6,11.9,11.9,11.5,10.9,10.1,9.5,8.9,8.4,8,7.7]
["2月",8.5,8.1999999999999993,8,7.7,7.6,7.4,7.3,7.3,7.8,9.1999999999999993,10.6,11.7,12.5,13,13.3,13.3,13,12.3,11.6,10.9,10.3,9.8000000000000007,9.4,9]
["3月",11.4,11.1,10.8,10.5,10.3,10.1,10,10,11,12.5,13.7,14.7,15.5,16,16.3,16.3,16,15.3,14.5,13.8,13.2,12.8,12.3,11.8]

{"sheet":"那覇","index":53,"n_rows":16,"n_cols":25,"rows_kept":16,"cut":false,"hidden":true,"merged":[]}
["気象データ"]
[{"$f":"RIGHT(CELL(\"filename\",A2),LEN(CELL(\"filename\",A2))-FIND(\"]\",CELL(\"filename\",A2)))","v":"那覇"},{"$f":"VLOOKUP(A2,γ一覧表!$D$4:$E$50,2,FALSE)","v":0},"暖・冷房負荷比(γ)"]
["時刻別平均気温"]
["時刻",0,1,2,3,4,5,6,7,8,9,10,11,12,13,14,15,16,17,18,19,20,21,22,23]
["4月",20.6,20.5,20.399999999999999,20.3,20.2,20.100000000000001,20.100000000000001,20.399999999999999,21.1,21.9,22.4,22.8,23.1,23.2,23.1,23,22.7,22.3,21.8,21.4,21.2,21.1,21,20.8]
["5月",23.4,23.3,23.2,23.1,23,23,23,23.4,24.1,24.7,25.3,25.6,25.8,25.9,25.9,25.7,25.5,25.1,24.6,24.2,24,23.8,23.7,23.6]
["6月",26.2,26.1,26,25.9,25.9,25.9,25.9,26.3,27,27.6,28.1,28.4,28.6,28.7,28.7,28.6,28.3,27.9,27.5,27,26.7,26.6,26.5,26.4]
["7月",28.1,28,27.8,27.7,27.6,27.6,27.5,28,28.9,29.5,30,30.4,30.7,30.8,30.8,30.7,30.5,30.1,29.5,29,28.6,28.5,28.4,28.2]
["8月",28.1,28,27.8,27.7,27.6,27.5,27.5,27.8,28.7,29.4,29.9,30.3,30.5,30.7,30.6,30.5,30.3,29.9,29.3,28.8,28.6,28.5,28.4,28.2]
["9月",27.2,27,26.9,26.8,26.7,26.6,26.5,26.8,27.6,28.4,29,29.4,29.6,29.6,29.6,29.4,29.1,28.6,28.1,27.8,27.6,27.5,27.4,27.3]
["10月",24.9,24.7,24.6,24.5,24.4,24.3,24.2,24.3,25.1,26,26.6,27,27.2,27.2,27.1,27,26.7,26.2,25.7,25.5,25.3,25.2,25,24.9]
["11月",21.9,21.8,21.7,21.6,21.5,21.4,21.4,21.4,21.9,22.8,23.4,23.9,24.1,24.2,24.1,23.9,23.5,23.1,22.7,22.5,22.3,22.2,22,21.9]
["12月",18.399999999999999,18.3,18.2,18.100000000000001,18.100000000000001,18,17.899999999999999,18,18.3,19.100000000000001,19.8,20.2,20.399999999999999,20.5,20.5,20.3,20,19.600000000000001,19.2,19,18.899999999999999,18.7,18.600000000000001,18.5]
["1月",16.600000000000001,16.5,16.399999999999999,16.3,16.2,16.2,16.2,16.2,16.399999999999999,17.2,17.899999999999999,18.399999999999999,18.600000000000001,18.7,18.7,18.5,18.3,18,17.600000000000001,17.3,17.2,17,16.899999999999999,16.8]
["2月",16.899999999999999,16.8,16.7,16.600000000000001,16.5,16.399999999999999,16.399999999999999,16.399999999999999,16.8,17.7,18.3,18.8,19.100000000000001,19.2,19.2,19,18.8,18.399999999999999,18,17.7,17.5,17.3,17.2,17.100000000000001]
["3月",18.3,18.2,18.100000000000001,18,17.899999999999999,17.8,17.8,17.8,18.5,19.3,19.899999999999999,20.3,20.6,20.7,20.7,20.6,20.3,19.899999999999999,19.5,19.100000000000001,18.899999999999999,18.8,18.7,18.5]