{"text_format":"1","workbook":"xlsx","n_sheets":54,"sheets":["必ずこのシートから始めてください","温暖地(γ既定値)","寒冷地(γ既定値)","温暖地(γ個別入力)","寒冷地(γ個別入力)","管理","γ一覧表","札幌","青森","盛岡","仙台","秋田","山形","福島","水戸","宇都宮","前橋","さいたま","千葉","東京","横浜","新潟","富山","金沢","福井","甲府","長野","岐阜","静岡","名古屋","津","大津","京都","大阪","神戸","奈良","和歌山","鳥取","松江","岡山","広島","山口","徳島","高松","松山","高知","福岡","佐賀","長崎","熊本","大分","宮崎","鹿児島","那覇"],"not_rendered":{"charts":0,"images":0,"macros":1,"external_links":0,"defined_names":9,"comments":0,"pivot_tables":0},"unopened":[],"bounds":{"document_bytes":16777216,"sheet_cells":100000,"rows_first":2000,"rows_last":500,"rows_between":2000,"halvings":0,"cell_chars":16384,"cell_head_chars":4096},"cells_cut":0,"cells_raw":0,"read":"whole","date_system":"1900"}

{"sheet":"必ずこのシートから始めてください","index":0,"n_rows":34,"n_cols":14,"rows_kept":34,"cut":false,"hidden":false,"merged":[[29,3,30,3],[4,2,5,13],[19,3,20,12],[16,6,17,7],[16,8,17,9],[15,3,15,12],[7,11,8,12],[9,11,10,12],[11,11,12,12],[13,11,14,12],[30,4,30,12],[32,4,32,12],[33,4,33,12],[2,12,3,13],[31,4,31,13],[29,4,29,12],[26,6,27,7],[26,8,27,9],[21,10,22,10],[23,10,24,10],[21,4,22,9],[23,4,24,9],[21,11,22,12],[23,11,24,12],[2,4,3,11],[2,2,3,3],[21,3,24,3],[25,3,25,12],[7,10,8,10],[7,4,8,9],[7,3,8,3],[11,4,12,9],[13,4,14,9],[9,3,14,3],[18,3,18,12],[13,10,14,10],[9,10,10,10],[11,10,12,10],[9,4,10,9]]}
[]
[]
[null,null,null,null,"空調年間活動量算定ツール(GHP版)",null,null,null,null,null,null,null,"Ver.1.2"]
[]
[null,null,"ガスエンジン・ヒートポンプ(GHP)の年間ガスおよび電力使用量の算定"]
[]
[]
[null,null,null,"ここから\nスタート","GHPを設置する都道府県を選択",null,null,null,null,null,"選択"]
[]
[null,null,null,"γ\n既定値","選択した都道府県庁所在地",null,null,null,null,null,"自動表示",{"$f":"IF($L$8=\"\",\"\",VLOOKUP($L$8,γ一覧表!$C$3:$F$50,2,FALSE))","v":""}]
[]
[null,null,null,null,"都道府県庁所在地の【暖・冷房負荷比：γ値】",null,null,null,null,null,"自動表示",{"$f":"IF($L$8=\"\",\"\",VLOOKUP($L$8,γ一覧表!$C$3:$F$50,3,FALSE))","v":""}]
[]
[null,null,null,null,"表示された【γ値】で使用するシート",null,null,null,null,null,"自動表示",{"$f":"IF($L$8=\"\",\"\",VLOOKUP($L$8,γ一覧表!$C$3:$F$50,4,FALSE))","v":""}]
[]
[null,null,null,"使用するシートを選択(各シートが開く)"]
[null,null,null,null,null,null,"温暖地(γ既定値)",null,"寒冷地(γ既定値)"]
[]
[]
[null,null,null,"都道府県庁所在地と気候条件が大きく異なる場合、以下にγ値を入力し、表示されたシートを使用"]
[]
[null,null,null,"γ\n個別入力","都道府県庁所在地の既定値以外を使用する場合の【γ値】",null,null,null,null,null,"入力",null,null,{"$f":"ROUNDUP($L$22,1)","v":0}]
[]
[null,null,null,null,"入力した【γ値】で使用するシート ",null,null,null,null,null,"自動表示",{"$f":"IF($L$22=\"\",\"\",VLOOKUP($N$22,γ一覧表!$I$3:$J$50,2))","v":""}]
[]
[null,null,null,"使用するシートを選択(各シートが開く)"]
[null,null,null,null,null,null,"温暖地(γ個別入力)",null,"寒冷地(γ個別入力)"]
[]
[]
[null,null,null,"注意事項","●【γ値】とは設備設計時の空調負荷計算における最大暖房負荷と最大冷房負荷の比率。"]
[null,null,null,null,"    負荷の大きな方で空調機の機種選定がなされたものとする。冷房負荷に対して選択した場合はγ≦1である。"]
[null,null,null,null,"● 本ツールは環境省SHIFT事業で年間活動量(ガス消費量)を算出するために開発。他の目的に利用することは想定されていません。"]
[null,null,null,null,"● あらゆる入力に対して正しい計算結果が得られることを保証するものではありません。"]
[null,null,null,null,"    計算結果の取り扱いについては、自己責任でお願いします。"]

{"sheet":"温暖地(γ既定値)","index":1,"n_rows":540,"n_cols":67,"rows_kept":540,"cut":false,"hidden":false,"merged":[[8,39,8,41],[9,41,10,41],[9,31,10,31],[9,36,10,36],[9,38,10,38],[9,33,10,33],[8,29,8,31],[8,34,8,36],[362,3,362,44],[1,2,1,3],[2,2,2,3],[3,2,3,3],[5,2,5,3],[6,2,6,3],[9,3,9,26],[190,3,190,26],[55,7,55,8],[24,3,25,3],[55,3,55,4],[55,5,55,6],[222,3,222,44],[206,3,206,26],[174,3,174,26],[75,3,75,4],[75,5,75,6],[75,7,75,8],[95,3,95,4],[95,5,95,6],[95,7,95,8],[135,3,135,4],[135,5,135,6],[135,7,135,8],[92,49,113,50],[115,3,115,4],[115,5,115,6],[115,7,115,8],[155,3,155,4],[155,5,155,6],[155,7,155,8],[239,1,244,1],[245,1,250,1],[293,1,298,1],[342,1,347,1],[263,1,268,1],[257,1,262,1],[251,1,256,1],[275,1,280,1],[269,1,274,1],[27,3,37,3],[41,3,51,3],[484,1,491,1],[476,1,483,1],[468,1,475,1],[312,1,317,1],[306,1,311,1],[336,1,341,1],[330,1,335,1],[324,1,329,1],[318,1,323,1],[354,1,359,1],[348,1,353,1],[287,1,292,1],[281,1,286,1],[300,1,305,1],[403,1,410,1],[395,1,402,1],[387,1,394,1],[379,1,386,1],[451,1,458,1],[443,1,450,1],[435,1,442,1],[427,1,434,1],[419,1,426,1],[411,1,418,1],[460,1,467,1],[532,1,539,1],[524,1,531,1],[516,1,523,1],[508,1,515,1],[500,1,507,1],[492,1,499,1]]}
[]
[null,null,"GHPの設置場所"]
[null,null,{"$f":"IF(必ずこのシートから始めてください!$L$8=\"\",\"\",必ずこのシートから始めてください!$L$8)","v":""},null,null,"手順1：空調を行う月、時間を下記の指定の色で塗る(指定の色以外で塗ると計算できません。)"]
[null,null,{"$f":"VLOOKUP($C$3,γ一覧表!$C$3:$E$50,2,FALSE)","v":{"$error":"#N/A"}},null,null,null,"冷房","青","【左から5列目、一番薄い色(アクセント1,白＋基本色80％)】"]
[null,null,null,null,null,null,"暖房","オレンジ","【左から6番目、一番薄い色(アクセント2,白＋基本色80％)】"]
[null,null,"使用するγ値",null,null,"手順2：各月の運転日数を入力する"]
[null,null,{"$f":"IFERROR(IF(VLOOKUP($C$3,γ一覧表!$C$3:$E$50,3,FALSE)>1,\"---\",IFERROR(VLOOKUP($C$3,γ一覧表!$C$3:$E$50,3,FALSE),\"---\")),\"---\")","v":"---"},null,null,"手順3：Ctrl + Alt + F9を同時に押す",null,null,null,null,null,null,null,null,null,null,null,"●時刻別平均気温表記載の数値は、選択された都道府県の県庁所在地の月別、時刻別平均気温"]
[null,null,null,null,null,"手順4：黄色のセルに値を入力する(緑は自動計算)",null,null,null,null,null,null,null,null,null,null,null,"●本データは気象庁発表の1992年4月1日から2022年3月31日までの30年の1時間データを整理したもの"]
[null,null,"時刻別平均気温[℃]",null,null,null,null,null,null,null,null,null,null,null,null,null,null,"●2月はうるう日を含みます"]
[null,null,null," 時刻",null,null,null,null,null,null,null,null,null,null,null,null,null,null,null,null,null,null,null,null,null,null,null,{"$f":"SUM(AB12:AB23)","v":0},{"$f":"必ずこのシートから始めてください!$M$3","v":"Ver.1.2"}]
[null,null,"月",0,1,2,3,4,5,6,7,8,9,10,11,12,13,14,15,16,17,18,19,20,21,22,23,"運転日数","月"]
[null,null,4,{"$f":"IFERROR(INDIRECT($C$4&\"!B5\"),\"\")","v":""},{"$f":"IFERROR(INDIRECT($C$4&\"!C5\"),\"\")","v":""},{"$f":"IFERROR(INDIRECT($C$4&\"!D5\"),\"\")","v":""},{"$f":"IFERROR(INDIRECT($C$4&\"!E5\"),\"\")","v":""},{"$f":"IFERROR(INDIRECT($C$4&\"!F5\"),\"\")","v":""},{"$f":"IFERROR(INDIRECT($C$4&\"!G5\"),\"\")","v":""},{"$f":"IFERROR(INDIRECT($C$4&\"!H5\"),\"\")","v":""},{"$f":"IFERROR(INDIRECT($C$4&\"!I5\"),\"\")","v":""},{"$f":"IFERROR(INDIRECT($C$4&\"!J5\"),\"\")","v":""},{"$f":"IFERROR(INDIRECT($C$4&\"!K5\"),\"\")","v":""},{"$f":"IFERROR(INDIRECT($C$4&\"!L5\"),\"\")","v":""},{"$f":"IFERROR(INDIRECT($C$4&\"!M5\"),\"\")","v":""},{"$f":"IFERROR(INDIRECT($C$4&\"!N5\"),\"\")","v":""},{"$f":"IFERROR(INDIRECT($C$4&\"!O5\"),\"\")","v":""},{"$f":"IFERROR(INDIRECT($C$4&\"!P5\"),\"\")","v":""},{"$f":"IFERROR(INDIRECT($C$4&\"!Q5\"),\"\")","v":""},{"$f":"IFERROR(INDIRECT($C$4&\"!R5\"),\"\")","v":""},{"$f":"IFERROR(INDIRECT($C$4&\"!S5\"),\"\")","v":""},{"$f":"IFERROR(INDIRECT($C$4&\"!T5\"),\"\")","v":""},{"$f":"IFERROR(INDIRECT($C$4&\"!U5\"),\"\")","v":""},{"$f":"IFERROR(INDIRECT($C$4&\"!V5\"),\"\")","v":""},{"$f":"IFERROR(INDIRECT($C$4&\"!W5\"),\"\")","v":""},{"$f":"IFERROR(INDIRECT($C$4&\"!X5\"),\"\")","v":""},{"$f":"IFERROR(INDIRECT($C$4&\"!Y5\"),\"\")","v":""},null,4]
[null,null,5,{"$f":"IFERROR(INDIRECT($C$4&\"!B6\"),\"\")","v":""},{"$f":"IFERROR(INDIRECT($C$4&\"!C6\"),\"\")","v":""},{"$f":"IFERROR(INDIRECT($C$4&\"!D6\"),\"\")","v":""},{"$f":"IFERROR(INDIRECT($C$4&\"!E6\"),\"\")","v":""},{"$f":"IFERROR(INDIRECT($C$4&\"!F6\"),\"\")","v":""},{"$f":"IFERROR(INDIRECT($C$4&\"!G6\"),\"\")","v":""},{"$f":"IFERROR(INDIRECT($C$4&\"!H6\"),\"\")","v":""},{"$f":"IFERROR(INDIRECT($C$4&\"!I6\"),\"\")","v":""},{"$f":"IFERROR(INDIRECT($C$4&\"!J6\"),\"\")","v":""},{"$f":"IFERROR(INDIRECT($C$4&\"!K6\"),\"\")","v":""},{"$f":"IFERROR(INDIRECT($C$4&\"!L6\"),\"\")","v":""},{"$f":"IFERROR(INDIRECT($C$4&\"!M6\"),\"\")","v":""},{"$f":"IFERROR(INDIRECT($C$4&\"!N6\"),\"\")","v":""},{"$f":"IFERROR(INDIRECT($C$4&\"!O6\"),\"\")","v":""},{"$f":"IFERROR(INDIRECT($C$4&\"!P6\"),\"\")","v":""},{"$f":"IFERROR(INDIRECT($C$4&\"!Q6\"),\"\")","v":""},{"$f":"IFERROR(INDIRECT($C$4&\"!R6\"),\"\")","v":""},{"$f":"IFERROR(INDIRECT($C$4&\"!S6\"),\"\")","v":""},{"$f":"IFERROR(INDIRECT($C$4&\"!T6\"),\"\")","v":""},{"$f":"IFERROR(INDIRECT($C$4&\"!U6\"),\"\")","v":""},{"$f":"IFERROR(INDIRECT($C$4&\"!V6\"),\"\")","v":""},{"$f":"IFERROR(INDIRECT($C$4&\"!W6\"),\"\")","v":""},{"$f":"IFERROR(INDIRECT($C$4&\"!X6\"),\"\")","v":""},{"$f":"IFERROR(INDIRECT($C$4&\"!Y6\"),\"\")","v":""},null,5]
[null,null,6,{"$f":"IFERROR(INDIRECT($C$4&\"!B7\"),\"\")","v":""},{"$f":"IFERROR(INDIRECT($C$4&\"!C7\"),\"\")","v":""},{"$f":"IFERROR(INDIRECT($C$4&\"!D7\"),\"\")","v":""},{"$f":"IFERROR(INDIRECT($C$4&\"!E7\"),\"\")","v":""},{"$f":"IFERROR(INDIRECT($C$4&\"!F7\"),\"\")","v":""},{"$f":"IFERROR(INDIRECT($C$4&\"!G7\"),\"\")","v":""},{"$f":"IFERROR(INDIRECT($C$4&\"!H7\"),\"\")","v":""},{"$f":"IFERROR(INDIRECT($C$4&\"!I7\"),\"\")","v":""},{"$f":"IFERROR(INDIRECT($C$4&\"!J7\"),\"\")","v":""},{"$f":"IFERROR(INDIRECT($C$4&\"!K7\"),\"\")","v":""},{"$f":"IFERROR(INDIRECT($C$4&\"!L7\"),\"\")","v":""},{"$f":"IFERROR(INDIRECT($C$4&\"!M7\"),\"\")","v":""},{"$f":"IFERROR(INDIRECT($C$4&\"!N7\"),\"\")","v":""},{"$f":"IFERROR(INDIRECT($C$4&\"!O7\"),\"\")","v":""},{"$f":"IFERROR(INDIRECT($C$4&\"!P7\"),\"\")","v":""},{"$f":"IFERROR(INDIRECT($C$4&\"!Q7\"),\"\")","v":""},{"$f":"IFERROR(INDIRECT($C$4&\"!R7\"),\"\")","v":""},{"$f":"IFERROR(INDIRECT($C$4&\"!S7\"),\"\")","v":""},{"$f":"IFERROR(INDIRECT($C$4&\"!T7\"),\"\")","v":""},{"$f":"IFERROR(INDIRECT($C$4&\"!U7\"),\"\")","v":""},{"$f":"IFERROR(INDIRECT($C$4&\"!V7\"),\"\")","v":""},{"$f":"IFERROR(INDIRECT($C$4&\"!W7\"),\"\")","v":""},{"$f":"IFERROR(INDIRECT($C$4&\"!X7\"),\"\")","v":""},{"$f":"IFERROR(INDIRECT($C$4&\"!Y7\"),\"\")","v":""},null,6]
[null,null,7,{"$f":"IFERROR(INDIRECT($C$4&\"!B8\"),\"\")","v":""},{"$f":"IFERROR(INDIRECT($C$4&\"!C8\"),\"\")","v":""},{"$f":"IFERROR(INDIRECT($C$4&\"!D8\"),\"\")","v":""},{"$f":"IFERROR(INDIRECT($C$4&\"!E8\"),\"\")","v":""},{"$f":"IFERROR(INDIRECT($C$4&\"!F8\"),\"\")","v":""},{"$f":"IFERROR(INDIRECT($C$4&\"!G8\"),\"\")","v":""},{"$f":"IFERROR(INDIRECT($C$4&\"!H8\"),\"\")","v":""},{"$f":"IFERROR(INDIRECT($C$4&\"!I8\"),\"\")","v":""},{"$f":"IFERROR(INDIRECT($C$4&\"!J8\"),\"\")","v":""},{"$f":"IFERROR(INDIRECT($C$4&\"!K8\"),\"\")","v":""},{"$f":"IFERROR(INDIRECT($C$4&\"!L8\"),\"\")","v":""},{"$f":"IFERROR(INDIRECT($C$4&\"!M8\"),\"\")","v":""},{"$f":"IFERROR(INDIRECT($C$4&\"!N8\"),\"\")","v":""},{"$f":"IFERROR(INDIRECT($C$4&\"!O8\"),\"\")","v":""},{"$f":"IFERROR(INDIRECT($C$4&\"!P8\"),\"\")","v":""},{"$f":"IFERROR(INDIRECT($C$4&\"!Q8\"),\"\")","v":""},{"$f":"IFERROR(INDIRECT($C$4&\"!R8\"),\"\")","v":""},{"$f":"IFERROR(INDIRECT($C$4&\"!S8\"),\"\")","v":""},{"$f":"IFERROR(INDIRECT($C$4&\"!T8\"),\"\")","v":""},{"$f":"IFERROR(INDIRECT($C$4&\"!U8\"),\"\")","v":""},{"$f":"IFERROR(INDIRECT($C$4&\"!V8\"),\"\")","v":""},{"$f":"IFERROR(INDIRECT($C$4&\"!W8\"),\"\")","v":""},{"$f":"IFERROR(INDIRECT($C$4&\"!X8\"),\"\")","v":""},{"$f":"IFERROR(INDIRECT($C$4&\"!Y8\"),\"\")","v":""},null,7]
[null,null,8,{"$f":"IFERROR(INDIRECT($C$4&\"!B9\"),\"\")","v":""},{"$f":"IFERROR(INDIRECT($C$4&\"!C9\"),\"\")","v":""},{"$f":"IFERROR(INDIRECT($C$4&\"!D9\"),\"\")","v":""},{"$f":"IFERROR(INDIRECT($C$4&\"!E9\"),\"\")","v":""},{"$f":"IFERROR(INDIRECT($C$4&\"!F9\"),\"\")","v":""},{"$f":"IFERROR(INDIRECT($C$4&\"!G9\"),\"\")","v":""},{"$f":"IFERROR(INDIRECT($C$4&\"!H9\"),\"\")","v":""},{"$f":"IFERROR(INDIRECT($C$4&\"!I9\"),\"\")","v":""},{"$f":"IFERROR(INDIRECT($C$4&\"!J9\"),\"\")","v":""},{"$f":"IFERROR(INDIRECT($C$4&\"!K9\"),\"\")","v":""},{"$f":"IFERROR(INDIRECT($C$4&\"!L9\"),\"\")","v":""},{"$f":"IFERROR(INDIRECT($C$4&\"!M9\"),\"\")","v":""},{"$f":"IFERROR(INDIRECT($C$4&\"!N9\"),\"\")","v":""},{"$f":"IFERROR(INDIRECT($C$4&\"!O9\"),\"\")","v":""},{"$f":"IFERROR(INDIRECT($C$4&\"!P9\"),\"\")","v":""},{"$f":"IFERROR(INDIRECT($C$4&\"!Q9\"),\"\")","v":""},{"$f":"IFERROR(INDIRECT($C$4&\"!R9\"),\"\")","v":""},{"$f":"IFERROR(INDIRECT($C$4&\"!S9\"),\"\")","v":""},{"$f":"IFERROR(INDIRECT($C$4&\"!T9\"),\"\")","v":""},{"$f":"IFERROR(INDIRECT($C$4&\"!U9\"),\"\")","v":""},{"$f":"IFERROR(INDIRECT($C$4&\"!V9\"),\"\")","v":""},{"$f":"IFERROR(INDIRECT($C$4&\"!W9\"),\"\")","v":""},{"$f":"IFERROR(INDIRECT($C$4&\"!X9\"),\"\")","v":""},{"$f":"IFERROR(INDIRECT($C$4&\"!Y9\"),\"\")","v":""},null,8]
[null,null,9,{"$f":"IFERROR(INDIRECT($C$4&\"!B10\"),\"\")","v":""},{"$f":"IFERROR(INDIRECT($C$4&\"!C10\"),\"\")","v":""},{"$f":"IFERROR(INDIRECT($C$4&\"!D10\"),\"\")","v":""},{"$f":"IFERROR(INDIRECT($C$4&\"!e10\"),\"\")","v":""},{"$f":"IFERROR(INDIRECT($C$4&\"!F10\"),\"\")","v":""},{"$f":"IFERROR(INDIRECT($C$4&\"!G10\"),\"\")","v":""},{"$f":"IFERROR(INDIRECT($C$4&\"!H10\"),\"\")","v":""},{"$f":"IFERROR(INDIRECT($C$4&\"!I10\"),\"\")","v":""},{"$f":"IFERROR(INDIRECT($C$4&\"!J10\"),\"\")","v":""},{"$f":"IFERROR(INDIRECT($C$4&\"!K10\"),\"\")","v":""},{"$f":"IFERROR(INDIRECT($C$4&\"!L10\"),\"\")","v":""},{"$f":"IFERROR(INDIRECT($C$4&\"!M10\"),\"\")","v":""},{"$f":"IFERROR(INDIRECT($C$4&\"!N10\"),\"\")","v":""},{"$f":"IFERROR(INDIRECT($C$4&\"!O10\"),\"\")","v":""},{"$f":"IFERROR(INDIRECT($C$4&\"!P10\"),\"\")","v":""},{"$f":"IFERROR(INDIRECT($C$4&\"!Q10\"),\"\")","v":""},{"$f":"IFERROR(INDIRECT($C$4&\"!R10\"),\"\")","v":""},{"$f":"IFERROR(INDIRECT($C$4&\"!S10\"),\"\")","v":""},{"$f":"IFERROR(INDIRECT($C$4&\"!T10\"),\"\")","v":""},{"$f":"IFERROR(INDIRECT($C$4&\"!U10\"),\"\")","v":""},{"$f":"IFERROR(INDIRECT($C$4&\"!V10\"),\"\")","v":""},{"$f":"IFERROR(INDIRECT($C$4&\"!W10\"),\"\")","v":""},{"$f":"IFERROR(INDIRECT($C$4&\"!X10\"),\"\")","v":""},{"$f":"IFERROR(INDIRECT($C$4&\"!Y10\"),\"\")","v":""},null,9]
[null,null,10,{"$f":"IFERROR(INDIRECT($C$4&\"!B11\"),\"\")","v":""},{"$f":"IFERROR(INDIRECT($C$4&\"!C11\"),\"\")","v":""},{"$f":"IFERROR(INDIRECT($C$4&\"!D11\"),\"\")","v":""},{"$f":"IFERROR(INDIRECT($C$4&\"!E11\"),\"\")","v":""},{"$f":"IFERROR(INDIRECT($C$4&\"!F11\"),\"\")","v":""},{"$f":"IFERROR(INDIRECT($C$4&\"!G11\"),\"\")","v":""},{"$f":"IFERROR(INDIRECT($C$4&\"!H11\"),\"\")","v":""},{"$f":"IFERROR(INDIRECT($C$4&\"!I11\"),\"\")","v":""},{"$f":"IFERROR(INDIRECT($C$4&\"!J11\"),\"\")","v":""},{"$f":"IFERROR(INDIRECT($C$4&\"!K11\"),\"\")","v":""},{"$f":"IFERROR(INDIRECT($C$4&\"!L11\"),\"\")","v":""},{"$f":"IFERROR(INDIRECT($C$4&\"!M11\"),\"\")","v":""},{"$f":"IFERROR(INDIRECT($C$4&\"!N11\"),\"\")","v":""},{"$f":"IFERROR(INDIRECT($C$4&\"!O11\"),\"\")","v":""},{"$f":"IFERROR(INDIRECT($C$4&\"!P11\"),\"\")","v":""},{"$f":"IFERROR(INDIRECT($C$4&\"!Q11\"),\"\")","v":""},{"$f":"IFERROR(INDIRECT($C$4&\"!R11\"),\"\")","v":""},{"$f":"IFERROR(INDIRECT($C$4&\"!S11\"),\"\")","v":""},{"$f":"IFERROR(INDIRECT($C$4&\"!T11\"),\"\")","v":""},{"$f":"IFERROR(INDIRECT($C$4&\"!U11\"),\"\")","v":""},{"$f":"IFERROR(INDIRECT($C$4&\"!V11\"),\"\")","v":""},{"$f":"IFERROR(INDIRECT($C$4&\"!W11\"),\"\")","v":""},{"$f":"IFERROR(INDIRECT($C$4&\"!X11\"),\"\")","v":""},{"$f":"IFERROR(INDIRECT($C$4&\"!Y11\"),\"\")","v":""},null,10]
[null,null,11,{"$f":"IFERROR(INDIRECT($C$4&\"!B12\"),\"\")","v":""},{"$f":"IFERROR(INDIRECT($C$4&\"!C12\"),\"\")","v":""},{"$f":"IFERROR(INDIRECT($C$4&\"!D12\"),\"\")","v":""},{"$f":"IFERROR(INDIRECT($C$4&\"!E12\"),\"\")","v":""},{"$f":"IFERROR(INDIRECT($C$4&\"!F12\"),\"\")","v":""},{"$f":"IFERROR(INDIRECT($C$4&\"!G12\"),\"\")","v":""},{"$f":"IFERROR(INDIRECT($C$4&\"!H12\"),\"\")","v":""},{"$f":"IFERROR(INDIRECT($C$4&\"!I12\"),\"\")","v":""},{"$f":"IFERROR(INDIRECT($C$4&\"!J12\"),\"\")","v":""},{"$f":"IFERROR(INDIRECT($C$4&\"!K12\"),\"\")","v":""},{"$f":"IFERROR(INDIRECT($C$4&\"!L12\"),\"\")","v":""},{"$f":"IFERROR(INDIRECT($C$4&\"!M12\"),\"\")","v":""},{"$f":"IFERROR(INDIRECT($C$4&\"!N12\"),\"\")","v":""},{"$f":"IFERROR(INDIRECT($C$4&\"!O12\"),\"\")","v":""},{"$f":"IFERROR(INDIRECT($C$4&\"!P12\"),\"\")","v":""},{"$f":"IFERROR(INDIRECT($C$4&\"!Q12\"),\"\")","v":""},{"$f":"IFERROR(INDIRECT($C$4&\"!R12\"),\"\")","v":""},{"$f":"IFERROR(INDIRECT($C$4&\"!S12\"),\"\")","v":""},{"$f":"IFERROR(INDIRECT($C$4&\"!T12\"),\"\")","v":""},{"$f":"IFERROR(INDIRECT($C$4&\"!U12\"),\"\")","v":""},{"$f":"IFERROR(INDIRECT($C$4&\"!V12\"),\"\")","v":""},{"$f":"IFERROR(INDIRECT($C$4&\"!W12\"),\"\")","v":""},{"$f":"IFERROR(INDIRECT($C$4&\"!X12\"),\"\")","v":""},{"$f":"IFERROR(INDIRECT($C$4&\"!Y12\"),\"\")","v":""},null,11]
[null,null,12,{"$f":"IFERROR(INDIRECT($C$4&\"!B13\"),\"\")","v":""},{"$f":"IFERROR(INDIRECT($C$4&\"!C13\"),\"\")","v":""},{"$f":"IFERROR(INDIRECT($C$4&\"!D13\"),\"\")","v":""},{"$f":"IFERROR(INDIRECT($C$4&\"!E13\"),\"\")","v":""},{"$f":"IFERROR(INDIRECT($C$4&\"!F13\"),\"\")","v":""},{"$f":"IFERROR(INDIRECT($C$4&\"!G13\"),\"\")","v":""},{"$f":"IFERROR(INDIRECT($C$4&\"!H13\"),\"\")","v":""},{"$f":"IFERROR(INDIRECT($C$4&\"!I13\"),\"\")","v":""},{"$f":"IFERROR(INDIRECT($C$4&\"!J13\"),\"\")","v":""},{"$f":"IFERROR(INDIRECT($C$4&\"!K13\"),\"\")","v":""},{"$f":"IFERROR(INDIRECT($C$4&\"!L13\"),\"\")","v":""},{"$f":"IFERROR(INDIRECT($C$4&\"!M13\"),\"\")","v":""},{"$f":"IFERROR(INDIRECT($C$4&\"!N13\"),\"\")","v":""},{"$f":"IFERROR(INDIRECT($C$4&\"!O13\"),\"\")","v":""},{"$f":"IFERROR(INDIRECT($C$4&\"!P13\"),\"\")","v":""},{"$f":"IFERROR(INDIRECT($C$4&\"!Q13\"),\"\")","v":""},{"$f":"IFERROR(INDIRECT($C$4&\"!R13\"),\"\")","v":""},{"$f":"IFERROR(INDIRECT($C$4&\"!S13\"),\"\")","v":""},{"$f":"IFERROR(INDIRECT($C$4&\"!T13\"),\"\")","v":""},{"$f":"IFERROR(INDIRECT($C$4&\"!U13\"),\"\")","v":""},{"$f":"IFERROR(INDIRECT($C$4&\"!V13\"),\"\")","v":""},{"$f":"IFERROR(INDIRECT($C$4&\"!W13\"),\"\")","v":""},{"$f":"IFERROR(INDIRECT($C$4&\"!X13\"),\"\")","v":""},{"$f":"IFERROR(INDIRECT($C$4&\"!Y13\"),\"\")","v":""},null,12]
[null,null,1,{"$f":"IFERROR(INDIRECT($C$4&\"!B14\"),\"\")","v":""},{"$f":"IFERROR(INDIRECT($C$4&\"!C14\"),\"\")","v":""},{"$f":"IFERROR(INDIRECT($C$4&\"!D14\"),\"\")","v":""},{"$f":"IFERROR(INDIRECT($C$4&\"!E14\"),\"\")","v":""},{"$f":"IFERROR(INDIRECT($C$4&\"!F14\"),\"\")","v":""},{"$f":"IFERROR(INDIRECT($C$4&\"!G14\"),\"\")","v":""},{"$f":"IFERROR(INDIRECT($C$4&\"!H14\"),\"\")","v":""},{"$f":"IFERROR(INDIRECT($C$4&\"!I14\"),\"\")","v":""},{"$f":"IFERROR(INDIRECT($C$4&\"!J14\"),\"\")","v":""},{"$f":"IFERROR(INDIRECT($C$4&\"!K14\"),\"\")","v":""},{"$f":"IFERROR(INDIRECT($C$4&\"!L14\"),\"\")","v":""},{"$f":"IFERROR(INDIRECT($C$4&\"!M14\"),\"\")","v":""},{"$f":"IFERROR(INDIRECT($C$4&\"!N14\"),\"\")","v":""},{"$f":"IFERROR(INDIRECT($C$4&\"!O14\"),\"\")","v":""},{"$f":"IFERROR(INDIRECT($C$4&\"!P14\"),\"\")","v":""},{"$f":"IFERROR(INDIRECT($C$4&\"!Q14\"),\"\")","v":""},{"$f":"IFERROR(INDIRECT($C$4&\"!R14\"),\"\")","v":""},{"$f":"IFERROR(INDIRECT($C$4&\"!S14\"),\"\")","v":""},{"$f":"IFERROR(INDIRECT($C$4&\"!T14\"),\"\")","v":""},{"$f":"IFERROR(INDIRECT($C$4&\"!U14\"),\"\")","v":""},{"$f":"IFERROR(INDIRECT($C$4&\"!V14\"),\"\")","v":""},{"$f":"IFERROR(INDIRECT($C$4&\"!W14\"),\"\")","v":""},{"$f":"IFERROR(INDIRECT($C$4&\"!X14\"),\"\")","v":""},{"$f":"IFERROR(INDIRECT($C$4&\"!Y14\"),\"\")","v":""},null,1]
[null,null,2,{"$f":"IFERROR(INDIRECT($C$4&\"!B15\"),\"\")","v":""},{"$f":"IFERROR(INDIRECT($C$4&\"!C15\"),\"\")","v":""},{"$f":"IFERROR(INDIRECT($C$4&\"!D15\"),\"\")","v":""},{"$f":"IFERROR(INDIRECT($C$4&\"!E15\"),\"\")","v":""},{"$f":"IFERROR(INDIRECT($C$4&\"!F15\"),\"\")","v":""},{"$f":"IFERROR(INDIRECT($C$4&\"!G15\"),\"\")","v":""},{"$f":"IFERROR(INDIRECT($C$4&\"!H15\"),\"\")","v":""},{"$f":"IFERROR(INDIRECT($C$4&\"!I15\"),\"\")","v":""},{"$f":"IFERROR(INDIRECT($C$4&\"!J15\"),\"\")","v":""},{"$f":"IFERROR(INDIRECT($C$4&\"!K15\"),\"\")","v":""},{"$f":"IFERROR(INDIRECT($C$4&\"!L15\"),\"\")","v":""},{"$f":"IFERROR(INDIRECT($C$4&\"!M15\"),\"\")","v":""},{"$f":"IFERROR(INDIRECT($C$4&\"!N15\"),\"\")","v":""},{"$f":"IFERROR(INDIRECT($C$4&\"!O15\"),\"\")","v":""},{"$f":"IFERROR(INDIRECT($C$4&\"!P15\"),\"\")","v":""},{"$f":"IFERROR(INDIRECT($C$4&\"!Q15\"),\"\")","v":""},{"$f":"IFERROR(INDIRECT($C$4&\"!R15\"),\"\")","v":""},{"$f":"IFERROR(INDIRECT($C$4&\"!S15\"),\"\")","v":""},{"$f":"IFERROR(INDIRECT($C$4&\"!T15\"),\"\")","v":""},{"$f":"IFERROR(INDIRECT($C$4&\"!U15\"),\"\")","v":""},{"$f":"IFERROR(INDIRECT($C$4&\"!V15\"),\"\")","v":""},{"$f":"IFERROR(INDIRECT($C$4&\"!W15\"),\"\")","v":""},{"$f":"IFERROR(INDIRECT($C$4&\"!X15\"),\"\")","v":""},{"$f":"IFERROR(INDIRECT($C$4&\"!Y15\"),\"\")","v":""},null,2]
[null,null,3,{"$f":"IFERROR(INDIRECT($C$4&\"!B16\"),\"\")","v":""},{"$f":"IFERROR(INDIRECT($C$4&\"!C16\"),\"\")","v":""},{"$f":"IFERROR(INDIRECT($C$4&\"!D16\"),\"\")","v":""},{"$f":"IFERROR(INDIRECT($C$4&\"!E16\"),\"\")","v":""},{"$f":"IFERROR(INDIRECT($C$4&\"!F16\"),\"\")","v":""},{"$f":"IFERROR(INDIRECT($C$4&\"!G16\"),\"\")","v":""},{"$f":"IFERROR(INDIRECT($C$4&\"!H16\"),\"\")","v":""},{"$f":"IFERROR(INDIRECT($C$4&\"!I16\"),\"\")","v":""},{"$f":"IFERROR(INDIRECT($C$4&\"!J16\"),\"\")","v":""},{"$f":"IFERROR(INDIRECT($C$4&\"!K16\"),\"\")","v":""},{"$f":"IFERROR(INDIRECT($C$4&\"!L16\"),\"\")","v":""},{"$f":"IFERROR(INDIRECT($C$4&\"!M16\"),\"\")","v":""},{"$f":"IFERROR(INDIRECT($C$4&\"!N16\"),\"\")","v":""},{"$f":"IFERROR(INDIRECT($C$4&\"!O16\"),\"\")","v":""},{"$f":"IFERROR(INDIRECT($C$4&\"!P16\"),\"\")","v":""},{"$f":"IFERROR(INDIRECT($C$4&\"!Q16\"),\"\")","v":""},{"$f":"IFERROR(INDIRECT($C$4&\"!R16\"),\"\")","v":""},{"$f":"IFERROR(INDIRECT($C$4&\"!S16\"),\"\")","v":""},{"$f":"IFERROR(INDIRECT($C$4&\"!T16\"),\"\")","v":""},{"$f":"IFERROR(INDIRECT($C$4&\"!U16\"),\"\")","v":""},{"$f":"IFERROR(INDIRECT($C$4&\"!V16\"),\"\")","v":""},{"$f":"IFERROR(INDIRECT($C$4&\"!W16\"),\"\")","v":""},{"$f":"IFERROR(INDIRECT($C$4&\"!X16\"),\"\")","v":""},{"$f":"IFERROR(INDIRECT($C$4&\"!Y16\"),\"\")","v":""},null,3]
[]
[null,null,null,"共通","冷房負荷ゼロ点",null,"冷房が不要になると思われる外気温度を入力",null,null,null,null,"Tco",18,"℃"]
[null,null,null,null,"暖房負荷ゼロ点",null,"暖房が不要になると思われる外気温度を入力",null,null,null,null,"Two",12,"℃"]
[]
[null,null,null,"設備導入前",null,null,null,null,null,null,null,null,null,null,null,null,"前1","前2","前3","前4","前5","前6","前7","前8","前9","前10"]
[null,null,null,null,"定格冷房能力",null,"GHPの仕様を入力",null,null,null,null,null,null,null,null,"Φco",22.4,null,null,null,null,null,null,null,null,null,"kW"]
[null,null,null,null,"定格冷房ガス消費量",null,"GHPの仕様を入力",null,null,null,null,null,null,null,null,"Pco",19.100000000000001,null,null,null,null,null,null,null,null,null,"kW"]
[null,null,null,null,"冷房消費電力",null,"GHPの仕様を入力",null,null,null,null,null,null,null,null,"Ac",0.38,null,null,null,null,null,null,null,null,null,"kW"]
[null,null,null,null,"定格冷房COP",null,"自動計算","(ep=",2.4,")",null,null,null,null,null,"σco",{"$f":"IFERROR(Q$29/(Q$30+Q$31*$I$32),\"\")","v":1.1193284029582249},"","","","","",{"$f":"IFERROR(W$29/(W$30+W$31*$I$32),\"\")","v":""},"","","","σco＝Φco／(Pco+Ac×ep)"]
[null,null,null,null,"定格暖房能力",null,"GHPの仕様を入力",null,null,null,null,null,null,null,null,"Φwo",25,null,null,null,null,null,null,null,null,null,"kW"]
[null,null,null,null,"定格暖房ガス消費量",null,"GHPの仕様を入力",null,null,null,null,null,null,null,null,"Pwo",18.7,null,null,null,null,null,null,null,null,null,"kW"]
[null,null,null,null,"暖房消費電力",null,"GHPの仕様を入力",null,null,null,null,null,null,null,null,"Aw",0.47,null,null,null,null,null,null,null,null,null,"kW"]
[null,null,null,null,"定格暖房COP",null,"自動計算",null,null,null,null,null,null,null,null,"σwo",{"$f":"IFERROR(Q$33/(Q$34+Q$35*$I$32),\"\")","v":1.2608432519669155},"","","","","","","",{"$f":"IFERROR(Y$33/(Y$34+Y$35*$I$32),\"\")","v":""},"","σwo＝Φwo／(Pwo+Aw×ep)"]
[null,null,null,null,"最大冷房負荷",null,"設計時の値を入力（不明の際は空白のまま）",null,null,null,null,null,null,null,null,"Qc",null,null,null,null,null,null,null,null,null,null,"kW"]
[null,null,null,null,"台数",null,"同じ容量の空調機の台数を入力",null,null,null,null,null,null,null,null,null,null,null,null,null,null,null,null,null,null,null,"台"]
[null,null,null,null,null,null,null,null,null,null,null,null,null,null,null,null,{"$f":"IF(Q$37=\"\",0.8,IF(Q$37=0,0.8,IF(Q$29<Q$37,1,Q$37/Q$29)))","v":0.8},{"$f":"IF(R$37=\"\",0.8,IF(R$37=0,0.8,IF(R$29<R$37,1,R$37/R$29)))","v":0.8},{"$f":"IF(S$37=\"\",0.8,IF(S$37=0,0.8,IF(S$29<S$37,1,S$37/S$29)))","v":0.8},{"$f":"IF(T$37=\"\",0.8,IF(T$37=0,0.8,IF(T$29<T$37,1,T$37/T$29)))","v":0.8},0.8,0.8,0.8,0.8,0.8,0.8]
[]
[]
[null,null,null,"設備導入後",null,null,null,null,null,null,null,null,null,null,null,null,"後1","後2","後3","後4","後5","後6","後7","後8","後9","後10"]
[null,null,null,null,"定格冷房能力",null,"GHPの仕様を入力",null,null,null,null,null,null,null,null,"Φco",null,null,null,null,null,null,null,null,null,null,"kW"]
[null,null,null,null,"定格冷房ガス消費量",null,"GHPの仕様を入力",null,null,null,null,null,null,null,null,"Pco",null,null,null,null,null,null,null,null,null,null,"kW"]
[null,null,null,null,"冷房消費電力",null,"GHPの仕様を入力",null,null,null,null,null,null,null,null,"Ac",null,null,null,null,null,null,null,null,null,null,"kW"]
[null,null,null,null,"定格冷房COP",null,"自動計算","(ep=",2.4,")",null,null,null,null,null,"σco",{"$f":"IFERROR(Q$43/(Q$44+Q$45*$I$46),\"\")","v":""},"","","","","","","","","","σco＝Φco／(Pco+Ac×ep)"]
[null,null,null,null,"定格暖房能力",null,"GHPの仕様を入力",null,null,null,null,null,null,null,null,"Φwo",null,null,null,null,null,null,null,null,null,null,"kW"]
[null,null,null,null,"定格暖房ガス消費量",null,"GHPの仕様を入力",null,null,null,null,null,null,null,null,"Pwo",null,null,null,null,null,null,null,null,null,null,"kW"]
[null,null,null,null,"暖房消費電力",null,"GHPの仕様を入力",null,null,null,null,null,null,null,null,"Aw",null,null,null,null,null,null,null,null,null,null,"kW"]
[null,null,null,null,"定格暖房COP",null,"自動計算",null,null,null,null,null,null,null,null,"σwo",{"$f":"IFERROR(Q$47/(Q$48+Q$49*$I$46),\"\")","v":""},{"$f":"IFERROR(R$47/(R$48+R$49*$I$46),\"\")","v":""},"","","",{"$f":"IFERROR(V$47/(V$48+V$49*$I$46),\"\")","v":""},{"$f":"IFERROR(W$47/(W$48+W$49*$I$46),\"\")","v":""},{"$f":"IFERROR(X$47/(X$48+X$49*$I$46),\"\")","v":""},{"$f":"IFERROR(Y$47/(Y$48+Y$49*$I$46),\"\")","v":""},{"$f":"IFERROR(Z$47/(Z$48+Z$49*$I$46),\"\")","v":""},"σwo＝Φwo／(Pwo+Aw×ep)"]
[null,null,null,null,"最大冷房負荷",null,"設計時の値を入力（不明の際は空白のまま）",null,null,null,null,null,null,null,null,"Qc",null,null,null,null,null,null,null,null,null,null,"kW"]
[null,null,null,null,"台数",null,"同じ容量の空調機の台数を入力",null,null,null,null,null,null,null,null,null,null,null,null,null,null,null,null,null,null,null,"台"]
[null,null,null,null,null,null,null,null,null,null,null,null,null,null,null,null,{"$f":"IF(Q$51=\"\",0.8,IF(Q$51=0,0.8,IF(Q$43<Q$51,1,Q$51/Q$43)))","v":0.8},{"$f":"IF(R$51=\"\",0.8,IF(R$51=0,0.8,IF(R$43<R$51,1,R$51/R$43)))","v":0.8},{"$f":"IF(S$51=\"\",0.8,IF(S$51=0,0.8,IF(S$43<S$51,1,S$51/S$43)))","v":0.8},{"$f":"IF(T$51=\"\",0.8,IF(T$51=0,0.8,IF(T$43<T$51,1,T$51/T$43)))","v":0.8},0.8,0.8,0.8,0.8,0.8,0.8]
[null,null,"設備導入前ガス使用量［MJ]"]
[null,null,null,"冷房(Gc)",null,"暖房(Gw)",null,"合計(G)"]
[null,null,null,{"$f":"IFERROR(D72*F58+G72*I58+J72*L58+M72*O58+P72*R58+S72*U58+V72*X58+Y72*AA58+AB72*AD58+AE72*AG58,\"\")","v":0},null,{"$f":"IFERROR(E72*F58+H72*I58+K72*L58+N72*O58+Q72*R58+T72*U58+W72*X58+Z72*AA58+AC72*AD58+AF72*AG58,\"\")","v":0},null,{"$f":"IFERROR(SUM(D56:G56),\"\")","v":0}]
[]
[null,null,null,"前1",null,{"$f":"IF($Q$38=\"\",1,$Q$38)","v":1},"前2",null,{"$f":"IF($R$38=\"\",1,$R$38)","v":1},"前3",null,{"$f":"IF($S$38=\"\",1,$S$38)","v":1},"前4",null,{"$f":"IF($T$38=\"\",1,$T$38)","v":1},"前5",null,{"$f":"IF($U$38=\"\",1,$U$38)","v":1},"前6",null,{"$f":"IF($V$38=\"\",1,$V$38)","v":1},"前7",null,{"$f":"IF($W$38=\"\",1,$W$38)","v":1},"前8",null,{"$f":"IF($X$38=\"\",1,$X$38)","v":1},"前9",null,{"$f":"IF($Y$38=\"\",1,$Y$38)","v":1},"前10",null,{"$f":"IF($Z$38=\"\",1,$Z$38)","v":1}]
[null,null,"月    期間","冷房","暖房","月合計","冷房","暖房","月合計","冷房","暖房","月合計","冷房","暖房","月合計","冷房","暖房","月合計","冷房","暖房","月合計","冷房","暖房","月合計","冷房","暖房","月合計","冷房","暖房","月合計","冷房","暖房","月合計","期間    月"]
[null,null,4,{"$f":"IF($C$7=\"---\",\"\",IFERROR(3.6*(D100-D80*$I$32),\"\"))","v":""},{"$f":"IF($C$7=\"---\",\"\",IFERROR(3.6*(E100-E80*$I$32),\"\"))","v":""},{"$f":"IFERROR(D$60+E$60,\"\")","v":""},{"$f":"IF($C$7=\"---\",\"\",IFERROR(3.6*(G100-G80*$I$32),\"\"))","v":""},{"$f":"IF($C$7=\"---\",\"\",IFERROR(3.6*(H100-H80*$I$32),\"\"))","v":""},{"$f":"IFERROR(G$60+H$60,\"\")","v":""},{"$f":"IF($C$7=\"---\",\"\",IFERROR(3.6*(J100-J80*$I$32),\"\"))","v":""},{"$f":"IF($C$7=\"---\",\"\",IFERROR(3.6*(K100-K80*$I$32),\"\"))","v":""},{"$f":"IFERROR(J$60+K$60,\"\")","v":""},{"$f":"IF($C$7=\"---\",\"\",IFERROR(3.6*(M100-M80*$I$32),\"\"))","v":""},{"$f":"IF($C$7=\"---\",\"\",IFERROR(3.6*(N100-N80*$I$32),\"\"))","v":""},{"$f":"IFERROR(M$60+N$60,\"\")","v":""},{"$f":"IF($C$7=\"---\",\"\",IFERROR(3.6*(P100-P80*$I$32),\"\"))","v":""},{"$f":"IF($C$7=\"---\",\"\",IFERROR(3.6*(Q100-Q80*$I$32),\"\"))","v":""},{"$f":"IFERROR(P$60+Q$60,\"\")","v":""},{"$f":"IF($C$7=\"---\",\"\",IFERROR(3.6*(S100-S80*$I$32),\"\"))","v":""},{"$f":"IF($C$7=\"---\",\"\",IFERROR(3.6*(T100-T80*$I$32),\"\"))","v":""},{"$f":"IFERROR(S$60+T$60,\"\")","v":""},{"$f":"IF($C$7=\"---\",\"\",IFERROR(3.6*(V100-V80*$I$32),\"\"))","v":""},{"$f":"IF($C$7=\"---\",\"\",IFERROR(3.6*(W100-W80*$I$32),\"\"))","v":""},{"$f":"IFERROR(V$60+W$60,\"\")","v":""},{"$f":"IF($C$7=\"---\",\"\",IFERROR(3.6*(Y100-Y80*$I$32),\"\"))","v":""},{"$f":"IF($C$7=\"---\",\"\",IFERROR(3.6*(Z100-Z80*$I$32),\"\"))","v":""},{"$f":"IFERROR(Y$60+Z$60,\"\")","v":""},{"$f":"IF($C$7=\"---\",\"\",IFERROR(3.6*(AB100-AB80*$I$32),\"\"))","v":""},{"$f":"IF($C$7=\"---\",\"\",IFERROR(3.6*(AC100-AC80*$I$32),\"\"))","v":""},{"$f":"IFERROR(AB$60+AC$60,\"\")","v":""},{"$f":"IF($C$7=\"---\",\"\",IFERROR(3.6*(AE100-AE80*$I$32),\"\"))","v":""},{"$f":"IF($C$7=\"---\",\"\",IFERROR(3.6*(AF100-AF80*$I$32),\"\"))","v":""},{"$f":"IFERROR(AE$60+AF$60,\"\")","v":""},4]
[null,null,5,{"$f":"IF($C$7=\"---\",\"\",IFERROR(3.6*(D101-D81*$I$32),\"\"))","v":""},"",{"$f":"IFERROR(D$61+E$61,\"\")","v":""},{"$f":"IF($C$7=\"---\",\"\",IFERROR(3.6*(G101-G81*$I$32),\"\"))","v":""},"",{"$f":"IFERROR(G$61+H$61,\"\")","v":""},{"$f":"IF($C$7=\"---\",\"\",IFERROR(3.6*(J101-J81*$I$32),\"\"))","v":""},"",{"$f":"IFERROR(J$61+K$61,\"\")","v":""},{"$f":"IF($C$7=\"---\",\"\",IFERROR(3.6*(M101-M81*$I$32),\"\"))","v":""},"",{"$f":"IFERROR(M$61+N$61,\"\")","v":""},{"$f":"IF($C$7=\"---\",\"\",IFERROR(3.6*(P101-P81*$I$32),\"\"))","v":""},"",{"$f":"IFERROR(P$61+Q$61,\"\")","v":""},{"$f":"IF($C$7=\"---\",\"\",IFERROR(3.6*(S101-S81*$I$32),\"\"))","v":""},"",{"$f":"IFERROR(S$61+T$61,\"\")","v":""},{"$f":"IF($C$7=\"---\",\"\",IFERROR(3.6*(V101-V81*$I$32),\"\"))","v":""},"",{"$f":"IFERROR(V$61+W$61,\"\")","v":""},{"$f":"IF($C$7=\"---\",\"\",IFERROR(3.6*(Y101-Y81*$I$32),\"\"))","v":""},"",{"$f":"IFERROR(Y$61+Z$61,\"\")","v":""},{"$f":"IF($C$7=\"---\",\"\",IFERROR(3.6*(AB101-AB81*$I$32),\"\"))","v":""},"",{"$f":"IFERROR(AB$61+AC$61,\"\")","v":""},{"$f":"IF($C$7=\"---\",\"\",IFERROR(3.6*(AE101-AE81*$I$32),\"\"))","v":""},"",{"$f":"IFERROR(AE$61+AF$61,\"\")","v":""},5]
[null,null,6,{"$f":"IF($C$7=\"---\",\"\",IFERROR(3.6*(D102-D82*$I$32),\"\"))","v":""},"",{"$f":"IFERROR(D$62+E$62,\"\")","v":""},{"$f":"IF($C$7=\"---\",\"\",IFERROR(3.6*(G102-G82*$I$32),\"\"))","v":""},"",{"$f":"IFERROR(G$62+H$62,\"\")","v":""},{"$f":"IF($C$7=\"---\",\"\",IFERROR(3.6*(J102-J82*$I$32),\"\"))","v":""},"",{"$f":"IFERROR(J$62+K$62,\"\")","v":""},{"$f":"IF($C$7=\"---\",\"\",IFERROR(3.6*(M102-M82*$I$32),\"\"))","v":""},"",{"$f":"IFERROR(M$62+N$62,\"\")","v":""},{"$f":"IF($C$7=\"---\",\"\",IFERROR(3.6*(P102-P82*$I$32),\"\"))","v":""},"",{"$f":"IFERROR(P$62+Q$62,\"\")","v":""},{"$f":"IF($C$7=\"---\",\"\",IFERROR(3.6*(S102-S82*$I$32),\"\"))","v":""},{"$f":"IF($C$7=\"---\",\"\",IFERROR(3.6*(T102-T82*$I$32),\"\"))","v":""},{"$f":"IFERROR(S$62+T$62,\"\")","v":""},{"$f":"IF($C$7=\"---\",\"\",IFERROR(3.6*(V102-V82*$I$32),\"\"))","v":""},"",{"$f":"IFERROR(V$62+W$62,\"\")","v":""},{"$f":"IF($C$7=\"---\",\"\",IFERROR(3.6*(Y102-Y82*$I$32),\"\"))","v":""},"",{"$f":"IFERROR(Y$62+Z$62,\"\")","v":""},{"$f":"IF($C$7=\"---\",\"\",IFERROR(3.6*(AB102-AB82*$I$32),\"\"))","v":""},{"$f":"IF($C$7=\"---\",\"\",IFERROR(3.6*(AC102-AC82*$I$32),\"\"))","v":""},{"$f":"IFERROR(AB$62+AC$62,\"\")","v":""},{"$f":"IF($C$7=\"---\",\"\",IFERROR(3.6*(AE102-AE82*$I$32),\"\"))","v":""},"",{"$f":"IFERROR(AE$62+AF$62,\"\")","v":""},6]
[null,null,7,{"$f":"IF($C$7=\"---\",\"\",IFERROR(3.6*(D103-D83*$I$32),\"\"))","v":""},"",{"$f":"IFERROR(D$63+E$63,\"\")","v":""},{"$f":"IF($C$7=\"---\",\"\",IFERROR(3.6*(G103-G83*$I$32),\"\"))","v":""},"",{"$f":"IFERROR(G$63+H$63,\"\")","v":""},{"$f":"IF($C$7=\"---\",\"\",IFERROR(3.6*(J103-J83*$I$32),\"\"))","v":""},"",{"$f":"IFERROR(J$63+K$63,\"\")","v":""},{"$f":"IF($C$7=\"---\",\"\",IFERROR(3.6*(M103-M83*$I$32),\"\"))","v":""},"",{"$f":"IFERROR(M$63+N$63,\"\")","v":""},{"$f":"IF($C$7=\"---\",\"\",IFERROR(3.6*(P103-P83*$I$32),\"\"))","v":""},"",{"$f":"IFERROR(P$63+Q$63,\"\")","v":""},{"$f":"IF($C$7=\"---\",\"\",IFERROR(3.6*(S103-S83*$I$32),\"\"))","v":""},"",{"$f":"IFERROR(S$63+T$63,\"\")","v":""},{"$f":"IF($C$7=\"---\",\"\",IFERROR(3.6*(V103-V83*$I$32),\"\"))","v":""},"",{"$f":"IFERROR(V$63+W$63,\"\")","v":""},{"$f":"IF($C$7=\"---\",\"\",IFERROR(3.6*(Y103-Y83*$I$32),\"\"))","v":""},"",{"$f":"IFERROR(Y$63+Z$63,\"\")","v":""},{"$f":"IF($C$7=\"---\",\"\",IFERROR(3.6*(AB103-AB83*$I$32),\"\"))","v":""},"",{"$f":"IFERROR(AB$63+AC$63,\"\")","v":""},{"$f":"IF($C$7=\"---\",\"\",IFERROR(3.6*(AE103-AE83*$I$32),\"\"))","v":""},"",{"$f":"IFERROR(AE$63+AF$63,\"\")","v":""},7]
[null,null,8,{"$f":"IF($C$7=\"---\",\"\",IFERROR(3.6*(D104-D84*$I$32),\"\"))","v":""},"",{"$f":"IFERROR(D$64+E$64,\"\")","v":""},{"$f":"IF($C$7=\"---\",\"\",IFERROR(3.6*(G104-G84*$I$32),\"\"))","v":""},"",{"$f":"IFERROR(G$64+H$64,\"\")","v":""},{"$f":"IF($C$7=\"---\",\"\",IFERROR(3.6*(J104-J84*$I$32),\"\"))","v":""},"",{"$f":"IFERROR(J$64+K$64,\"\")","v":""},{"$f":"IF($C$7=\"---\",\"\",IFERROR(3.6*(M104-M84*$I$32),\"\"))","v":""},{"$f":"IF($C$7=\"---\",\"\",IFERROR(3.6*(N104-N84*$I$32),\"\"))","v":""},{"$f":"IFERROR(M$64+N$64,\"\")","v":""},{"$f":"IF($C$7=\"---\",\"\",IFERROR(3.6*(P104-P84*$I$32),\"\"))","v":""},"",{"$f":"IFERROR(P$64+Q$64,\"\")","v":""},{"$f":"IF($C$7=\"---\",\"\",IFERROR(3.6*(S104-S84*$I$32),\"\"))","v":""},"",{"$f":"IFERROR(S$64+T$64,\"\")","v":""},{"$f":"IF($C$7=\"---\",\"\",IFERROR(3.6*(V104-V84*$I$32),\"\"))","v":""},"",{"$f":"IFERROR(V$64+W$64,\"\")","v":""},{"$f":"IF($C$7=\"---\",\"\",IFERROR(3.6*(Y104-Y84*$I$32),\"\"))","v":""},"",{"$f":"IFERROR(Y$64+Z$64,\"\")","v":""},{"$f":"IF($C$7=\"---\",\"\",IFERROR(3.6*(AB104-AB84*$I$32),\"\"))","v":""},"",{"$f":"IFERROR(AB$64+AC$64,\"\")","v":""},{"$f":"IF($C$7=\"---\",\"\",IFERROR(3.6*(AE104-AE84*$I$32),\"\"))","v":""},"",{"$f":"IFERROR(AE$64+AF$64,\"\")","v":""},8]
[null,null,9,{"$f":"IF($C$7=\"---\",\"\",IFERROR(3.6*(D105-D85*$I$32),\"\"))","v":""},"",{"$f":"IFERROR(D$65+E$65,\"\")","v":""},{"$f":"IF($C$7=\"---\",\"\",IFERROR(3.6*(G105-G85*$I$32),\"\"))","v":""},"",{"$f":"IFERROR(G$65+H$65,\"\")","v":""},{"$f":"IF($C$7=\"---\",\"\",IFERROR(3.6*(J105-J85*$I$32),\"\"))","v":""},"",{"$f":"IFERROR(J$65+K$65,\"\")","v":""},{"$f":"IF($C$7=\"---\",\"\",IFERROR(3.6*(M105-M85*$I$32),\"\"))","v":""},"",{"$f":"IFERROR(M$65+N$65,\"\")","v":""},{"$f":"IF($C$7=\"---\",\"\",IFERROR(3.6*(P105-P85*$I$32),\"\"))","v":""},"",{"$f":"IFERROR(P$65+Q$65,\"\")","v":""},{"$f":"IF($C$7=\"---\",\"\",IFERROR(3.6*(S105-S85*$I$32),\"\"))","v":""},"",{"$f":"IFERROR(S$65+T$65,\"\")","v":""},{"$f":"IF($C$7=\"---\",\"\",IFERROR(3.6*(V105-V85*$I$32),\"\"))","v":""},"",{"$f":"IFERROR(V$65+W$65,\"\")","v":""},{"$f":"IF($C$7=\"---\",\"\",IFERROR(3.6*(Y105-Y85*$I$32),\"\"))","v":""},"",{"$f":"IFERROR(Y$65+Z$65,\"\")","v":""},{"$f":"IF($C$7=\"---\",\"\",IFERROR(3.6*(AB105-AB85*$I$32),\"\"))","v":""},"",{"$f":"IFERROR(AB$65+AC$65,\"\")","v":""},{"$f":"IF($C$7=\"---\",\"\",IFERROR(3.6*(AE105-AE85*$I$32),\"\"))","v":""},"",{"$f":"IFERROR(AE$65+AF$65,\"\")","v":""},9]
[null,null,10,{"$f":"IF($C$7=\"---\",\"\",IFERROR(3.6*(D106-D86*$I$32),\"\"))","v":""},"",{"$f":"IFERROR(D$66+E$66,\"\")","v":""},{"$f":"IF($C$7=\"---\",\"\",IFERROR(3.6*(G106-G86*$I$32),\"\"))","v":""},"",{"$f":"IFERROR(G$66+H$66,\"\")","v":""},{"$f":"IF($C$7=\"---\",\"\",IFERROR(3.6*(J106-J86*$I$32),\"\"))","v":""},"",{"$f":"IFERROR(J$66+K$66,\"\")","v":""},{"$f":"IF($C$7=\"---\",\"\",IFERROR(3.6*(M106-M86*$I$32),\"\"))","v":""},"",{"$f":"IFERROR(M$66+N$66,\"\")","v":""},{"$f":"IF($C$7=\"---\",\"\",IFERROR(3.6*(P106-P86*$I$32),\"\"))","v":""},"",{"$f":"IFERROR(P$66+Q$66,\"\")","v":""},{"$f":"IF($C$7=\"---\",\"\",IFERROR(3.6*(S106-S86*$I$32),\"\"))","v":""},"",{"$f":"IFERROR(S$66+T$66,\"\")","v":""},{"$f":"IF($C$7=\"---\",\"\",IFERROR(3.6*(V106-V86*$I$32),\"\"))","v":""},"",{"$f":"IFERROR(V$66+W$66,\"\")","v":""},{"$f":"IF($C$7=\"---\",\"\",IFERROR(3.6*(Y106-Y86*$I$32),\"\"))","v":""},"",{"$f":"IFERROR(Y$66+Z$66,\"\")","v":""},{"$f":"IF($C$7=\"---\",\"\",IFERROR(3.6*(AB106-AB86*$I$32),\"\"))","v":""},"",{"$f":"IFERROR(AB$66+AC$66,\"\")","v":""},{"$f":"IF($C$7=\"---\",\"\",IFERROR(3.6*(AE106-AE86*$I$32),\"\"))","v":""},"",{"$f":"IFERROR(AE$66+AF$66,\"\")","v":""},10]
[null,null,11,{"$f":"IF($C$7=\"---\",\"\",IFERROR(3.6*(D107-D87*$I$32),\"\"))","v":""},"",{"$f":"IFERROR(D$67+E$67,\"\")","v":""},{"$f":"IF($C$7=\"---\",\"\",IFERROR(3.6*(G107-G87*$I$32),\"\"))","v":""},"",{"$f":"IFERROR(G$67+H$67,\"\")","v":""},{"$f":"IF($C$7=\"---\",\"\",IFERROR(3.6*(J107-J87*$I$32),\"\"))","v":""},"",{"$f":"IFERROR(J$67+K$67,\"\")","v":""},{"$f":"IF($C$7=\"---\",\"\",IFERROR(3.6*(M107-M87*$I$32),\"\"))","v":""},"",{"$f":"IFERROR(M$67+N$67,\"\")","v":""},{"$f":"IF($C$7=\"---\",\"\",IFERROR(3.6*(P107-P87*$I$32),\"\"))","v":""},"",{"$f":"IFERROR(P$67+Q$67,\"\")","v":""},{"$f":"IF($C$7=\"---\",\"\",IFERROR(3.6*(S107-S87*$I$32),\"\"))","v":""},"",{"$f":"IFERROR(S$67+T$67,\"\")","v":""},{"$f":"IF($C$7=\"---\",\"\",IFERROR(3.6*(V107-V87*$I$32),\"\"))","v":""},"",{"$f":"IFERROR(V$67+W$67,\"\")","v":""},{"$f":"IF($C$7=\"---\",\"\",IFERROR(3.6*(Y107-Y87*$I$32),\"\"))","v":""},"",{"$f":"IFERROR(Y$67+Z$67,\"\")","v":""},{"$f":"IF($C$7=\"---\",\"\",IFERROR(3.6*(AB107-AB87*$I$32),\"\"))","v":""},"",{"$f":"IFERROR(AB$67+AC$67,\"\")","v":""},{"$f":"IF($C$7=\"---\",\"\",IFERROR(3.6*(AE107-AE87*$I$32),\"\"))","v":""},"",{"$f":"IFERROR(AE$67+AF$67,\"\")","v":""},11]
[null,null,12,{"$f":"IF($C$7=\"---\",\"\",IFERROR(3.6*(D108-D88*$I$32),\"\"))","v":""},"",{"$f":"IFERROR(D$68+E$68,\"\")","v":""},{"$f":"IF($C$7=\"---\",\"\",IFERROR(3.6*(G108-G88*$I$32),\"\"))","v":""},"",{"$f":"IFERROR(G$68+H$68,\"\")","v":""},{"$f":"IF($C$7=\"---\",\"\",IFERROR(3.6*(J108-J88*$I$32),\"\"))","v":""},"",{"$f":"IFERROR(J$68+K$68,\"\")","v":""},{"$f":"IF($C$7=\"---\",\"\",IFERROR(3.6*(M108-M88*$I$32),\"\"))","v":""},"",{"$f":"IFERROR(M$68+N$68,\"\")","v":""},{"$f":"IF($C$7=\"---\",\"\",IFERROR(3.6*(P108-P88*$I$32),\"\"))","v":""},"",{"$f":"IFERROR(P$68+Q$68,\"\")","v":""},{"$f":"IF($C$7=\"---\",\"\",IFERROR(3.6*(S108-S88*$I$32),\"\"))","v":""},"",{"$f":"IFERROR(S$68+T$68,\"\")","v":""},{"$f":"IF($C$7=\"---\",\"\",IFERROR(3.6*(V108-V88*$I$32),\"\"))","v":""},"",{"$f":"IFERROR(V$68+W$68,\"\")","v":""},{"$f":"IF($C$7=\"---\",\"\",IFERROR(3.6*(Y108-Y88*$I$32),\"\"))","v":""},"",{"$f":"IFERROR(Y$68+Z$68,\"\")","v":""},{"$f":"IF($C$7=\"---\",\"\",IFERROR(3.6*(AB108-AB88*$I$32),\"\"))","v":""},"",{"$f":"IFERROR(AB$68+AC$68,\"\")","v":""},{"$f":"IF($C$7=\"---\",\"\",IFERROR(3.6*(AE108-AE88*$I$32),\"\"))","v":""},"",{"$f":"IFERROR(AE$68+AF$68,\"\")","v":""},12]
[null,null,1,{"$f":"IF($C$7=\"---\",\"\",IFERROR(3.6*(D109-D89*$I$32),\"\"))","v":""},"",{"$f":"IFERROR(D$69+E$69,\"\")","v":""},{"$f":"IF($C$7=\"---\",\"\",IFERROR(3.6*(G109-G89*$I$32),\"\"))","v":""},"",{"$f":"IFERROR(G$69+H$69,\"\")","v":""},{"$f":"IF($C$7=\"---\",\"\",IFERROR(3.6*(J109-J89*$I$32),\"\"))","v":""},"",{"$f":"IFERROR(J$69+K$69,\"\")","v":""},{"$f":"IF($C$7=\"---\",\"\",IFERROR(3.6*(M109-M89*$I$32),\"\"))","v":""},"",{"$f":"IFERROR(M$69+N$69,\"\")","v":""},{"$f":"IF($C$7=\"---\",\"\",IFERROR(3.6*(P109-P89*$I$32),\"\"))","v":""},"",{"$f":"IFERROR(P$69+Q$69,\"\")","v":""},{"$f":"IF($C$7=\"---\",\"\",IFERROR(3.6*(S109-S89*$I$32),\"\"))","v":""},"",{"$f":"IFERROR(S$69+T$69,\"\")","v":""},{"$f":"IF($C$7=\"---\",\"\",IFERROR(3.6*(V109-V89*$I$32),\"\"))","v":""},"",{"$f":"IFERROR(V$69+W$69,\"\")","v":""},{"$f":"IF($C$7=\"---\",\"\",IFERROR(3.6*(Y109-Y89*$I$32),\"\"))","v":""},"",{"$f":"IFERROR(Y$69+Z$69,\"\")","v":""},{"$f":"IF($C$7=\"---\",\"\",IFERROR(3.6*(AB109-AB89*$I$32),\"\"))","v":""},"",{"$f":"IFERROR(AB$69+AC$69,\"\")","v":""},{"$f":"IF($C$7=\"---\",\"\",IFERROR(3.6*(AE109-AE89*$I$32),\"\"))","v":""},"",{"$f":"IFERROR(AE$69+AF$69,\"\")","v":""},1]
[null,null,2,{"$f":"IF($C$7=\"---\",\"\",IFERROR(3.6*(D110-D90*$I$32),\"\"))","v":""},"",{"$f":"IFERROR(D$70+E$70,\"\")","v":""},{"$f":"IF($C$7=\"---\",\"\",IFERROR(3.6*(G110-G90*$I$32),\"\"))","v":""},"",{"$f":"IFERROR(G$70+H$70,\"\")","v":""},{"$f":"IF($C$7=\"---\",\"\",IFERROR(3.6*(J110-J90*$I$32),\"\"))","v":""},"",{"$f":"IFERROR(J$70+K$70,\"\")","v":""},{"$f":"IF($C$7=\"---\",\"\",IFERROR(3.6*(M110-M90*$I$32),\"\"))","v":""},"",{"$f":"IFERROR(M$70+N$70,\"\")","v":""},{"$f":"IF($C$7=\"---\",\"\",IFERROR(3.6*(P110-P90*$I$32),\"\"))","v":""},"",{"$f":"IFERROR(P$70+Q$70,\"\")","v":""},{"$f":"IF($C$7=\"---\",\"\",IFERROR(3.6*(S110-S90*$I$32),\"\"))","v":""},"",{"$f":"IFERROR(S$70+T$70,\"\")","v":""},{"$f":"IF($C$7=\"---\",\"\",IFERROR(3.6*(V110-V90*$I$32),\"\"))","v":""},"",{"$f":"IFERROR(V$70+W$70,\"\")","v":""},{"$f":"IF($C$7=\"---\",\"\",IFERROR(3.6*(Y110-Y90*$I$32),\"\"))","v":""},"",{"$f":"IFERROR(Y$70+Z$70,\"\")","v":""},{"$f":"IF($C$7=\"---\",\"\",IFERROR(3.6*(AB110-AB90*$I$32),\"\"))","v":""},"",{"$f":"IFERROR(AB$70+AC$70,\"\")","v":""},{"$f":"IF($C$7=\"---\",\"\",IFERROR(3.6*(AE110-AE90*$I$32),\"\"))","v":""},"",{"$f":"IFERROR(AE$70+AF$70,\"\")","v":""},2]
[null,null,3,{"$f":"IF($C$7=\"---\",\"\",IFERROR(3.6*(D111-D91*$I$32),\"\"))","v":""},"",{"$f":"IFERROR(D$71+E$71,\"\")","v":""},{"$f":"IF($C$7=\"---\",\"\",IFERROR(3.6*(G111-G91*$I$32),\"\"))","v":""},"",{"$f":"IFERROR(G$71+H$71,\"\")","v":""},{"$f":"IF($C$7=\"---\",\"\",IFERROR(3.6*(J111-J91*$I$32),\"\"))","v":""},"",{"$f":"IFERROR(J$71+K$71,\"\")","v":""},{"$f":"IF($C$7=\"---\",\"\",IFERROR(3.6*(M111-M91*$I$32),\"\"))","v":""},"",{"$f":"IFERROR(M$71+N$71,\"\")","v":""},{"$f":"IF($C$7=\"---\",\"\",IFERROR(3.6*(P111-P91*$I$32),\"\"))","v":""},"",{"$f":"IFERROR(P$71+Q$71,\"\")","v":""},{"$f":"IF($C$7=\"---\",\"\",IFERROR(3.6*(S111-S91*$I$32),\"\"))","v":""},"",{"$f":"IFERROR(S$71+T$71,\"\")","v":""},{"$f":"IF($C$7=\"---\",\"\",IFERROR(3.6*(V111-V91*$I$32),\"\"))","v":""},"",{"$f":"IFERROR(V$71+W$71,\"\")","v":""},{"$f":"IF($C$7=\"---\",\"\",IFERROR(3.6*(Y111-Y91*$I$32),\"\"))","v":""},"",{"$f":"IFERROR(Y$71+Z$71,\"\")","v":""},{"$f":"IF($C$7=\"---\",\"\",IFERROR(3.6*(AB111-AB91*$I$32),\"\"))","v":""},"",{"$f":"IFERROR(AB$71+AC$71,\"\")","v":""},{"$f":"IF($C$7=\"---\",\"\",IFERROR(3.6*(AE111-AE91*$I$32),\"\"))","v":""},"",{"$f":"IFERROR(AE$71+AF$71,\"\")","v":""},3]
[null,null,"合計",{"$f":"IFERROR(SUM($D$60:$D$71),\"\")","v":0},{"$f":"IFERROR(SUM($E$60:$E$71),\"\")","v":0},{"$f":"IFERROR(SUM(F$60:F$71),\"\")","v":0},{"$f":"IFERROR(SUM($G$60:$G$71),\"\")","v":0},{"$f":"IFERROR(SUM($H$60:$H$71),\"\")","v":0},{"$f":"IFERROR(SUM(I$60:I$71),\"\")","v":0},{"$f":"IFERROR(SUM($J$60:$J$71),\"\")","v":0},{"$f":"IFERROR(SUM($K$60:$K$71),\"\")","v":0},{"$f":"IFERROR(SUM(L$60:L$71),\"\")","v":0},{"$f":"IFERROR(SUM($M$60:$M$71),\"\")","v":0},{"$f":"IFERROR(SUM($N$60:$N$71),\"\")","v":0},{"$f":"IFERROR(SUM(O$60:O$71),\"\")","v":0},{"$f":"IFERROR(SUM($P$60:$P$71),\"\")","v":0},{"$f":"IFERROR(SUM($Q$60:$Q$71),\"\")","v":0},{"$f":"IFERROR(SUM(R$60:R$71),\"\")","v":0},{"$f":"IFERROR(SUM($S$60:$S$71),\"\")","v":0},{"$f":"IFERROR(SUM($T$60:$T$71),\"\")","v":0},{"$f":"IFERROR(SUM(U$60:U$71),\"\")","v":0},{"$f":"IFERROR(SUM($V$60:$V$71),\"\")","v":0},{"$f":"IFERROR(SUM($W$60:$W$71),\"\")","v":0},{"$f":"IFERROR(SUM(X$60:X$71),\"\")","v":0},{"$f":"IFERROR(SUM($Y$60:$Y$71),\"\")","v":0},{"$f":"IFERROR(SUM($Z$60:$Z$71),\"\")","v":0},{"$f":"IFERROR(SUM(AA$60:AA$71),\"\")","v":0},{"$f":"IFERROR(SUM($AB$60:$AB$71),\"\")","v":0},{"$f":"IFERROR(SUM($AC$60:$AC$71),\"\")","v":0},{"$f":"IFERROR(SUM(AD$60:AD$71),\"\")","v":0},{"$f":"IFERROR(SUM($AE$60:$AE$71),\"\")","v":0},{"$f":"IFERROR(SUM($AF$60:$AF$71),\"\")","v":0},{"$f":"IFERROR(SUM(AG$60:AG$71),\"\")","v":0},"合計"]
[]
[null,null,"設備導入前電力使用量[kWh]"]
[null,null,null,"冷房(Auxc)",null,"暖房(Auxw)",null,"合計(Aux)"]
[null,null,null,{"$f":"IFERROR(D92*F78+G92*I78+J92*L78+M92*O78+P92*R78+S92*U78+V92*X78+Y92*AA78+AB92*AD78+AE92*AG78,\"\")","v":0},null,{"$f":"IFERROR(E92*F78+H92*I78+K92*L78+N92*O78+Q92*R78+T92*U78+W92*X78+Z92*AA78+AC92*AD78+AF92*AG78,\"\")","v":0},null,{"$f":"IFERROR(SUM(D76:G76),\"\")","v":0}]
[]
[null,null,null,"前1",null,{"$f":"IF($Q$38=\"\",1,$Q$38)","v":1},"前2",null,{"$f":"IF($R$38=\"\",1,$R$38)","v":1},"前3",null,{"$f":"IF($S$38=\"\",1,$S$38)","v":1},"前4",null,{"$f":"IF($T$38=\"\",1,$T$38)","v":1},"前5",null,{"$f":"IF($U$38=\"\",1,$U$38)","v":1},"前6",null,{"$f":"IF($V$38=\"\",1,$V$38)","v":1},"前7",null,{"$f":"IF($W$38=\"\",1,$W$38)","v":1},"前8",null,{"$f":"IF($X$38=\"\",1,$X$38)","v":1},"前9",null,{"$f":"IF($Y$38=\"\",1,$Y$38)","v":1},"前10",null,{"$f":"IF($Z$38=\"\",1,$Z$38)","v":1}]
[null,null,"月    期間","冷房","暖房","月合計","冷房","暖房","月合計","冷房","暖房","月合計","冷房","暖房","月合計","冷房","暖房","月合計","冷房","暖房","月合計","冷房","暖房","月合計","冷房","暖房","月合計","冷房","暖房","月合計","冷房","暖房","月合計","期間    月"]
[null,null,4,{"$f":"IF($C$7=\"---\",\"\",IFERROR(D100*($Q$31*$I$32)/($Q$30+$Q$31*$I$32)/$I$32,\"\"))","v":""},{"$f":"IF($C$7=\"---\",\"\",IFERROR(E100*($Q$35*$I$32)/($Q$34+$Q$35*$I$32)/$I$32,\"\"))","v":""},{"$f":"IFERROR(D$80+E$80,\"\")","v":""},{"$f":"IF($C$7=\"---\",\"\",IFERROR(G100*($R$31*$I$32)/($R$30+$R$31*$I$32)/$I$32,\"\"))","v":""},{"$f":"IF($C$7=\"---\",\"\",IFERROR(H100*($R$35*$I$32)/($R$34+$R$35*$I$32)/$I$32,\"\"))","v":""},{"$f":"IFERROR(G$80+H$80,\"\")","v":""},{"$f":"IF($C$7=\"---\",\"\",IFERROR(J100*($S$31*$I$32)/($S$30+$S$31*$I$32)/$I$32,\"\"))","v":""},{"$f":"IF($C$7=\"---\",\"\",IFERROR(K100*($S$35*$I$32)/($S$34+$S$35*$I$32)/$I$32,\"\"))","v":""},{"$f":"IFERROR(J$80+K$80,\"\")","v":""},{"$f":"IF($C$7=\"---\",\"\",IFERROR(M100*($T$31*$I$32)/($T$30+$T$31*$I$32)/$I$32,\"\"))","v":""},{"$f":"IF($C$7=\"---\",\"\",IFERROR(N100*($T$35*$I$32)/($T$34+$T$35*$I$32)/$I$32,\"\"))","v":""},{"$f":"IFERROR(M$80+N$80,\"\")","v":""},{"$f":"IF($C$7=\"---\",\"\",IFERROR(P100*($U$31*$I$32)/($U$30+$U$31*$I$32)/$I$32,\"\"))","v":""},{"$f":"IF($C$7=\"---\",\"\",IFERROR(Q100*($U$35*$I$32)/($U$34+$U$35*$I$32)/$I$32,\"\"))","v":""},{"$f":"IFERROR(P$80+Q$80,\"\")","v":""},{"$f":"IF($C$7=\"---\",\"\",IFERROR(S100*($V$31*$I$32)/($V$30+$V$31*$I$32)/$I$32,\"\"))","v":""},{"$f":"IF($C$7=\"---\",\"\",IFERROR(T100*($V$35*$I$32)/($V$34+$V$35*$I$32)/$I$32,\"\"))","v":""},{"$f":"IFERROR(S$80+T$80,\"\")","v":""},{"$f":"IF($C$7=\"---\",\"\",IFERROR(V100*($W$31*$I$32)/($W$30+$W$31*$I$32)/$I$32,\"\"))","v":""},{"$f":"IF($C$7=\"---\",\"\",IFERROR(W100*($W$35*$I$32)/($W$34+$W$35*$I$32)/$I$32,\"\"))","v":""},{"$f":"IFERROR(V$80+W$80,\"\")","v":""},{"$f":"IF($C$7=\"---\",\"\",IFERROR(Y100*($X$31*$I$32)/($X$30+$X$31*$I$32)/$I$32,\"\"))","v":""},{"$f":"IF($C$7=\"---\",\"\",IFERROR(Z100*($X$35*$I$32)/($X$34+$X$35*$I$32)/$I$32,\"\"))","v":""},{"$f":"IFERROR(Y$80+Z$80,\"\")","v":""},{"$f":"IF($C$7=\"---\",\"\",IFERROR(AB100*($Y$31*$I$32)/($Y$30+$Y$31*$I$32)/$I$32,\"\"))","v":""},{"$f":"IF($C$7=\"---\",\"\",IFERROR(AC100*($Y$35*$I$32)/($Y$34+$Y$35*$I$32)/$I$32,\"\"))","v":""},{"$f":"IFERROR(AB$80+AC$80,\"\")","v":""},{"$f":"IF($C$7=\"---\",\"\",IFERROR(AE100*($Z$31*$I$32)/($Z$30+$Z$31*$I$32)/$I$32,\"\"))","v":""},{"$f":"IF($C$7=\"---\",\"\",IFERROR(AF100*($Z$35*$I$32)/($Z$34+$Z$35*$I$32)/$I$32,\"\"))","v":""},{"$f":"IFERROR(AE$80+AF$80,\"\")","v":""},4]
[null,null,5,{"$f":"IF($C$7=\"---\",\"\",IFERROR(D101*($Q$31*$I$32)/($Q$30+$Q$31*$I$32)/$I$32,\"\"))","v":""},{"$f":"IF($C$7=\"---\",\"\",IFERROR(E101*($Q$35*$I$32)/($Q$34+$Q$35*$I$32)/$I$32,\"\"))","v":""},{"$f":"IFERROR(D$81+E$81,\"\")","v":""},{"$f":"IF($C$7=\"---\",\"\",IFERROR(G101*($R$31*$I$32)/($R$30+$R$31*$I$32)/$I$32,\"\"))","v":""},{"$f":"IF($C$7=\"---\",\"\",IFERROR(H101*($R$35*$I$32)/($R$34+$R$35*$I$32)/$I$32,\"\"))","v":""},{"$f":"IFERROR(G$81+H$81,\"\")","v":""},{"$f":"IF($C$7=\"---\",\"\",IFERROR(J101*($S$31*$I$32)/($S$30+$S$31*$I$32)/$I$32,\"\"))","v":""},{"$f":"IF($C$7=\"---\",\"\",IFERROR(K101*($S$35*$I$32)/($S$34+$S$35*$I$32)/$I$32,\"\"))","v":""},{"$f":"IFERROR(J$81+K$81,\"\")","v":""},{"$f":"IF($C$7=\"---\",\"\",IFERROR(M101*($T$31*$I$32)/($T$30+$T$31*$I$32)/$I$32,\"\"))","v":""},{"$f":"IF($C$7=\"---\",\"\",IFERROR(N101*($T$35*$I$32)/($T$34+$T$35*$I$32)/$I$32,\"\"))","v":""},{"$f":"IFERROR(M$81+N$81,\"\")","v":""},{"$f":"IF($C$7=\"---\",\"\",IFERROR(P101*($U$31*$I$32)/($U$30+$U$31*$I$32)/$I$32,\"\"))","v":""},{"$f":"IF($C$7=\"---\",\"\",IFERROR(Q101*($U$35*$I$32)/($U$34+$U$35*$I$32)/$I$32,\"\"))","v":""},{"$f":"IFERROR(P$81+Q$81,\"\")","v":""},{"$f":"IF($C$7=\"---\",\"\",IFERROR(S101*($V$31*$I$32)/($V$30+$V$31*$I$32)/$I$32,\"\"))","v":""},{"$f":"IF($C$7=\"---\",\"\",IFERROR(T101*($V$35*$I$32)/($V$34+$V$35*$I$32)/$I$32,\"\"))","v":""},{"$f":"IFERROR(S$81+T$81,\"\")","v":""},{"$f":"IF($C$7=\"---\",\"\",IFERROR(V101*($W$31*$I$32)/($W$30+$W$31*$I$32)/$I$32,\"\"))","v":""},{"$f":"IF($C$7=\"---\",\"\",IFERROR(W101*($W$35*$I$32)/($W$34+$W$35*$I$32)/$I$32,\"\"))","v":""},{"$f":"IFERROR(V$81+W$81,\"\")","v":""},{"$f":"IF($C$7=\"---\",\"\",IFERROR(Y101*($X$31*$I$32)/($X$30+$X$31*$I$32)/$I$32,\"\"))","v":""},{"$f":"IF($C$7=\"---\",\"\",IFERROR(Z101*($X$35*$I$32)/($X$34+$X$35*$I$32)/$I$32,\"\"))","v":""},{"$f":"IFERROR(Y$81+Z$81,\"\")","v":""},{"$f":"IF($C$7=\"---\",\"\",IFERROR(AB101*($Y$31*$I$32)/($Y$30+$Y$31*$I$32)/$I$32,\"\"))","v":""},{"$f":"IF($C$7=\"---\",\"\",IFERROR(AC101*($Y$35*$I$32)/($Y$34+$Y$35*$I$32)/$I$32,\"\"))","v":""},{"$f":"IFERROR(AB$81+AC$81,\"\")","v":""},{"$f":"IF($C$7=\"---\",\"\",IFERROR(AE101*($Z$31*$I$32)/($Z$30+$Z$31*$I$32)/$I$32,\"\"))","v":""},{"$f":"IF($C$7=\"---\",\"\",IFERROR(AF101*($Z$35*$I$32)/($Z$34+$Z$35*$I$32)/$I$32,\"\"))","v":""},{"$f":"IFERROR(AE$81+AF$81,\"\")","v":""},5]
[null,null,6,"","",{"$f":"IFERROR(D$82+E$82,\"\")","v":""},"","",{"$f":"IFERROR(G$82+H$82,\"\")","v":""},"","",{"$f":"IFERROR(J$82+K$82,\"\")","v":""},"","",{"$f":"IFERROR(M$82+N$82,\"\")","v":""},{"$f":"IF($C$7=\"---\",\"\",IFERROR(P102*($U$31*$I$32)/($U$30+$U$31*$I$32)/$I$32,\"\"))","v":""},"",{"$f":"IFERROR(P$82+Q$82,\"\")","v":""},"","",{"$f":"IFERROR(S$82+T$82,\"\")","v":""},"","",{"$f":"IFERROR(V$82+W$82,\"\")","v":""},"","",{"$f":"IFERROR(Y$82+Z$82,\"\")","v":""},"","",{"$f":"IFERROR(AB$82+AC$82,\"\")","v":""},"","",{"$f":"IFERROR(AE$82+AF$82,\"\")","v":""},6]
[null,null,7,"","",{"$f":"IFERROR(D$83+E$83,\"\")","v":""},"","",{"$f":"IFERROR(G$83+H$83,\"\")","v":""},"","",{"$f":"IFERROR(J$83+K$83,\"\")","v":""},"","",{"$f":"IFERROR(M$83+N$83,\"\")","v":""},"","",{"$f":"IFERROR(P$83+Q$83,\"\")","v":""},"","",{"$f":"IFERROR(S$83+T$83,\"\")","v":""},"","",{"$f":"IFERROR(V$83+W$83,\"\")","v":""},"","",{"$f":"IFERROR(Y$83+Z$83,\"\")","v":""},"","",{"$f":"IFERROR(AB$83+AC$83,\"\")","v":""},"","",{"$f":"IFERROR(AE$83+AF$83,\"\")","v":""},7]
[null,null,8,"","",{"$f":"IFERROR(D$84+E$84,\"\")","v":""},"","",{"$f":"IFERROR(G$84+H$84,\"\")","v":""},"","",{"$f":"IFERROR(J$84+K$84,\"\")","v":""},"","",{"$f":"IFERROR(M$84+N$84,\"\")","v":""},"","",{"$f":"IFERROR(P$84+Q$84,\"\")","v":""},"","",{"$f":"IFERROR(S$84+T$84,\"\")","v":""},"","",{"$f":"IFERROR(V$84+W$84,\"\")","v":""},"","",{"$f":"IFERROR(Y$84+Z$84,\"\")","v":""},"","",{"$f":"IFERROR(AB$84+AC$84,\"\")","v":""},"","",{"$f":"IFERROR(AE$84+AF$84,\"\")","v":""},8]
[null,null,9,"","",{"$f":"IFERROR(D$85+E$85,\"\")","v":""},"","",{"$f":"IFERROR(G$85+H$85,\"\")","v":""},"","",{"$f":"IFERROR(J$85+K$85,\"\")","v":""},"","",{"$f":"IFERROR(M$85+N$85,\"\")","v":""},"","",{"$f":"IFERROR(P$85+Q$85,\"\")","v":""},"","",{"$f":"IFERROR(S$85+T$85,\"\")","v":""},"","",{"$f":"IFERROR(V$85+W$85,\"\")","v":""},"","",{"$f":"IFERROR(Y$85+Z$85,\"\")","v":""},"","",{"$f":"IFERROR(AB$85+AC$85,\"\")","v":""},"","",{"$f":"IFERROR(AE$85+AF$85,\"\")","v":""},9]
[null,null,10,"","",{"$f":"IFERROR(D$86+E$86,\"\")","v":""},"","",{"$f":"IFERROR(G$86+H$86,\"\")","v":""},"","",{"$f":"IFERROR(J$86+K$86,\"\")","v":""},"","",{"$f":"IFERROR(M$86+N$86,\"\")","v":""},"","",{"$f":"IFERROR(P$86+Q$86,\"\")","v":""},"","",{"$f":"IFERROR(S$86+T$86,\"\")","v":""},"","",{"$f":"IFERROR(V$86+W$86,\"\")","v":""},"","",{"$f":"IFERROR(Y$86+Z$86,\"\")","v":""},"","",{"$f":"IFERROR(AB$86+AC$86,\"\")","v":""},"","",{"$f":"IFERROR(AE$86+AF$86,\"\")","v":""},10]
[null,null,11,"","",{"$f":"IFERROR(D$87+E$87,\"\")","v":""},"","",{"$f":"IFERROR(G$87+H$87,\"\")","v":""},"","",{"$f":"IFERROR(J$87+K$87,\"\")","v":""},"","",{"$f":"IFERROR(M$87+N$87,\"\")","v":""},"","",{"$f":"IFERROR(P$87+Q$87,\"\")","v":""},"","",{"$f":"IFERROR(S$87+T$87,\"\")","v":""},"","",{"$f":"IFERROR(V$87+W$87,\"\")","v":""},"","",{"$f":"IFERROR(Y$87+Z$87,\"\")","v":""},"","",{"$f":"IFERROR(AB$87+AC$87,\"\")","v":""},"","",{"$f":"IFERROR(AE$87+AF$87,\"\")","v":""},11]
[null,null,12,"","",{"$f":"IFERROR(D$88+E$88,\"\")","v":""},"","",{"$f":"IFERROR(G$88+H$88,\"\")","v":""},"","",{"$f":"IFERROR(J$88+K$88,\"\")","v":""},"","",{"$f":"IFERROR(M$88+N$88,\"\")","v":""},"","",{"$f":"IFERROR(P$88+Q$88,\"\")","v":""},"","",{"$f":"IFERROR(S$88+T$88,\"\")","v":""},"","",{"$f":"IFERROR(V$88+W$88,\"\")","v":""},"","",{"$f":"IFERROR(Y$88+Z$88,\"\")","v":""},"","",{"$f":"IFERROR(AB$88+AC$88,\"\")","v":""},"","",{"$f":"IFERROR(AE$88+AF$88,\"\")","v":""},12]
[null,null,1,"","",{"$f":"IFERROR(D$89+E$89,\"\")","v":""},"","",{"$f":"IFERROR(G$89+H$89,\"\")","v":""},"","",{"$f":"IFERROR(J$89+K$89,\"\")","v":""},"","",{"$f":"IFERROR(M$89+N$89,\"\")","v":""},"","",{"$f":"IFERROR(P$89+Q$89,\"\")","v":""},"","",{"$f":"IFERROR(S$89+T$89,\"\")","v":""},"","",{"$f":"IFERROR(V$89+W$89,\"\")","v":""},"","",{"$f":"IFERROR(Y$89+Z$89,\"\")","v":""},"","",{"$f":"IFERROR(AB$89+AC$89,\"\")","v":""},"","",{"$f":"IFERROR(AE$89+AF$89,\"\")","v":""},1]
[null,null,2,"","",{"$f":"IFERROR(D$90+E$90,\"\")","v":""},"","",{"$f":"IFERROR(G$90+H$90,\"\")","v":""},"","",{"$f":"IFERROR(J$90+K$90,\"\")","v":""},"","",{"$f":"IFERROR(M$90+N$90,\"\")","v":""},"","",{"$f":"IFERROR(P$90+Q$90,\"\")","v":""},"","",{"$f":"IFERROR(S$90+T$90,\"\")","v":""},"","",{"$f":"IFERROR(V$90+W$90,\"\")","v":""},"","",{"$f":"IFERROR(Y$90+Z$90,\"\")","v":""},"","",{"$f":"IFERROR(AB$90+AC$90,\"\")","v":""},"","",{"$f":"IFERROR(AE$90+AF$90,\"\")","v":""},2]
[null,null,3,"","",{"$f":"IFERROR(D$91+E$91,\"\")","v":""},"","",{"$f":"IFERROR(G$91+H$91,\"\")","v":""},"","",{"$f":"IFERROR(J$91+K$91,\"\")","v":""},"","",{"$f":"IFERROR(M$91+N$91,\"\")","v":""},"","",{"$f":"IFERROR(P$91+Q$91,\"\")","v":""},"","",{"$f":"IFERROR(S$91+T$91,\"\")","v":""},"","",{"$f":"IFERROR(V$91+W$91,\"\")","v":""},"","",{"$f":"IFERROR(Y$91+Z$91,\"\")","v":""},"","",{"$f":"IFERROR(AB$91+AC$91,\"\")","v":""},"","",{"$f":"IFERROR(AE$91+AF$91,\"\")","v":""},3]
[null,null,"合計",{"$f":"IFERROR(SUM(D$80:D$91),\"\")","v":0},0,0,0,0,0,0,0,0,0,0,0,0,0,0,0,0,0,0,0,0,0,0,0,0,0,0,0,0,0,"合計"]
[]
[null,null,"設備導入前エネルギー使用量［kWh]"]
[null,null,null,"冷房(Ec)",null,"暖房(Ew)",null,"合計(E)"]
[null,null,null,{"$f":"IFERROR(D112*F98+G112*I98+J112*L98+M112*O98+P112*R98+S112*U98+V112*X98+Y112*AA98+AB112*AD98+AE112*AG98,\"\")","v":0},null,{"$f":"IFERROR(E112*F98+H112*I98+K112*L98+N112*O98+Q112*R98+T112*U98+W112*X98+Z112*AA98+AC112*AD98+AF112*AG98,\"\")","v":0},null,{"$f":"IFERROR(SUM(D96:G96),\"\")","v":0}]
[]
[null,null,null,"前1",null,{"$f":"IF($Q$38=\"\",1,$Q$38)","v":1},"前2",null,{"$f":"IF($R$38=\"\",1,$R$38)","v":1},"前3",null,{"$f":"IF($S$38=\"\",1,$S$38)","v":1},"前4",null,{"$f":"IF($T$38=\"\",1,$T$38)","v":1},"前5",null,{"$f":"IF($U$38=\"\",1,$U$38)","v":1},"前6",null,{"$f":"IF($V$38=\"\",1,$V$38)","v":1},"前7",null,{"$f":"IF($W$38=\"\",1,$W$38)","v":1},"前8",null,{"$f":"IF($X$38=\"\",1,$X$38)","v":1},"前9",null,{"$f":"IF($Y$38=\"\",1,$Y$38)","v":1},"前10",null,{"$f":"IF($Z$38=\"\",1,$Z$38)","v":1}]
[null,null,"月    期間","冷房","暖房","月合計","冷房","暖房","月合計","冷房","暖房","月合計","冷房","暖房","月合計","冷房","暖房","月合計","冷房","暖房","月合計","冷房","暖房","月合計","冷房","暖房","月合計","冷房","暖房","月合計","冷房","暖房","月合計","期間    月"]
[null,null,4,{"$f":"IF($C$7=\"---\",\"\",IFERROR($Q$29/$Q$32*$AU225*$Q$39,\"\"))","v":""},{"$f":"IF($C$7=\"---\",\"\",IFERROR($Q$29*$C$7/$Q$36*$AU365*$Q$39,\"\"))","v":""},{"$f":"IFERROR(D$100+E$100,\"\")","v":""},{"$f":"IF($C$7=\"---\",\"\",IFERROR($R$29/$R$32*$AV225*$R$39,\"\"))","v":""},{"$f":"IF($C$7=\"---\",\"\",IFERROR($R$29*$C$7/$R$36*$AV365*$R$39,\"\"))","v":""},{"$f":"IFERROR(G$100+H$100,\"\")","v":""},{"$f":"IF($C$7=\"---\",\"\",IFERROR($S$29/$S$32*$AW225*$S$39,\"\"))","v":""},{"$f":"IF($C$7=\"---\",\"\",IFERROR($S$29*$C$7/$S$36*$AW365*$S$39,\"\"))","v":""},{"$f":"IFERROR(J$100+K$100,\"\")","v":""},{"$f":"IF($C$7=\"---\",\"\",IFERROR($T$29/$T$32*$AX225*$T$39,\"\"))","v":""},{"$f":"IF($C$7=\"---\",\"\",IFERROR($T$29*$C$7/$T$36*$AX365*$T$39,\"\"))","v":""},{"$f":"IFERROR(M$100+N$100,\"\")","v":""},{"$f":"IF($C$7=\"---\",\"\",IFERROR($U$29/$U$32*$AY225*$U$39,\"\"))","v":""},{"$f":"IF($C$7=\"---\",\"\",IFERROR($U$29*$C$7/$U$36*$AY365*$U$39,\"\"))","v":""},{"$f":"IFERROR(P$100+Q$100,\"\")","v":""},{"$f":"IF($C$7=\"---\",\"\",IFERROR($V$29/$V$32*$AZ225*$V$39,\"\"))","v":""},{"$f":"IF($C$7=\"---\",\"\",IFERROR($V$29*$C$7/$V$36*$AZ365*$V$39,\"\"))","v":""},{"$f":"IFERROR(S$100+T$100,\"\")","v":""},{"$f":"IF($C$7=\"---\",\"\",IFERROR($W$29/$W$32*$BA225*$W$39,\"\"))","v":""},{"$f":"IF($C$7=\"---\",\"\",IFERROR($W$29*$C$7/$W$36*$BA365*$W$39,\"\"))","v":""},{"$f":"IFERROR(V$100+W$100,\"\")","v":""},{"$f":"IF($C$7=\"---\",\"\",IFERROR($X$29/$X$32*$BB225*$X$39,\"\"))","v":""},{"$f":"IF($C$7=\"---\",\"\",IFERROR($X$29*$C$7/$X$36*$BB365*$X$39,\"\"))","v":""},{"$f":"IFERROR(Y$100+Z$100,\"\")","v":""},{"$f":"IF($C$7=\"---\",\"\",IFERROR($Y$29/$Y$32*$BC225*$Y$39,\"\"))","v":""},{"$f":"IF($C$7=\"---\",\"\",IFERROR($Y$29*$C$7/$Y$36*$BC365*$Y$39,\"\"))","v":""},{"$f":"IFERROR(AB$100+AC$100,\"\")","v":""},{"$f":"IF($C$7=\"---\",\"\",IFERROR($Z$29/$Z$32*$BD225*$Z$39,\"\"))","v":""},{"$f":"IF($C$7=\"---\",\"\",IFERROR($Z$29*$C$7/$Z$36*$BD365*$Z$39,\"\"))","v":""},{"$f":"IFERROR(AE$100+AF$100,\"\")","v":""},4]
[null,null,5,"","",{"$f":"IFERROR(D$101+E$101,\"\")","v":""},"","",{"$f":"IFERROR(G$101+H$101,\"\")","v":""},"","",{"$f":"IFERROR(J$101+K$101,\"\")","v":""},"","",{"$f":"IFERROR(M$101+N$101,\"\")","v":""},"","",{"$f":"IFERROR(P$101+Q$101,\"\")","v":""},"","",{"$f":"IFERROR(S$101+T$101,\"\")","v":""},"","",{"$f":"IFERROR(V$101+W$101,\"\")","v":""},"","",{"$f":"IFERROR(Y$101+Z$101,\"\")","v":""},"","",{"$f":"IFERROR(AB$101+AC$101,\"\")","v":""},"","",{"$f":"IFERROR(AE$101+AF$101,\"\")","v":""},5]
[null,null,6,"","",{"$f":"IFERROR(D$102+E$102,\"\")","v":""},"","",{"$f":"IFERROR(G$102+H$102,\"\")","v":""},"","",{"$f":"IFERROR(J$102+K$102,\"\")","v":""},"","",{"$f":"IFERROR(M$102+N$102,\"\")","v":""},"","",{"$f":"IFERROR(P$102+Q$102,\"\")","v":""},"","",{"$f":"IFERROR(S$102+T$102,\"\")","v":""},"","",{"$f":"IFERROR(V$102+W$102,\"\")","v":""},"","",{"$f":"IFERROR(Y$102+Z$102,\"\")","v":""},"","",{"$f":"IFERROR(AB$102+AC$102,\"\")","v":""},"","",{"$f":"IFERROR(AE$102+AF$102,\"\")","v":""},6]
[null,null,7,"","",{"$f":"IFERROR(D$103+E$103,\"\")","v":""},"","",{"$f":"IFERROR(G$103+H$103,\"\")","v":""},"","",{"$f":"IFERROR(J$103+K$103,\"\")","v":""},"","",{"$f":"IFERROR(M$103+N$103,\"\")","v":""},"","",{"$f":"IFERROR(P$103+Q$103,\"\")","v":""},"","",{"$f":"IFERROR(S$103+T$103,\"\")","v":""},"","",{"$f":"IFERROR(V$103+W$103,\"\")","v":""},"","",{"$f":"IFERROR(Y$103+Z$103,\"\")","v":""},"","",{"$f":"IFERROR(AB$103+AC$103,\"\")","v":""},"","",{"$f":"IFERROR(AE$103+AF$103,\"\")","v":""},7]
[null,null,8,"","",{"$f":"IFERROR(D$104+E$104,\"\")","v":""},"","",{"$f":"IFERROR(G$104+H$104,\"\")","v":""},"","",{"$f":"IFERROR(J$104+K$104,\"\")","v":""},"","",{"$f":"IFERROR(M$104+N$104,\"\")","v":""},"","",{"$f":"IFERROR(P$104+Q$104,\"\")","v":""},"","",{"$f":"IFERROR(S$104+T$104,\"\")","v":""},"","",{"$f":"IFERROR(V$104+W$104,\"\")","v":""},"","",{"$f":"IFERROR(Y$104+Z$104,\"\")","v":""},"","",{"$f":"IFERROR(AB$104+AC$104,\"\")","v":""},"","",{"$f":"IFERROR(AE$104+AF$104,\"\")","v":""},8]
[null,null,9,"","",{"$f":"IFERROR(D$105+E$105,\"\")","v":""},"","",{"$f":"IFERROR(G$105+H$105,\"\")","v":""},"","",{"$f":"IFERROR(J$105+K$105,\"\")","v":""},"","",{"$f":"IFERROR(M$105+N$105,\"\")","v":""},"","",{"$f":"IFERROR(P$105+Q$105,\"\")","v":""},"","",{"$f":"IFERROR(S$105+T$105,\"\")","v":""},"","",{"$f":"IFERROR(V$105+W$105,\"\")","v":""},"","",{"$f":"IFERROR(Y$105+Z$105,\"\")","v":""},"","",{"$f":"IFERROR(AB$105+AC$105,\"\")","v":""},"","",{"$f":"IFERROR(AE$105+AF$105,\"\")","v":""},9]
[null,null,10,"","",{"$f":"IFERROR(D$106+E$106,\"\")","v":""},"","",{"$f":"IFERROR(G$106+H$106,\"\")","v":""},"","",{"$f":"IFERROR(J$106+K$106,\"\")","v":""},"","",{"$f":"IFERROR(M$106+N$106,\"\")","v":""},"","",{"$f":"IFERROR(P$106+Q$106,\"\")","v":""},"","",{"$f":"IFERROR(S$106+T$106,\"\")","v":""},"","",{"$f":"IFERROR(V$106+W$106,\"\")","v":""},"","",{"$f":"IFERROR(Y$106+Z$106,\"\")","v":""},"","",{"$f":"IFERROR(AB$106+AC$106,\"\")","v":""},"","",{"$f":"IFERROR(AE$106+AF$106,\"\")","v":""},10]
[null,null,11,"","",{"$f":"IFERROR(D$107+E$107,\"\")","v":""},"","",{"$f":"IFERROR(G$107+H$107,\"\")","v":""},"","",{"$f":"IFERROR(J$107+K$107,\"\")","v":""},"","",{"$f":"IFERROR(M$107+N$107,\"\")","v":""},"","",{"$f":"IFERROR(P$107+Q$107,\"\")","v":""},"","",{"$f":"IFERROR(S$107+T$107,\"\")","v":""},"","",{"$f":"IFERROR(V$107+W$107,\"\")","v":""},"","",{"$f":"IFERROR(Y$107+Z$107,\"\")","v":""},"","",{"$f":"IFERROR(AB$107+AC$107,\"\")","v":""},"","",{"$f":"IFERROR(AE$107+AF$107,\"\")","v":""},11]
[null,null,12,"","",{"$f":"IFERROR(D$108+E$108,\"\")","v":""},"","",{"$f":"IFERROR(G$108+H$108,\"\")","v":""},"","",{"$f":"IFERROR(J$108+K$108,\"\")","v":""},"","",{"$f":"IFERROR(M$108+N$108,\"\")","v":""},"","",{"$f":"IFERROR(P$108+Q$108,\"\")","v":""},"","",{"$f":"IFERROR(S$108+T$108,\"\")","v":""},"","",{"$f":"IFERROR(V$108+W$108,\"\")","v":""},"","",{"$f":"IFERROR(Y$108+Z$108,\"\")","v":""},"","",{"$f":"IFERROR(AB$108+AC$108,\"\")","v":""},"","",{"$f":"IFERROR(AE$108+AF$108,\"\")","v":""},12]
[null,null,1,"","",{"$f":"IFERROR(D$109+E$109,\"\")","v":""},"","",{"$f":"IFERROR(G$109+H$109,\"\")","v":""},"","",{"$f":"IFERROR(J$109+K$109,\"\")","v":""},"","",{"$f":"IFERROR(M$109+N$109,\"\")","v":""},"","",{"$f":"IFERROR(P$109+Q$109,\"\")","v":""},"","",{"$f":"IFERROR(S$109+T$109,\"\")","v":""},"","",{"$f":"IFERROR(V$109+W$109,\"\")","v":""},"","",{"$f":"IFERROR(Y$109+Z$109,\"\")","v":""},"","",{"$f":"IFERROR(AB$109+AC$109,\"\")","v":""},"","",{"$f":"IFERROR(AE$109+AF$109,\"\")","v":""},1]
[null,null,2,"","",{"$f":"IFERROR(D$110+E$110,\"\")","v":""},"","",{"$f":"IFERROR(G$110+H$110,\"\")","v":""},"","",{"$f":"IFERROR(J$110+K$110,\"\")","v":""},"","",{"$f":"IFERROR(M$110+N$110,\"\")","v":""},"","",{"$f":"IFERROR(P$110+Q$110,\"\")","v":""},"","",{"$f":"IFERROR(S$110+T$110,\"\")","v":""},"","",{"$f":"IFERROR(V$110+W$110,\"\")","v":""},"","",{"$f":"IFERROR(Y$110+Z$110,\"\")","v":""},"","",{"$f":"IFERROR(AB$110+AC$110,\"\")","v":""},"","",{"$f":"IFERROR(AE$110+AF$110,\"\")","v":""},2]
[null,null,3,"","",{"$f":"IFERROR(D$111+E$111,\"\")","v":""},"","",{"$f":"IFERROR(G$111+H$111,\"\")","v":""},"","",{"$f":"IFERROR(J$111+K$111,\"\")","v":""},"","",{"$f":"IFERROR(M$111+N$111,\"\")","v":""},"","",{"$f":"IFERROR(P$111+Q$111,\"\")","v":""},"","",{"$f":"IFERROR(S$111+T$111,\"\")","v":""},"","",{"$f":"IFERROR(V$111+W$111,\"\")","v":""},"","",{"$f":"IFERROR(Y$111+Z$111,\"\")","v":""},"","",{"$f":"IFERROR(AB$111+AC$111,\"\")","v":""},"","",{"$f":"IFERROR(AE$111+AF$111,\"\")","v":""},3]
[null,null,"合計",{"$f":"IFERROR(SUM(D$100:D$111),\"\")","v":0},{"$f":"IFERROR(SUM(E$100:E$111),\"\")","v":0},{"$f":"IFERROR(SUM(F$100:F$111),\"\")","v":0},{"$f":"IFERROR(SUM(G$100:G$111),\"\")","v":0},{"$f":"IFERROR(SUM(H$100:H$111),\"\")","v":0},{"$f":"IFERROR(SUM(I$100:I$111),\"\")","v":0},0,0,0,0,0,0,0,0,0,0,0,0,0,0,0,0,0,0,0,0,0,0,0,0,"合計"]
[]
[null,null,"設備導入後ガス使用量［MJ]"]
[null,null,null,"冷房(Gc)",null,"暖房(Gw)",null,"合計"]
[null,null,null,{"$f":"IFERROR(D132*F118+G132*I118+J132*L118+M132*O118+P132*R118+S132*U118+V132*X118+Y132*AA118+AB132*AD118+AE132*AG118,\"\")","v":0},null,{"$f":"IFERROR(E132*F118+H132*I118+K132*L118+N132*O118+Q132*R118+T132*U118+W132*X118+Z132*AA118+AC132*AD118+AF132*AG118,\"\")","v":0},null,{"$f":"IFERROR(SUM(D116:G116),\"\")","v":0}]
[]
[null,null,null,"後1",null,{"$f":"IF($Q$52=\"\",1,$Q$52)","v":1},"後2",null,{"$f":"IF($R$52=\"\",1,$R$52)","v":1},"後3",null,{"$f":"IF($S$52=\"\",1,$S$52)","v":1},"後4",null,{"$f":"IF($T$52=\"\",1,$T$52)","v":1},"後5",null,{"$f":"IF($U$52=\"\",1,$U$52)","v":1},"後6",null,{"$f":"IF($V$52=\"\",1,$V$52)","v":1},"後7",null,{"$f":"IF($W$52=\"\",1,$W$52)","v":1},"後8",null,{"$f":"IF($X$52=\"\",1,$X$52)","v":1},"後9",null,{"$f":"IF($Y$52=\"\",1,$Y$52)","v":1},"後10",null,{"$f":"IF($Z$52=\"\",1,$Z$52)","v":1}]
[null,null,"月    期間","冷房","暖房","月合計","冷房","暖房","月合計","冷房","暖房","月合計","冷房","暖房","月合計","冷房","暖房","月合計","冷房","暖房","月合計","冷房","暖房","月合計","冷房","暖房","月合計","冷房","暖房","月合計","冷房","暖房","月合計","期間    月"]
[null,null,4,{"$f":"IF($C$7=\"---\",\"\",IFERROR(3.6*(D160-D140*$I$46),\"\"))","v":""},{"$f":"IF($C$7=\"---\",\"\",IFERROR(3.6*(E160-E140*$I$46),\"\"))","v":""},{"$f":"IFERROR(D120+E120,\"\")","v":""},{"$f":"IF($C$7=\"---\",\"\",IFERROR(3.6*(G160-G140*$I$46),\"\"))","v":""},{"$f":"IF($C$7=\"---\",\"\",IFERROR(3.6*(H160-H140*$I$46),\"\"))","v":""},{"$f":"IFERROR(G120+H120,\"\")","v":""},{"$f":"IF($C$7=\"---\",\"\",IFERROR(3.6*(J160-J140*$I$46),\"\"))","v":""},{"$f":"IF($C$7=\"---\",\"\",IFERROR(3.6*(K160-K140*$I$46),\"\"))","v":""},{"$f":"IFERROR(J120+K120,\"\")","v":""},{"$f":"IF($C$7=\"---\",\"\",IFERROR(3.6*(M160-M140*$I$46),\"\"))","v":""},{"$f":"IF($C$7=\"---\",\"\",IFERROR(3.6*(N160-N140*$I$46),\"\"))","v":""},{"$f":"IFERROR(M120+N120,\"\")","v":""},{"$f":"IF($C$7=\"---\",\"\",IFERROR(3.6*(P160-P140*$I$46),\"\"))","v":""},{"$f":"IF($C$7=\"---\",\"\",IFERROR(3.6*(Q160-Q140*$I$46),\"\"))","v":""},{"$f":"IFERROR(P120+Q120,\"\")","v":""},{"$f":"IF($C$7=\"---\",\"\",IFERROR(3.6*(S160-S140*$I$46),\"\"))","v":""},{"$f":"IF($C$7=\"---\",\"\",IFERROR(3.6*(T160-T140*$I$46),\"\"))","v":""},{"$f":"IFERROR(S120+T120,\"\")","v":""},{"$f":"IF($C$7=\"---\",\"\",IFERROR(3.6*(V160-V140*$I$46),\"\"))","v":""},{"$f":"IF($C$7=\"---\",\"\",IFERROR(3.6*(W160-W140*$I$46),\"\"))","v":""},{"$f":"IFERROR(V120+W120,\"\")","v":""},{"$f":"IF($C$7=\"---\",\"\",IFERROR(3.6*(Y160-Y140*$I$46),\"\"))","v":""},{"$f":"IF($C$7=\"---\",\"\",IFERROR(3.6*(Z160-Z140*$I$46),\"\"))","v":""},{"$f":"IFERROR(Y120+Z120,\"\")","v":""},{"$f":"IF($C$7=\"---\",\"\",IFERROR(3.6*(AB160-AB140*$I$46),\"\"))","v":""},{"$f":"IF($C$7=\"---\",\"\",IFERROR(3.6*(AC160-AC140*$I$46),\"\"))","v":""},{"$f":"IFERROR(AB120+AC120,\"\")","v":""},{"$f":"IF($C$7=\"---\",\"\",IFERROR(3.6*(AE160-AE140*$I$46),\"\"))","v":""},{"$f":"IF($C$7=\"---\",\"\",IFERROR(3.6*(AF160-AF140*$I$46),\"\"))","v":""},{"$f":"IFERROR(AE120+AF120,\"\")","v":""},4]
[null,null,5,{"$f":"IF($C$7=\"---\",\"\",IFERROR(3.6*(D161-D141*$I$46),\"\"))","v":""},"",{"$f":"IFERROR(D121+E121,\"\")","v":""},{"$f":"IF($C$7=\"---\",\"\",IFERROR(3.6*(G161-G141*$I$46),\"\"))","v":""},"",{"$f":"IFERROR(G121+H121,\"\")","v":""},{"$f":"IF($C$7=\"---\",\"\",IFERROR(3.6*(J161-J141*$I$46),\"\"))","v":""},"",{"$f":"IFERROR(J121+K121,\"\")","v":""},{"$f":"IF($C$7=\"---\",\"\",IFERROR(3.6*(M161-M141*$I$46),\"\"))","v":""},"",{"$f":"IFERROR(M121+N121,\"\")","v":""},{"$f":"IF($C$7=\"---\",\"\",IFERROR(3.6*(P161-P141*$I$46),\"\"))","v":""},"",{"$f":"IFERROR(P121+Q121,\"\")","v":""},{"$f":"IF($C$7=\"---\",\"\",IFERROR(3.6*(S161-S141*$I$46),\"\"))","v":""},"",{"$f":"IFERROR(S121+T121,\"\")","v":""},{"$f":"IF($C$7=\"---\",\"\",IFERROR(3.6*(V161-V141*$I$46),\"\"))","v":""},"",{"$f":"IFERROR(V121+W121,\"\")","v":""},{"$f":"IF($C$7=\"---\",\"\",IFERROR(3.6*(Y161-Y141*$I$46),\"\"))","v":""},"",{"$f":"IFERROR(Y121+Z121,\"\")","v":""},{"$f":"IF($C$7=\"---\",\"\",IFERROR(3.6*(AB161-AB141*$I$46),\"\"))","v":""},"",{"$f":"IFERROR(AB121+AC121,\"\")","v":""},{"$f":"IF($C$7=\"---\",\"\",IFERROR(3.6*(AE161-AE141*$I$46),\"\"))","v":""},"",{"$f":"IFERROR(AE121+AF121,\"\")","v":""},5]
[null,null,6,{"$f":"IF($C$7=\"---\",\"\",IFERROR(3.6*(D162-D142*$I$46),\"\"))","v":""},"","",{"$f":"IF($C$7=\"---\",\"\",IFERROR(3.6*(G162-G142*$I$46),\"\"))","v":""},"","",{"$f":"IF($C$7=\"---\",\"\",IFERROR(3.6*(J162-J142*$I$46),\"\"))","v":""},"","",{"$f":"IF($C$7=\"---\",\"\",IFERROR(3.6*(M162-M142*$I$46),\"\"))","v":""},"","",{"$f":"IF($C$7=\"---\",\"\",IFERROR(3.6*(P162-P142*$I$46),\"\"))","v":""},"","",{"$f":"IF($C$7=\"---\",\"\",IFERROR(3.6*(S162-S142*$I$46),\"\"))","v":""},"","",{"$f":"IF($C$7=\"---\",\"\",IFERROR(3.6*(V162-V142*$I$46),\"\"))","v":""},"","",{"$f":"IF($C$7=\"---\",\"\",IFERROR(3.6*(Y162-Y142*$I$46),\"\"))","v":""},"","",{"$f":"IF($C$7=\"---\",\"\",IFERROR(3.6*(AB162-AB142*$I$46),\"\"))","v":""},"","",{"$f":"IF($C$7=\"---\",\"\",IFERROR(3.6*(AE162-AE142*$I$46),\"\"))","v":""},"","",6]
[null,null,7,{"$f":"IF($C$7=\"---\",\"\",IFERROR(3.6*(D163-D143*$I$46),\"\"))","v":""},"","",{"$f":"IF($C$7=\"---\",\"\",IFERROR(3.6*(G163-G143*$I$46),\"\"))","v":""},"","",{"$f":"IF($C$7=\"---\",\"\",IFERROR(3.6*(J163-J143*$I$46),\"\"))","v":""},"","",{"$f":"IF($C$7=\"---\",\"\",IFERROR(3.6*(M163-M143*$I$46),\"\"))","v":""},"","",{"$f":"IF($C$7=\"---\",\"\",IFERROR(3.6*(P163-P143*$I$46),\"\"))","v":""},"","",{"$f":"IF($C$7=\"---\",\"\",IFERROR(3.6*(S163-S143*$I$46),\"\"))","v":""},"","",{"$f":"IF($C$7=\"---\",\"\",IFERROR(3.6*(V163-V143*$I$46),\"\"))","v":""},"","",{"$f":"IF($C$7=\"---\",\"\",IFERROR(3.6*(Y163-Y143*$I$46),\"\"))","v":""},"","",{"$f":"IF($C$7=\"---\",\"\",IFERROR(3.6*(AB163-AB143*$I$46),\"\"))","v":""},"","",{"$f":"IF($C$7=\"---\",\"\",IFERROR(3.6*(AE163-AE143*$I$46),\"\"))","v":""},"","",7]
[null,null,8,{"$f":"IF($C$7=\"---\",\"\",IFERROR(3.6*(D164-D144*$I$46),\"\"))","v":""},"","",{"$f":"IF($C$7=\"---\",\"\",IFERROR(3.6*(G164-G144*$I$46),\"\"))","v":""},"","",{"$f":"IF($C$7=\"---\",\"\",IFERROR(3.6*(J164-J144*$I$46),\"\"))","v":""},"","",{"$f":"IF($C$7=\"---\",\"\",IFERROR(3.6*(M164-M144*$I$46),\"\"))","v":""},"","",{"$f":"IF($C$7=\"---\",\"\",IFERROR(3.6*(P164-P144*$I$46),\"\"))","v":""},"","",{"$f":"IF($C$7=\"---\",\"\",IFERROR(3.6*(S164-S144*$I$46),\"\"))","v":""},"","",{"$f":"IF($C$7=\"---\",\"\",IFERROR(3.6*(V164-V144*$I$46),\"\"))","v":""},"","",{"$f":"IF($C$7=\"---\",\"\",IFERROR(3.6*(Y164-Y144*$I$46),\"\"))","v":""},"","",{"$f":"IF($C$7=\"---\",\"\",IFERROR(3.6*(AB164-AB144*$I$46),\"\"))","v":""},"","",{"$f":"IF($C$7=\"---\",\"\",IFERROR(3.6*(AE164-AE144*$I$46),\"\"))","v":""},"","",8]
[null,null,9,{"$f":"IF($C$7=\"---\",\"\",IFERROR(3.6*(D165-D145*$I$46),\"\"))","v":""},"","",{"$f":"IF($C$7=\"---\",\"\",IFERROR(3.6*(G165-G145*$I$46),\"\"))","v":""},"","",{"$f":"IF($C$7=\"---\",\"\",IFERROR(3.6*(J165-J145*$I$46),\"\"))","v":""},"","",{"$f":"IF($C$7=\"---\",\"\",IFERROR(3.6*(M165-M145*$I$46),\"\"))","v":""},"","",{"$f":"IF($C$7=\"---\",\"\",IFERROR(3.6*(P165-P145*$I$46),\"\"))","v":""},"","",{"$f":"IF($C$7=\"---\",\"\",IFERROR(3.6*(S165-S145*$I$46),\"\"))","v":""},"","",{"$f":"IF($C$7=\"---\",\"\",IFERROR(3.6*(V165-V145*$I$46),\"\"))","v":""},"","",{"$f":"IF($C$7=\"---\",\"\",IFERROR(3.6*(Y165-Y145*$I$46),\"\"))","v":""},"","",{"$f":"IF($C$7=\"---\",\"\",IFERROR(3.6*(AB165-AB145*$I$46),\"\"))","v":""},"","",{"$f":"IF($C$7=\"---\",\"\",IFERROR(3.6*(AE165-AE145*$I$46),\"\"))","v":""},"","",9]
[null,null,10,{"$f":"IF($C$7=\"---\",\"\",IFERROR(3.6*(D166-D146*$I$46),\"\"))","v":""},"","",{"$f":"IF($C$7=\"---\",\"\",IFERROR(3.6*(G166-G146*$I$46),\"\"))","v":""},"","",{"$f":"IF($C$7=\"---\",\"\",IFERROR(3.6*(J166-J146*$I$46),\"\"))","v":""},"","",{"$f":"IF($C$7=\"---\",\"\",IFERROR(3.6*(M166-M146*$I$46),\"\"))","v":""},"","",{"$f":"IF($C$7=\"---\",\"\",IFERROR(3.6*(P166-P146*$I$46),\"\"))","v":""},"","",{"$f":"IF($C$7=\"---\",\"\",IFERROR(3.6*(S166-S146*$I$46),\"\"))","v":""},"","",{"$f":"IF($C$7=\"---\",\"\",IFERROR(3.6*(V166-V146*$I$46),\"\"))","v":""},"","",{"$f":"IF($C$7=\"---\",\"\",IFERROR(3.6*(Y166-Y146*$I$46),\"\"))","v":""},"","",{"$f":"IF($C$7=\"---\",\"\",IFERROR(3.6*(AB166-AB146*$I$46),\"\"))","v":""},"","",{"$f":"IF($C$7=\"---\",\"\",IFERROR(3.6*(AE166-AE146*$I$46),\"\"))","v":""},"","",10]
[null,null,11,{"$f":"IF($C$7=\"---\",\"\",IFERROR(3.6*(D167-D147*$I$46),\"\"))","v":""},"","",{"$f":"IF($C$7=\"---\",\"\",IFERROR(3.6*(G167-G147*$I$46),\"\"))","v":""},"","",{"$f":"IF($C$7=\"---\",\"\",IFERROR(3.6*(J167-J147*$I$46),\"\"))","v":""},"","",{"$f":"IF($C$7=\"---\",\"\",IFERROR(3.6*(M167-M147*$I$46),\"\"))","v":""},"","",{"$f":"IF($C$7=\"---\",\"\",IFERROR(3.6*(P167-P147*$I$46),\"\"))","v":""},"","",{"$f":"IF($C$7=\"---\",\"\",IFERROR(3.6*(S167-S147*$I$46),\"\"))","v":""},"","",{"$f":"IF($C$7=\"---\",\"\",IFERROR(3.6*(V167-V147*$I$46),\"\"))","v":""},"","",{"$f":"IF($C$7=\"---\",\"\",IFERROR(3.6*(Y167-Y147*$I$46),\"\"))","v":""},"","",{"$f":"IF($C$7=\"---\",\"\",IFERROR(3.6*(AB167-AB147*$I$46),\"\"))","v":""},"","",{"$f":"IF($C$7=\"---\",\"\",IFERROR(3.6*(AE167-AE147*$I$46),\"\"))","v":""},"","",11]
[null,null,12,{"$f":"IF($C$7=\"---\",\"\",IFERROR(3.6*(D168-D148*$I$46),\"\"))","v":""},"","",{"$f":"IF($C$7=\"---\",\"\",IFERROR(3.6*(G168-G148*$I$46),\"\"))","v":""},"","",{"$f":"IF($C$7=\"---\",\"\",IFERROR(3.6*(J168-J148*$I$46),\"\"))","v":""},"","",{"$f":"IF($C$7=\"---\",\"\",IFERROR(3.6*(M168-M148*$I$46),\"\"))","v":""},"","",{"$f":"IF($C$7=\"---\",\"\",IFERROR(3.6*(P168-P148*$I$46),\"\"))","v":""},"","",{"$f":"IF($C$7=\"---\",\"\",IFERROR(3.6*(S168-S148*$I$46),\"\"))","v":""},"","",{"$f":"IF($C$7=\"---\",\"\",IFERROR(3.6*(V168-V148*$I$46),\"\"))","v":""},"","",{"$f":"IF($C$7=\"---\",\"\",IFERROR(3.6*(Y168-Y148*$I$46),\"\"))","v":""},"","",{"$f":"IF($C$7=\"---\",\"\",IFERROR(3.6*(AB168-AB148*$I$46),\"\"))","v":""},"","",{"$f":"IF($C$7=\"---\",\"\",IFERROR(3.6*(AE168-AE148*$I$46),\"\"))","v":""},"","",12]
[null,null,1,{"$f":"IF($C$7=\"---\",\"\",IFERROR(3.6*(D169-D149*$I$46),\"\"))","v":""},"","",{"$f":"IF($C$7=\"---\",\"\",IFERROR(3.6*(G169-G149*$I$46),\"\"))","v":""},"","",{"$f":"IF($C$7=\"---\",\"\",IFERROR(3.6*(J169-J149*$I$46),\"\"))","v":""},"","",{"$f":"IF($C$7=\"---\",\"\",IFERROR(3.6*(M169-M149*$I$46),\"\"))","v":""},"","",{"$f":"IF($C$7=\"---\",\"\",IFERROR(3.6*(P169-P149*$I$46),\"\"))","v":""},"","",{"$f":"IF($C$7=\"---\",\"\",IFERROR(3.6*(S169-S149*$I$46),\"\"))","v":""},"","",{"$f":"IF($C$7=\"---\",\"\",IFERROR(3.6*(V169-V149*$I$46),\"\"))","v":""},"","",{"$f":"IF($C$7=\"---\",\"\",IFERROR(3.6*(Y169-Y149*$I$46),\"\"))","v":""},"","",{"$f":"IF($C$7=\"---\",\"\",IFERROR(3.6*(AB169-AB149*$I$46),\"\"))","v":""},"","",{"$f":"IF($C$7=\"---\",\"\",IFERROR(3.6*(AE169-AE149*$I$46),\"\"))","v":""},"","",1]
[null,null,2,{"$f":"IF($C$7=\"---\",\"\",IFERROR(3.6*(D170-D150*$I$46),\"\"))","v":""},"","",{"$f":"IF($C$7=\"---\",\"\",IFERROR(3.6*(G170-G150*$I$46),\"\"))","v":""},"","",{"$f":"IF($C$7=\"---\",\"\",IFERROR(3.6*(J170-J150*$I$46),\"\"))","v":""},"","",{"$f":"IF($C$7=\"---\",\"\",IFERROR(3.6*(M170-M150*$I$46),\"\"))","v":""},"","",{"$f":"IF($C$7=\"---\",\"\",IFERROR(3.6*(P170-P150*$I$46),\"\"))","v":""},"","",{"$f":"IF($C$7=\"---\",\"\",IFERROR(3.6*(S170-S150*$I$46),\"\"))","v":""},"","",{"$f":"IF($C$7=\"---\",\"\",IFERROR(3.6*(V170-V150*$I$46),\"\"))","v":""},"","",{"$f":"IF($C$7=\"---\",\"\",IFERROR(3.6*(Y170-Y150*$I$46),\"\"))","v":""},"","",{"$f":"IF($C$7=\"---\",\"\",IFERROR(3.6*(AB170-AB150*$I$46),\"\"))","v":""},"","",{"$f":"IF($C$7=\"---\",\"\",IFERROR(3.6*(AE170-AE150*$I$46),\"\"))","v":""},"","",2]
[null,null,3,{"$f":"IF($C$7=\"---\",\"\",IFERROR(3.6*(D171-D151*$I$46),\"\"))","v":""},"","",{"$f":"IF($C$7=\"---\",\"\",IFERROR(3.6*(G171-G151*$I$46),\"\"))","v":""},"","",{"$f":"IF($C$7=\"---\",\"\",IFERROR(3.6*(J171-J151*$I$46),\"\"))","v":""},"","",{"$f":"IF($C$7=\"---\",\"\",IFERROR(3.6*(M171-M151*$I$46),\"\"))","v":""},"","",{"$f":"IF($C$7=\"---\",\"\",IFERROR(3.6*(P171-P151*$I$46),\"\"))","v":""},"","",{"$f":"IF($C$7=\"---\",\"\",IFERROR(3.6*(S171-S151*$I$46),\"\"))","v":""},"","",{"$f":"IF($C$7=\"---\",\"\",IFERROR(3.6*(V171-V151*$I$46),\"\"))","v":""},"","",{"$f":"IF($C$7=\"---\",\"\",IFERROR(3.6*(Y171-Y151*$I$46),\"\"))","v":""},"","",{"$f":"IF($C$7=\"---\",\"\",IFERROR(3.6*(AB171-AB151*$I$46),\"\"))","v":""},"","",{"$f":"IF($C$7=\"---\",\"\",IFERROR(3.6*(AE171-AE151*$I$46),\"\"))","v":""},"","",3]
[null,null,"合計",{"$f":"IFERROR(SUM(D120:D131),\"\")","v":0},{"$f":"IFERROR(SUM(E120:E131),\"\")","v":0},{"$f":"IFERROR(SUM(F120:F131),\"\")","v":0},{"$f":"IFERROR(SUM(G120:G131),\"\")","v":0},{"$f":"IFERROR(SUM(H120:H131),\"\")","v":0},{"$f":"IFERROR(SUM(I120:I131),\"\")","v":0},0,0,0,0,0,0,0,0,0,0,0,0,0,0,0,0,0,0,0,0,0,0,0,0,"合計"]
[]
[null,null,"設備導入後電力使用量[kWh]"]
[null,null,null,"冷房(Auxc)",null,"暖房(Auxw)",null,"合計"]
[null,null,null,{"$f":"IFERROR(D152*F138+G152*I138+J152*L138+M152*O138+P152*R138+S152*U138+V152*X138+Y152*AA138+AB152*AD138+AE152*AG138,\"\")","v":0},null,{"$f":"IFERROR(E152*F138+H152*I138+K152*L138+N152*O138+Q152*R138+T152*U138+W152*X138+Z152*AA138+AC152*AD138+AF152*AG138,\"\")","v":0},null,{"$f":"IFERROR(SUM(D136:G136),\"\")","v":0}]
[]
[null,null,null,"後1",null,{"$f":"IF($Q$52=\"\",1,$Q$52)","v":1},"後2",null,{"$f":"IF($R$52=\"\",1,$R$52)","v":1},"後3",null,{"$f":"IF($S$52=\"\",1,$S$52)","v":1},"後4",null,{"$f":"IF($T$52=\"\",1,$T$52)","v":1},"後5",null,{"$f":"IF($U$52=\"\",1,$U$52)","v":1},"後6",null,{"$f":"IF($V$52=\"\",1,$V$52)","v":1},"後7",null,{"$f":"IF($W$52=\"\",1,$W$52)","v":1},"後8",null,{"$f":"IF($X$52=\"\",1,$X$52)","v":1},"後9",null,{"$f":"IF($Y$52=\"\",1,$Y$52)","v":1},"後10",null,{"$f":"IF($Z$52=\"\",1,$Z$52)","v":1}]
[null,null,"月    期間","冷房","暖房","月合計","冷房","暖房","月合計","冷房","暖房","月合計","冷房","暖房","月合計","冷房","暖房","月合計","冷房","暖房","月合計","冷房","暖房","月合計","冷房","暖房","月合計","冷房","暖房","月合計","冷房","暖房","月合計","期間    月"]
[null,null,4,{"$f":"IF($C$7=\"---\",\"\",IFERROR(D160*($Q$45*$I$46)/($Q$44+$Q$45*$I$46)/$I$46,\"\"))","v":""},{"$f":"IF($C$7=\"---\",\"\",IFERROR(E160*($Q$49*$I$46)/($Q$48+$Q$49*$I$46)/$I$46,\"\"))","v":""},{"$f":"IFERROR(D140+E140,\"\")","v":""},{"$f":"IF($C$7=\"---\",\"\",IFERROR(G160*($R$45*$I$46)/($R$44+$R$45*$I$46)/$I$46,\"\"))","v":""},{"$f":"IF($C$7=\"---\",\"\",IFERROR(H160*($R$49*$I$46)/($R$48+$R$49*$I$46)/$I$46,\"\"))","v":""},{"$f":"IFERROR(G140+H140,\"\")","v":""},{"$f":"IF($C$7=\"---\",\"\",IFERROR(J160*($S$45*$I$46)/($S$44+$S$45*$I$46)/$I$46,\"\"))","v":""},{"$f":"IF($C$7=\"---\",\"\",IFERROR(K160*($S$49*$I$46)/($S$48+$S$49*$I$46)/$I$46,\"\"))","v":""},{"$f":"IFERROR(J140+K140,\"\")","v":""},{"$f":"IF($C$7=\"---\",\"\",IFERROR(M160*($T$45*$I$46)/($T$44+$T$45*$I$46)/$I$46,\"\"))","v":""},{"$f":"IF($C$7=\"---\",\"\",IFERROR(N160*($T$49*$I$46)/($T$48+$T$49*$I$46)/$I$46,\"\"))","v":""},{"$f":"IFERROR(M140+N140,\"\")","v":""},{"$f":"IF($C$7=\"---\",\"\",IFERROR(P160*($U$45*$I$46)/($U$44+$U$45*$I$46)/$I$46,\"\"))","v":""},{"$f":"IF($C$7=\"---\",\"\",IFERROR(Q160*($U$49*$I$46)/($U$48+$U$49*$I$46)/$I$46,\"\"))","v":""},{"$f":"IFERROR(P140+Q140,\"\")","v":""},{"$f":"IF($C$7=\"---\",\"\",IFERROR(S160*($V$45*$I$46)/($V$44+$V$45*$I$46)/$I$46,\"\"))","v":""},{"$f":"IF($C$7=\"---\",\"\",IFERROR(T160*($V$49*$I$46)/($V$48+$V$49*$I$46)/$I$46,\"\"))","v":""},{"$f":"IFERROR(S140+T140,\"\")","v":""},{"$f":"IF($C$7=\"---\",\"\",IFERROR(V160*($W$45*$I$46)/($W$44+$W$45*$I$46)/$I$46,\"\"))","v":""},{"$f":"IF($C$7=\"---\",\"\",IFERROR(W160*($W$49*$I$46)/($W$48+$W$49*$I$46)/$I$46,\"\"))","v":""},{"$f":"IFERROR(V140+W140,\"\")","v":""},{"$f":"IF($C$7=\"---\",\"\",IFERROR(Y160*($X$45*$I$46)/($X$44+$X$45*$I$46)/$I$46,\"\"))","v":""},{"$f":"IF($C$7=\"---\",\"\",IFERROR(Z160*($X$49*$I$46)/($X$48+$X$49*$I$46)/$I$46,\"\"))","v":""},{"$f":"IFERROR(Y140+Z140,\"\")","v":""},{"$f":"IF($C$7=\"---\",\"\",IFERROR(AB160*($Y$45*$I$46)/($Y$44+$Y$45*$I$46)/$I$46,\"\"))","v":""},{"$f":"IF($C$7=\"---\",\"\",IFERROR(AC160*($Y$49*$I$46)/($Y$48+$Y$49*$I$46)/$I$46,\"\"))","v":""},{"$f":"IFERROR(AB140+AC140,\"\")","v":""},{"$f":"IF($C$7=\"---\",\"\",IFERROR(AE160*($Z$45*$I$46)/($Z$44+$Z$45*$I$46)/$I$46,\"\"))","v":""},{"$f":"IF($C$7=\"---\",\"\",IFERROR(AF160*($Z$49*$I$46)/($Z$48+$Z$49*$I$46)/$I$46,\"\"))","v":""},{"$f":"IFERROR(AE140+AF140,\"\")","v":""},4]
[null,null,5,"","",{"$f":"IFERROR(D141+E141,\"\")","v":""},"","",{"$f":"IFERROR(G141+H141,\"\")","v":""},"","",{"$f":"IFERROR(J141+K141,\"\")","v":""},"","",{"$f":"IFERROR(M141+N141,\"\")","v":""},"","",{"$f":"IFERROR(P141+Q141,\"\")","v":""},"","",{"$f":"IFERROR(S141+T141,\"\")","v":""},"","",{"$f":"IFERROR(V141+W141,\"\")","v":""},"","",{"$f":"IFERROR(Y141+Z141,\"\")","v":""},"","",{"$f":"IFERROR(AB141+AC141,\"\")","v":""},"","",{"$f":"IFERROR(AE141+AF141,\"\")","v":""},5]
[null,null,6,"","","","","","","","","","","","","","","","","","","","","","","","","","","","","","",6]
[null,null,7,"","","","","","","","","","","","","","","","","","","","","","","","","","","","","","",7]
[null,null,8,"","","","","","","","","","","","","","","","","","","","","","","","","","","","","","",8]
[null,null,9,"","","","","","","","","","","","","","","","","","","","","","","","","","","","","","",9]
[null,null,10,"","","","","","","","","","","","","","","","","","","","","","","","","","","","","","",10]
[null,null,11,"","","","","","","","","","","","","","","","","","","","","","","","","","","","","","",11]
[null,null,12,"","","","","","","","","","","","","","","","","","","","","","","","","","","","","","",12]
[null,null,1,"","","","","","","","","","","","","","","","","","","","","","","","","","","","","","",1]
[null,null,2,"","","","","","","","","","","","","","","","","","","","","","","","","","","","","","",2]
[null,null,3,"","","","","","","","","","","","","","","","","","","","","","","","","","","","","","",3]
[null,null,"合計",{"$f":"IFERROR(SUM(D140:D151),\"\")","v":0},0,0,0,0,0,0,0,0,0,0,0,0,0,0,0,0,0,0,0,0,0,0,0,0,0,0,0,0,0,"合計"]
[]
[null,null,"設備導入後エネルギー使用量［kWh]"]
[null,null,null,"冷房(Ec)",null,"暖房(Ew)",null,"合計"]
[null,null,null,{"$f":"IFERROR(D172*F158+G172*I158+J172*L158+M172*O158+P172*R158+S172*U158+V172*X158+Y172*AA158+AB172*AD158+AE172*AG158,\"\")","v":0},null,{"$f":"IFERROR(E172*F158+H172*I158+K172*L158+N172*O158+Q172*R158+T172*U158+W172*X158+Z172*AA158+AC172*AD158+AF172*AG158,\"\")","v":0},null,{"$f":"IFERROR(SUM(D156:G156),\"\")","v":0}]
[]
[null,null,null,"後1",null,{"$f":"IF($Q$52=\"\",1,$Q$52)","v":1},"後2",null,{"$f":"IF($R$52=\"\",1,$R$52)","v":1},"後3",null,{"$f":"IF($S$52=\"\",1,$S$52)","v":1},"後4",null,{"$f":"IF($T$52=\"\",1,$T$52)","v":1},"後5",null,{"$f":"IF($U$52=\"\",1,$U$52)","v":1},"後6",null,{"$f":"IF($V$52=\"\",1,$V$52)","v":1},"後7",null,{"$f":"IF($W$52=\"\",1,$W$52)","v":1},"後8",null,{"$f":"IF($X$52=\"\",1,$X$52)","v":1},"後9",null,{"$f":"IF($Y$52=\"\",1,$Y$52)","v":1},"後10",null,{"$f":"IF($Z$52=\"\",1,$Z$52)","v":1}]
[null,null,"月    期間","冷房","暖房","月合計","冷房","暖房","月合計","冷房","暖房","月合計","冷房","暖房","月合計","冷房","暖房","月合計","冷房","暖房","月合計","冷房","暖房","月合計","冷房","暖房","月合計","冷房","暖房","月合計","冷房","暖房","月合計","期間    月"]
[null,null,4,{"$f":"IF($C$7=\"---\",\"\",IFERROR($Q$43/$Q$46*$BF225*$Q$53,\"\"))","v":""},{"$f":"IF($C$7=\"---\",\"\",IFERROR($Q$43*$C$7/$Q$50*$BF365*$Q$53,\"\"))","v":""},{"$f":"IFERROR(D160+E160,\"\")","v":""},{"$f":"IF($C$7=\"---\",\"\",IFERROR($R$43/$R$46*$BG225*$R$53,\"\"))","v":""},{"$f":"IF($C$7=\"---\",\"\",IFERROR($R$43*$C$7/$R$50*$BG365*$R$53,\"\"))","v":""},{"$f":"IFERROR(G160+H160,\"\")","v":""},{"$f":"IF($C$7=\"---\",\"\",IFERROR($S$43/$S$46*$BH225*$S$53,\"\"))","v":""},{"$f":"IF($C$7=\"---\",\"\",IFERROR($S$43*$C$7/$S$50*$BH365*$S$53,\"\"))","v":""},{"$f":"IFERROR(J160+K160,\"\")","v":""},{"$f":"IF($C$7=\"---\",\"\",IFERROR($T$43/$T$46*$BI225*$T$53,\"\"))","v":""},{"$f":"IF($C$7=\"---\",\"\",IFERROR($T$43*$C$7/$T$50*$BI365*$T$53,\"\"))","v":""},{"$f":"IFERROR(M160+N160,\"\")","v":""},{"$f":"IF($C$7=\"---\",\"\",IFERROR($U$43/$U$46*$BJ225*$U$53,\"\"))","v":""},{"$f":"IF($C$7=\"---\",\"\",IFERROR($U$43*$C$7/$U$50*$BJ365*$U$53,\"\"))","v":""},{"$f":"IFERROR(P160+Q160,\"\")","v":""},{"$f":"IF($C$7=\"---\",\"\",IFERROR($V$43/$V$46*$BK225*$V$53,\"\"))","v":""},{"$f":"IF($C$7=\"---\",\"\",IFERROR($V$43*$C$7/$V$50*$BK365*$V$53,\"\"))","v":""},{"$f":"IFERROR(S160+T160,\"\")","v":""},{"$f":"IF($C$7=\"---\",\"\",IFERROR($W$43/$W$46*$BL225*$W$53,\"\"))","v":""},{"$f":"IF($C$7=\"---\",\"\",IFERROR($W$43*$C$7/$W$50*$BL365*$W$53,\"\"))","v":""},{"$f":"IFERROR(V160+W160,\"\")","v":""},{"$f":"IF($C$7=\"---\",\"\",IFERROR($X$43/$X$46*$BM225*$X$53,\"\"))","v":""},{"$f":"IF($C$7=\"---\",\"\",IFERROR($X$43*$C$7/$X$50*$BM365*$X$53,\"\"))","v":""},{"$f":"IFERROR(Y160+Z160,\"\")","v":""},{"$f":"IF($C$7=\"---\",\"\",IFERROR($Y$43/$Y$46*$BN225*$Y$53,\"\"))","v":""},{"$f":"IF($C$7=\"---\",\"\",IFERROR($Y$43*$C$7/$Y$50*$BN365*$Y$53,\"\"))","v":""},{"$f":"IFERROR(AB160+AC160,\"\")","v":""},{"$f":"IF($C$7=\"---\",\"\",IFERROR($Z$43/$Z$46*$BO225*$Z$53,\"\"))","v":""},{"$f":"IF($C$7=\"---\",\"\",IFERROR($Z$43*$C$7/$Z$50*$BO365*$Z$53,\"\"))","v":""},{"$f":"IFERROR(AE160+AF160,\"\")","v":""},4]
[null,null,5,"","",{"$f":"IFERROR(D161+E161,\"\")","v":""},"","",{"$f":"IFERROR(G161+H161,\"\")","v":""},"","",{"$f":"IFERROR(J161+K161,\"\")","v":""},"","",{"$f":"IFERROR(M161+N161,\"\")","v":""},"","",{"$f":"IFERROR(P161+Q161,\"\")","v":""},"","",{"$f":"IFERROR(S161+T161,\"\")","v":""},"","",{"$f":"IFERROR(V161+W161,\"\")","v":""},"","",{"$f":"IFERROR(Y161+Z161,\"\")","v":""},"","",{"$f":"IFERROR(AB161+AC161,\"\")","v":""},"","",{"$f":"IFERROR(AE161+AF161,\"\")","v":""},5]
[null,null,6,"","","","","","","","","","","","","","","","","","","","","","","","","","","","","","",6]
[null,null,7,"","","","","","","","","","","","","","","","","","","","","","","","","","","","","","",7]
[null,null,8,"","","","","","","","","","","","","","","","","","","","","","","","","","","","","","",8]
[null,null,9,"","","","","","","","","","","","","","","","","","","","","","","","","","","","","","",9]
[null,null,10,"","","","","","","","","","","","","","","","","","","","","","","","","","","","","","",10]
[null,null,11,"","","","","","","","","","","","","","","","","","","","","","","","","","","","","","",11]
[null,null,12,"","","","","","","","","","","","","","","","","","","","","","","","","","","","","","",12]
[null,null,1,"","","","","","","","","","","","","","","","","","","","","","","","","","","","","","",1]
[null,null,2,"","","","","","","","","","","","","","","","","","","","","","","","","","","","","","",2]
[null,null,3,"","","","","","","","","","","","","","","","","","","","","","","","","","","","","","",3]
[null,null,"合計",{"$f":"IFERROR(SUM(D160:D171),\"\")","v":0},0,0,0,0,0,0,0,0,0,0,0,0,0,0,0,0,0,0,0,0,0,0,0,0,0,0,0,0,0,"合計"]
[]
[null,null,"作業表1(青色のセルを「24」、オレンジ色のセルを「19」として抽出）"]
[null,null,null," 時刻"]
[null,null,"月",0,1,2,3,4,5,6,7,8,9,10,11,12,13,14,15,16,17,18,19,20,21,22,23,"月"]
[null,null,4,{"$f":"CELLCOLOR($D$12)","v":-4142},{"$f":"CELLCOLOR($E$12)","v":-4142},{"$f":"CELLCOLOR($F$12)","v":-4142},{"$f":"CELLCOLOR($G$12)","v":-4142},{"$f":"CELLCOLOR($H$12)","v":-4142},{"$f":"CELLCOLOR($I$12)","v":-4142},{"$f":"CELLCOLOR($J$12)","v":-4142},{"$f":"CELLCOLOR($K$12)","v":-4142},{"$f":"CELLCOLOR($L$12)","v":-4142},{"$f":"CELLCOLOR($M$12)","v":-4142},{"$f":"CELLCOLOR($N$12)","v":-4142},{"$f":"CELLCOLOR($O$12)","v":-4142},{"$f":"CELLCOLOR($P$12)","v":-4142},{"$f":"CELLCOLOR($Q$12)","v":-4142},{"$f":"CELLCOLOR($R$12)","v":-4142},{"$f":"CELLCOLOR($S$12)","v":-4142},{"$f":"CELLCOLOR($T$12)","v":-4142},{"$f":"CELLCOLOR($U$12)","v":-4142},{"$f":"CELLCOLOR($V$12)","v":-4142},{"$f":"CELLCOLOR($W$12)","v":-4142},{"$f":"CELLCOLOR($X$12)","v":-4142},{"$f":"CELLCOLOR($Y$12)","v":-4142},{"$f":"CELLCOLOR($Z$12)","v":-4142},{"$f":"CELLCOLOR($AA$12)","v":-4142},4]
[null,null,5,{"$f":"CELLCOLOR($D$13)","v":-4142},{"$f":"CELLCOLOR($E$13)","v":-4142},{"$f":"CELLCOLOR($F$13)","v":-4142},{"$f":"CELLCOLOR($G$13)","v":-4142},{"$f":"CELLCOLOR($H$13)","v":-4142},{"$f":"CELLCOLOR($I$13)","v":-4142},{"$f":"CELLCOLOR($J$13)","v":-4142},{"$f":"CELLCOLOR($K$13)","v":-4142},{"$f":"CELLCOLOR($L$13)","v":-4142},{"$f":"CELLCOLOR($M$13)","v":-4142},{"$f":"CELLCOLOR($N$13)","v":-4142},{"$f":"CELLCOLOR($O$13)","v":-4142},{"$f":"CELLCOLOR($P$13)","v":-4142},{"$f":"CELLCOLOR($Q$13)","v":-4142},{"$f":"CELLCOLOR($R$13)","v":-4142},{"$f":"CELLCOLOR($S$13)","v":-4142},{"$f":"CELLCOLOR($T$13)","v":-4142},{"$f":"CELLCOLOR($U$13)","v":-4142},{"$f":"CELLCOLOR($V$13)","v":-4142},{"$f":"CELLCOLOR($W$13)","v":-4142},{"$f":"CELLCOLOR($X$13)","v":-4142},{"$f":"CELLCOLOR($Y$13)","v":-4142},{"$f":"CELLCOLOR($Z$13)","v":-4142},{"$f":"CELLCOLOR($AA$13)","v":-4142},5]
[null,null,6,{"$f":"CELLCOLOR($D$14)","v":-4142},{"$f":"CELLCOLOR($E$14)","v":-4142},{"$f":"CELLCOLOR($F$14)","v":-4142},{"$f":"CELLCOLOR($G$14)","v":-4142},{"$f":"CELLCOLOR($H$14)","v":-4142},{"$f":"CELLCOLOR($I$14)","v":-4142},{"$f":"CELLCOLOR($J$14)","v":-4142},{"$f":"CELLCOLOR($K$14)","v":-4142},{"$f":"CELLCOLOR($L$14)","v":-4142},{"$f":"CELLCOLOR($M$14)","v":-4142},{"$f":"CELLCOLOR($N$14)","v":-4142},{"$f":"CELLCOLOR($O$14)","v":-4142},{"$f":"CELLCOLOR($P$14)","v":-4142},{"$f":"CELLCOLOR($Q$14)","v":-4142},{"$f":"CELLCOLOR($R$14)","v":-4142},{"$f":"CELLCOLOR($S$14)","v":-4142},{"$f":"CELLCOLOR($T$14)","v":-4142},{"$f":"CELLCOLOR($U$14)","v":-4142},{"$f":"CELLCOLOR($V$14)","v":-4142},{"$f":"CELLCOLOR($W$14)","v":-4142},{"$f":"CELLCOLOR($X$14)","v":-4142},{"$f":"CELLCOLOR($Y$14)","v":-4142},{"$f":"CELLCOLOR($Z$14)","v":-4142},{"$f":"CELLCOLOR($AA$14)","v":-4142},6]
[null,null,7,{"$f":"CELLCOLOR($D$15)","v":-4142},{"$f":"CELLCOLOR($E$15)","v":-4142},{"$f":"CELLCOLOR($F$15)","v":-4142},{"$f":"CELLCOLOR($G$15)","v":-4142},{"$f":"CELLCOLOR($H$15)","v":-4142},{"$f":"CELLCOLOR($I$15)","v":-4142},{"$f":"CELLCOLOR($J$15)","v":-4142},{"$f":"CELLCOLOR($K$15)","v":-4142},{"$f":"CELLCOLOR($L$15)","v":-4142},{"$f":"CELLCOLOR($M$15)","v":-4142},{"$f":"CELLCOLOR($N$15)","v":-4142},{"$f":"CELLCOLOR($O$15)","v":-4142},{"$f":"CELLCOLOR($P$15)","v":-4142},{"$f":"CELLCOLOR($Q$15)","v":-4142},{"$f":"CELLCOLOR($R$15)","v":-4142},{"$f":"CELLCOLOR($S$15)","v":-4142},{"$f":"CELLCOLOR($T$15)","v":-4142},{"$f":"CELLCOLOR($U$15)","v":-4142},{"$f":"CELLCOLOR($V$15)","v":-4142},{"$f":"CELLCOLOR($W$15)","v":-4142},{"$f":"CELLCOLOR($X$15)","v":-4142},{"$f":"CELLCOLOR($Y$15)","v":-4142},{"$f":"CELLCOLOR($Z$15)","v":-4142},{"$f":"CELLCOLOR($AA$15)","v":-4142},7]
[null,null,8,{"$f":"CELLCOLOR($D$16)","v":-4142},{"$f":"CELLCOLOR($E$16)","v":-4142},{"$f":"CELLCOLOR($F$16)","v":-4142},{"$f":"CELLCOLOR($G$16)","v":-4142},{"$f":"CELLCOLOR($H$16)","v":-4142},{"$f":"CELLCOLOR($I$16)","v":-4142},{"$f":"CELLCOLOR($J$16)","v":-4142},{"$f":"CELLCOLOR($K$16)","v":-4142},{"$f":"CELLCOLOR($L$16)","v":-4142},{"$f":"CELLCOLOR($M$16)","v":-4142},{"$f":"CELLCOLOR($N$16)","v":-4142},{"$f":"CELLCOLOR($O$16)","v":-4142},{"$f":"CELLCOLOR($P$16)","v":-4142},{"$f":"CELLCOLOR($Q$16)","v":-4142},{"$f":"CELLCOLOR($R$16)","v":-4142},{"$f":"CELLCOLOR($S$16)","v":-4142},{"$f":"CELLCOLOR($T$16)","v":-4142},{"$f":"CELLCOLOR($U$16)","v":-4142},{"$f":"CELLCOLOR($V$16)","v":-4142},{"$f":"CELLCOLOR($W$16)","v":-4142},{"$f":"CELLCOLOR($X$16)","v":-4142},{"$f":"CELLCOLOR($Y$16)","v":-4142},{"$f":"CELLCOLOR($Z$16)","v":-4142},{"$f":"CELLCOLOR($AA$16)","v":-4142},8]
[null,null,9,{"$f":"CELLCOLOR($D$17)","v":-4142},{"$f":"CELLCOLOR($E$17)","v":-4142},{"$f":"CELLCOLOR($F$17)","v":-4142},{"$f":"CELLCOLOR($G$17)","v":-4142},{"$f":"CELLCOLOR($H$17)","v":-4142},{"$f":"CELLCOLOR($I$17)","v":-4142},{"$f":"CELLCOLOR($J$17)","v":-4142},{"$f":"CELLCOLOR($K$17)","v":-4142},{"$f":"CELLCOLOR($L$17)","v":-4142},{"$f":"CELLCOLOR($M$17)","v":-4142},{"$f":"CELLCOLOR($N$17)","v":-4142},{"$f":"CELLCOLOR($O$17)","v":-4142},{"$f":"CELLCOLOR($P$17)","v":-4142},{"$f":"CELLCOLOR($Q$17)","v":-4142},{"$f":"CELLCOLOR($R$17)","v":-4142},{"$f":"CELLCOLOR($S$17)","v":-4142},{"$f":"CELLCOLOR($T$17)","v":-4142},{"$f":"CELLCOLOR($U$17)","v":-4142},{"$f":"CELLCOLOR($V$17)","v":-4142},{"$f":"CELLCOLOR($W$17)","v":-4142},{"$f":"CELLCOLOR($X$17)","v":-4142},{"$f":"CELLCOLOR($Y$17)","v":-4142},{"$f":"CELLCOLOR($Z$17)","v":-4142},{"$f":"CELLCOLOR($AA$17)","v":-4142},9]
[null,null,10,{"$f":"CELLCOLOR($D$18)","v":-4142},{"$f":"CELLCOLOR($E$18)","v":-4142},{"$f":"CELLCOLOR($F$18)","v":-4142},{"$f":"CELLCOLOR($G$18)","v":-4142},{"$f":"CELLCOLOR($H$18)","v":-4142},{"$f":"CELLCOLOR($I$18)","v":-4142},{"$f":"CELLCOLOR($J$18)","v":-4142},{"$f":"CELLCOLOR($K$18)","v":-4142},{"$f":"CELLCOLOR($L$18)","v":-4142},{"$f":"CELLCOLOR($M$18)","v":-4142},{"$f":"CELLCOLOR($N$18)","v":-4142},{"$f":"CELLCOLOR($O$18)","v":-4142},{"$f":"CELLCOLOR($P$18)","v":-4142},{"$f":"CELLCOLOR($Q$18)","v":-4142},{"$f":"CELLCOLOR($R$18)","v":-4142},{"$f":"CELLCOLOR($S$18)","v":-4142},{"$f":"CELLCOLOR($T$18)","v":-4142},{"$f":"CELLCOLOR($U$18)","v":-4142},{"$f":"CELLCOLOR($V$18)","v":-4142},{"$f":"CELLCOLOR($W$18)","v":-4142},{"$f":"CELLCOLOR($X$18)","v":-4142},{"$f":"CELLCOLOR($Y$18)","v":-4142},{"$f":"CELLCOLOR($Z$18)","v":-4142},{"$f":"CELLCOLOR($AA$18)","v":-4142},10]
[null,null,11,{"$f":"CELLCOLOR($D$19)","v":-4142},{"$f":"CELLCOLOR($E$19)","v":-4142},{"$f":"CELLCOLOR($F$19)","v":-4142},{"$f":"CELLCOLOR($G$19)","v":-4142},{"$f":"CELLCOLOR($H$19)","v":-4142},{"$f":"CELLCOLOR($I$19)","v":-4142},{"$f":"CELLCOLOR($J$19)","v":-4142},{"$f":"CELLCOLOR($K$19)","v":-4142},{"$f":"CELLCOLOR($L$19)","v":-4142},{"$f":"CELLCOLOR($M$19)","v":-4142},{"$f":"CELLCOLOR($N$19)","v":-4142},{"$f":"CELLCOLOR($O$19)","v":-4142},{"$f":"CELLCOLOR($P$19)","v":-4142},{"$f":"CELLCOLOR($Q$19)","v":-4142},{"$f":"CELLCOLOR($R$19)","v":-4142},{"$f":"CELLCOLOR($S$19)","v":-4142},{"$f":"CELLCOLOR($T$19)","v":-4142},{"$f":"CELLCOLOR($U$19)","v":-4142},{"$f":"CELLCOLOR($V$19)","v":-4142},{"$f":"CELLCOLOR($W$19)","v":-4142},{"$f":"CELLCOLOR($X$19)","v":-4142},{"$f":"CELLCOLOR($Y$19)","v":-4142},{"$f":"CELLCOLOR($Z$19)","v":-4142},{"$f":"CELLCOLOR($AA$19)","v":-4142},11]
[null,null,12,{"$f":"CELLCOLOR($D$20)","v":-4142},{"$f":"CELLCOLOR($E$20)","v":-4142},{"$f":"CELLCOLOR($F$20)","v":-4142},{"$f":"CELLCOLOR($G$20)","v":-4142},{"$f":"CELLCOLOR($H$20)","v":-4142},{"$f":"CELLCOLOR($I$20)","v":-4142},{"$f":"CELLCOLOR($J$20)","v":-4142},{"$f":"CELLCOLOR($K$20)","v":-4142},{"$f":"CELLCOLOR($L$20)","v":-4142},{"$f":"CELLCOLOR($M$20)","v":-4142},{"$f":"CELLCOLOR($N$20)","v":-4142},{"$f":"CELLCOLOR($O$20)","v":-4142},{"$f":"CELLCOLOR($P$20)","v":-4142},{"$f":"CELLCOLOR($Q$20)","v":-4142},{"$f":"CELLCOLOR($R$20)","v":-4142},{"$f":"CELLCOLOR($S$20)","v":-4142},{"$f":"CELLCOLOR($T$20)","v":-4142},{"$f":"CELLCOLOR($U$20)","v":-4142},{"$f":"CELLCOLOR($V$20)","v":-4142},{"$f":"CELLCOLOR($W$20)","v":-4142},{"$f":"CELLCOLOR($X$20)","v":-4142},{"$f":"CELLCOLOR($Y$20)","v":-4142},{"$f":"CELLCOLOR($Z$20)","v":-4142},{"$f":"CELLCOLOR($AA$20)","v":-4142},12]
[null,null,1,{"$f":"CELLCOLOR($D$21)","v":-4142},{"$f":"CELLCOLOR($E$21)","v":-4142},{"$f":"CELLCOLOR($F$21)","v":-4142},{"$f":"CELLCOLOR($G$21)","v":-4142},{"$f":"CELLCOLOR($H$21)","v":-4142},{"$f":"CELLCOLOR($I$21)","v":-4142},{"$f":"CELLCOLOR($J$21)","v":-4142},{"$f":"CELLCOLOR($K$21)","v":-4142},{"$f":"CELLCOLOR($L$21)","v":-4142},{"$f":"CELLCOLOR($M$21)","v":-4142},{"$f":"CELLCOLOR($N$21)","v":-4142},{"$f":"CELLCOLOR($O$21)","v":-4142},{"$f":"CELLCOLOR($P$21)","v":-4142},{"$f":"CELLCOLOR($Q$21)","v":-4142},{"$f":"CELLCOLOR($R$21)","v":-4142},{"$f":"CELLCOLOR($S$21)","v":-4142},{"$f":"CELLCOLOR($T$21)","v":-4142},{"$f":"CELLCOLOR($U$21)","v":-4142},{"$f":"CELLCOLOR($V$21)","v":-4142},{"$f":"CELLCOLOR($W$21)","v":-4142},{"$f":"CELLCOLOR($X$21)","v":-4142},{"$f":"CELLCOLOR($Y$21)","v":-4142},{"$f":"CELLCOLOR($Z$21)","v":-4142},{"$f":"CELLCOLOR($AA$21)","v":-4142},1]
[null,null,2,{"$f":"CELLCOLOR($D$22)","v":-4142},{"$f":"CELLCOLOR($E$22)","v":-4142},{"$f":"CELLCOLOR($F$22)","v":-4142},{"$f":"CELLCOLOR($G$22)","v":-4142},{"$f":"CELLCOLOR($H$22)","v":-4142},{"$f":"CELLCOLOR($I$22)","v":-4142},{"$f":"CELLCOLOR($J$22)","v":-4142},{"$f":"CELLCOLOR($K$22)","v":-4142},{"$f":"CELLCOLOR($L$22)","v":-4142},{"$f":"CELLCOLOR($M$22)","v":-4142},{"$f":"CELLCOLOR($N$22)","v":-4142},{"$f":"CELLCOLOR($O$22)","v":-4142},{"$f":"CELLCOLOR($P$22)","v":-4142},{"$f":"CELLCOLOR($Q$22)","v":-4142},{"$f":"CELLCOLOR($R$22)","v":-4142},{"$f":"CELLCOLOR($S$22)","v":-4142},{"$f":"CELLCOLOR($T$22)","v":-4142},{"$f":"CELLCOLOR($U$22)","v":-4142},{"$f":"CELLCOLOR($V$22)","v":-4142},{"$f":"CELLCOLOR($W$22)","v":-4142},{"$f":"CELLCOLOR($X$22)","v":-4142},{"$f":"CELLCOLOR($Y$22)","v":-4142},{"$f":"CELLCOLOR($Z$22)","v":-4142},{"$f":"CELLCOLOR($AA$22)","v":-4142},2]
[null,null,3,{"$f":"CELLCOLOR($D$23)","v":-4142},{"$f":"CELLCOLOR($E$23)","v":-4142},{"$f":"CELLCOLOR($F$23)","v":-4142},{"$f":"CELLCOLOR($G$23)","v":-4142},{"$f":"CELLCOLOR($H$23)","v":-4142},{"$f":"CELLCOLOR($I$23)","v":-4142},{"$f":"CELLCOLOR($J$23)","v":-4142},{"$f":"CELLCOLOR($K$23)","v":-4142},{"$f":"CELLCOLOR($L$23)","v":-4142},{"$f":"CELLCOLOR($M$23)","v":-4142},{"$f":"CELLCOLOR($N$23)","v":-4142},{"$f":"CELLCOLOR($O$23)","v":-4142},{"$f":"CELLCOLOR($P$23)","v":-4142},{"$f":"CELLCOLOR($Q$23)","v":-4142},{"$f":"CELLCOLOR($R$23)","v":-4142},{"$f":"CELLCOLOR($S$23)","v":-4142},{"$f":"CELLCOLOR($T$23)","v":-4142},{"$f":"CELLCOLOR($U$23)","v":-4142},{"$f":"CELLCOLOR($V$23)","v":-4142},{"$f":"CELLCOLOR($W$23)","v":-4142},{"$f":"CELLCOLOR($X$23)","v":-4142},{"$f":"CELLCOLOR($Y$23)","v":-4142},{"$f":"CELLCOLOR($Z$23)","v":-4142},{"$f":"CELLCOLOR($AA$23)","v":-4142},3]
[]
[null,null,"作業表2-1(冷房)",null,"●月▲時の平均気温(四捨五入で表示）"]
[null,null,null," 時刻"]
[null,null,"月",0,1,2,3,4,5,6,7,8,9,10,11,12,13,14,15,16,17,18,19,20,21,22,23,"月"]
[null,null,4,{"$f":"IF($D$177=24,ROUND($D$12,0),\"\")&\"\"","v":""},{"$f":"IF($E$177=24,ROUND($E$12,0),\"\")&\"\"","v":""},{"$f":"IF($F$177=24,ROUND($F$12,0),\"\")&\"\"","v":""},{"$f":"IF($G$177=24,ROUND($G$12,0),\"\")&\"\"","v":""},{"$f":"IF($H$177=24,ROUND($H$12,0),\"\")&\"\"","v":""},{"$f":"IF($I$177=24,ROUND($I$12,0),\"\")&\"\"","v":""},{"$f":"IF($J$177=24,ROUND($J$12,0),\"\")&\"\"","v":""},{"$f":"IF($K$177=24,ROUND($K$12,0),\"\")&\"\"","v":""},{"$f":"IF($L$177=24,ROUND($L$12,0),\"\")&\"\"","v":""},{"$f":"IF($M$177=24,ROUND($M$12,0),\"\")&\"\"","v":""},{"$f":"IF($N$177=24,ROUND($N$12,0),\"\")&\"\"","v":""},{"$f":"IF($O$177=24,ROUND($O$12,0),\"\")&\"\"","v":""},{"$f":"IF($P$177=24,ROUND($P$12,0),\"\")&\"\"","v":""},{"$f":"IF($Q$177=24,ROUND($Q$12,0),\"\")&\"\"","v":""},{"$f":"IF($R$177=24,ROUND($R$12,0),\"\")&\"\"","v":""},{"$f":"IF($S$177=24,ROUND($S$12,0),\"\")&\"\"","v":""},{"$f":"IF($T$177=24,ROUND($T$12,0),\"\")&\"\"","v":""},{"$f":"IF($U$177=24,ROUND($U$12,0),\"\")&\"\"","v":""},{"$f":"IF($V$177=24,ROUND($V$12,0),\"\")&\"\"","v":""},{"$f":"IF($W$177=24,ROUND($W$12,0),\"\")&\"\"","v":""},{"$f":"IF($X$177=24,ROUND($X$12,0),\"\")&\"\"","v":""},{"$f":"IF($Y$177=24,ROUND($Y$12,0),\"\")&\"\"","v":""},{"$f":"IF($Z$177=24,ROUND($Z$12,0),\"\")&\"\"","v":""},{"$f":"IF($AA$177=24,ROUND($AA$12,0),\"\")&\"\"","v":""},4]
[null,null,5,{"$f":"IF($D$178=24,ROUND($D$13,0),\"\")&\"\"","v":""},{"$f":"IF($E$178=24,ROUND($E$13,0),\"\")&\"\"","v":""},{"$f":"IF($F$178=24,ROUND($F$13,0),\"\")&\"\"","v":""},{"$f":"IF($G$178=24,ROUND($G$13,0),\"\")&\"\"","v":""},{"$f":"IF($H$178=24,ROUND($H$13,0),\"\")&\"\"","v":""},{"$f":"IF($I$178=24,ROUND($I$13,0),\"\")&\"\"","v":""},{"$f":"IF($J$178=24,ROUND($J$13,0),\"\")&\"\"","v":""},{"$f":"IF($K$178=24,ROUND($K$13,0),\"\")&\"\"","v":""},{"$f":"IF($L$178=24,ROUND($L$13,0),\"\")&\"\"","v":""},{"$f":"IF($M$178=24,ROUND($M$13,0),\"\")&\"\"","v":""},{"$f":"IF($N$178=24,ROUND($N$13,0),\"\")&\"\"","v":""},{"$f":"IF($O$178=24,ROUND($O$13,0),\"\")&\"\"","v":""},{"$f":"IF($P$178=24,ROUND($P$13,0),\"\")&\"\"","v":""},{"$f":"IF($Q$178=24,ROUND($Q$13,0),\"\")&\"\"","v":""},{"$f":"IF($R$178=24,ROUND($R$13,0),\"\")&\"\"","v":""},{"$f":"IF($S$178=24,ROUND($S$13,0),\"\")&\"\"","v":""},{"$f":"IF($T$178=24,ROUND($T$13,0),\"\")&\"\"","v":""},{"$f":"IF($U$178=24,ROUND($U$13,0),\"\")&\"\"","v":""},{"$f":"IF($V$178=24,ROUND($V$13,0),\"\")&\"\"","v":""},{"$f":"IF($W$178=24,ROUND($W$13,0),\"\")&\"\"","v":""},{"$f":"IF($X$178=24,ROUND($X$13,0),\"\")&\"\"","v":""},{"$f":"IF($Y$178=24,ROUND($Y$13,0),\"\")&\"\"","v":""},{"$f":"IF($Z$178=24,ROUND($Z$13,0),\"\")&\"\"","v":""},{"$f":"IF($AA$178=24,ROUND($AA$13,0),\"\")&\"\"","v":""},5]
[null,null,6,{"$f":"IF($D$179=24,ROUND($D$14,0),\"\")&\"\"","v":""},{"$f":"IF($E$179=24,ROUND($E$14,0),\"\")&\"\"","v":""},{"$f":"IF($F$179=24,ROUND($F$14,0),\"\")&\"\"","v":""},{"$f":"IF($G$179=24,ROUND($G$14,0),\"\")&\"\"","v":""},{"$f":"IF($H$179=24,ROUND($H$14,0),\"\")&\"\"","v":""},{"$f":"IF($I$179=24,ROUND($I$14,0),\"\")&\"\"","v":""},{"$f":"IF($J$179=24,ROUND($J$14,0),\"\")&\"\"","v":""},{"$f":"IF($K$179=24,ROUND($K$14,0),\"\")&\"\"","v":""},{"$f":"IF($L$179=24,ROUND($L$14,0),\"\")&\"\"","v":""},{"$f":"IF($M$179=24,ROUND($M$14,0),\"\")&\"\"","v":""},{"$f":"IF($N$179=24,ROUND($N$14,0),\"\")&\"\"","v":""},{"$f":"IF($O$179=24,ROUND($O$14,0),\"\")&\"\"","v":""},{"$f":"IF($P$179=24,ROUND($P$14,0),\"\")&\"\"","v":""},{"$f":"IF($Q$179=24,ROUND($Q$14,0),\"\")&\"\"","v":""},{"$f":"IF($R$179=24,ROUND($R$14,0),\"\")&\"\"","v":""},{"$f":"IF($S$179=24,ROUND($S$14,0),\"\")&\"\"","v":""},{"$f":"IF($T$179=24,ROUND($T$14,0),\"\")&\"\"","v":""},{"$f":"IF($U$179=24,ROUND($U$14,0),\"\")&\"\"","v":""},{"$f":"IF($V$179=24,ROUND($V$14,0),\"\")&\"\"","v":""},{"$f":"IF($W$179=24,ROUND($W$14,0),\"\")&\"\"","v":""},{"$f":"IF($X$179=24,ROUND($X$14,0),\"\")&\"\"","v":""},{"$f":"IF($Y$179=24,ROUND($Y$14,0),\"\")&\"\"","v":""},{"$f":"IF($Z$179=24,ROUND($Z$14,0),\"\")&\"\"","v":""},{"$f":"IF($AA$179=24,ROUND($AA$14,0),\"\")&\"\"","v":""},6]
[null,null,7,{"$f":"IF($D$180=24,ROUND($D$15,0),\"\")&\"\"","v":""},{"$f":"IF($E$180=24,ROUND($E$15,0),\"\")&\"\"","v":""},{"$f":"IF($F$180=24,ROUND($F$15,0),\"\")&\"\"","v":""},{"$f":"IF($G$180=24,ROUND($G$15,0),\"\")&\"\"","v":""},{"$f":"IF($H$180=24,ROUND($H$15,0),\"\")&\"\"","v":""},{"$f":"IF($I$180=24,ROUND($I$15,0),\"\")&\"\"","v":""},{"$f":"IF($J$180=24,ROUND($J$15,0),\"\")&\"\"","v":""},{"$f":"IF($K$180=24,ROUND($K$15,0),\"\")&\"\"","v":""},{"$f":"IF($L$180=24,ROUND($L$15,0),\"\")&\"\"","v":""},{"$f":"IF($M$180=24,ROUND($M$15,0),\"\")&\"\"","v":""},{"$f":"IF($N$180=24,ROUND($N$15,0),\"\")&\"\"","v":""},{"$f":"IF($O$180=24,ROUND($O$15,0),\"\")&\"\"","v":""},{"$f":"IF($P$180=24,ROUND($P$15,0),\"\")&\"\"","v":""},{"$f":"IF($Q$180=24,ROUND($Q$15,0),\"\")&\"\"","v":""},{"$f":"IF($R$180=24,ROUND($R$15,0),\"\")&\"\"","v":""},{"$f":"IF($S$180=24,ROUND($S$15,0),\"\")&\"\"","v":""},{"$f":"IF($T$180=24,ROUND($T$15,0),\"\")&\"\"","v":""},{"$f":"IF($U$180=24,ROUND($U$15,0),\"\")&\"\"","v":""},{"$f":"IF($V$180=24,ROUND($V$15,0),\"\")&\"\"","v":""},{"$f":"IF($W$180=24,ROUND($W$15,0),\"\")&\"\"","v":""},{"$f":"IF($X$180=24,ROUND($X$15,0),\"\")&\"\"","v":""},{"$f":"IF($Y$180=24,ROUND($Y$15,0),\"\")&\"\"","v":""},{"$f":"IF($Z$180=24,ROUND($Z$15,0),\"\")&\"\"","v":""},{"$f":"IF($AA$180=24,ROUND($AA$15,0),\"\")&\"\"","v":""},7]
[null,null,8,{"$f":"IF($D$181=24,ROUND($D$16,0),\"\")&\"\"","v":""},{"$f":"IF($E$181=24,ROUND($E$16,0),\"\")&\"\"","v":""},{"$f":"IF($F$181=24,ROUND($F$16,0),\"\")&\"\"","v":""},{"$f":"IF($G$181=24,ROUND($G$16,0),\"\")&\"\"","v":""},{"$f":"IF($H$181=24,ROUND($H$16,0),\"\")&\"\"","v":""},{"$f":"IF($I$181=24,ROUND($I$16,0),\"\")&\"\"","v":""},{"$f":"IF($J$181=24,ROUND($J$16,0),\"\")&\"\"","v":""},{"$f":"IF($K$181=24,ROUND($K$16,0),\"\")&\"\"","v":""},{"$f":"IF($L$181=24,ROUND($L$16,0),\"\")&\"\"","v":""},{"$f":"IF($M$181=24,ROUND($M$16,0),\"\")&\"\"","v":""},{"$f":"IF($N$181=24,ROUND($N$16,0),\"\")&\"\"","v":""},{"$f":"IF($O$181=24,ROUND($O$16,0),\"\")&\"\"","v":""},{"$f":"IF($P$181=24,ROUND($P$16,0),\"\")&\"\"","v":""},{"$f":"IF($Q$181=24,ROUND($Q$16,0),\"\")&\"\"","v":""},{"$f":"IF($R$181=24,ROUND($R$16,0),\"\")&\"\"","v":""},{"$f":"IF($S$181=24,ROUND($S$16,0),\"\")&\"\"","v":""},{"$f":"IF($T$181=24,ROUND($T$16,0),\"\")&\"\"","v":""},{"$f":"IF($U$181=24,ROUND($U$16,0),\"\")&\"\"","v":""},{"$f":"IF($V$181=24,ROUND($V$16,0),\"\")&\"\"","v":""},{"$f":"IF($W$181=24,ROUND($W$16,0),\"\")&\"\"","v":""},{"$f":"IF($X$181=24,ROUND($X$16,0),\"\")&\"\"","v":""},{"$f":"IF($Y$181=24,ROUND($Y$16,0),\"\")&\"\"","v":""},{"$f":"IF($Z$181=24,ROUND($Z$16,0),\"\")&\"\"","v":""},{"$f":"IF($AA$181=24,ROUND($AA$16,0),\"\")&\"\"","v":""},8]
[null,null,9,{"$f":"IF($D$182=24,ROUND($D$17,0),\"\")&\"\"","v":""},{"$f":"IF($E$182=24,ROUND($E$17,0),\"\")&\"\"","v":""},{"$f":"IF($F$182=24,ROUND($F$17,0),\"\")&\"\"","v":""},{"$f":"IF($G$182=24,ROUND($G$17,0),\"\")&\"\"","v":""},{"$f":"IF($H$182=24,ROUND($H$17,0),\"\")&\"\"","v":""},{"$f":"IF($I$182=24,ROUND($I$17,0),\"\")&\"\"","v":""},{"$f":"IF($J$182=24,ROUND($J$17,0),\"\")&\"\"","v":""},{"$f":"IF($K$182=24,ROUND($K$17,0),\"\")&\"\"","v":""},{"$f":"IF($L$182=24,ROUND($L$17,0),\"\")&\"\"","v":""},{"$f":"IF($M$182=24,ROUND($M$17,0),\"\")&\"\"","v":""},{"$f":"IF($N$182=24,ROUND($N$17,0),\"\")&\"\"","v":""},{"$f":"IF($O$182=24,ROUND($O$17,0),\"\")&\"\"","v":""},{"$f":"IF($P$182=24,ROUND($P$17,0),\"\")&\"\"","v":""},{"$f":"IF($Q$182=24,ROUND($Q$17,0),\"\")&\"\"","v":""},{"$f":"IF($R$182=24,ROUND($R$17,0),\"\")&\"\"","v":""},{"$f":"IF($S$182=24,ROUND($S$17,0),\"\")&\"\"","v":""},{"$f":"IF($T$182=24,ROUND($T$17,0),\"\")&\"\"","v":""},{"$f":"IF($U$182=24,ROUND($U$17,0),\"\")&\"\"","v":""},{"$f":"IF($V$182=24,ROUND($V$17,0),\"\")&\"\"","v":""},{"$f":"IF($W$182=24,ROUND($W$17,0),\"\")&\"\"","v":""},{"$f":"IF($X$182=24,ROUND($X$17,0),\"\")&\"\"","v":""},{"$f":"IF($Y$182=24,ROUND($Y$17,0),\"\")&\"\"","v":""},{"$f":"IF($Z$182=24,ROUND($Z$17,0),\"\")&\"\"","v":""},{"$f":"IF($AA$182=24,ROUND($AA$17,0),\"\")&\"\"","v":""},9]
[null,null,10,{"$f":"IF($D$183=24,ROUND($D$18,0),\"\")&\"\"","v":""},{"$f":"IF($E$183=24,ROUND($E$18,0),\"\")&\"\"","v":""},{"$f":"IF($F$183=24,ROUND($F$18,0),\"\")&\"\"","v":""},{"$f":"IF($G$183=24,ROUND($G$18,0),\"\")&\"\"","v":""},{"$f":"IF($H$183=24,ROUND($H$18,0),\"\")&\"\"","v":""},{"$f":"IF($I$183=24,ROUND($I$18,0),\"\")&\"\"","v":""},{"$f":"IF($J$183=24,ROUND($J$18,0),\"\")&\"\"","v":""},{"$f":"IF($K$183=24,ROUND($K$18,0),\"\")&\"\"","v":""},{"$f":"IF($L$183=24,ROUND($L$18,0),\"\")&\"\"","v":""},{"$f":"IF($M$183=24,ROUND($M$18,0),\"\")&\"\"","v":""},{"$f":"IF($N$183=24,ROUND($N$18,0),\"\")&\"\"","v":""},{"$f":"IF($O$183=24,ROUND($O$18,0),\"\")&\"\"","v":""},{"$f":"IF($P$183=24,ROUND($P$18,0),\"\")&\"\"","v":""},{"$f":"IF($Q$183=24,ROUND($Q$18,0),\"\")&\"\"","v":""},{"$f":"IF($R$183=24,ROUND($R$18,0),\"\")&\"\"","v":""},{"$f":"IF($S$183=24,ROUND($S$18,0),\"\")&\"\"","v":""},{"$f":"IF($T$183=24,ROUND($T$18,0),\"\")&\"\"","v":""},{"$f":"IF($U$183=24,ROUND($U$18,0),\"\")&\"\"","v":""},{"$f":"IF($V$183=24,ROUND($V$18,0),\"\")&\"\"","v":""},{"$f":"IF($W$183=24,ROUND($W$18,0),\"\")&\"\"","v":""},{"$f":"IF($X$183=24,ROUND($X$18,0),\"\")&\"\"","v":""},{"$f":"IF($Y$183=24,ROUND($Y$18,0),\"\")&\"\"","v":""},{"$f":"IF($Z$183=24,ROUND($Z$18,0),\"\")&\"\"","v":""},{"$f":"IF($AA$183=24,ROUND($AA$18,0),\"\")&\"\"","v":""},10]
[null,null,11,{"$f":"IF($D$184=24,ROUND($D$19,0),\"\")&\"\"","v":""},{"$f":"IF($E$184=24,ROUND($E$19,0),\"\")&\"\"","v":""},{"$f":"IF($F$184=24,ROUND($F$19,0),\"\")&\"\"","v":""},{"$f":"IF($G$184=24,ROUND($G$19,0),\"\")&\"\"","v":""},{"$f":"IF($H$184=24,ROUND($H$19,0),\"\")&\"\"","v":""},{"$f":"IF($I$184=24,ROUND($I$19,0),\"\")&\"\"","v":""},{"$f":"IF($J$184=24,ROUND($J$19,0),\"\")&\"\"","v":""},{"$f":"IF($K$184=24,ROUND($K$19,0),\"\")&\"\"","v":""},{"$f":"IF($L$184=24,ROUND($L$19,0),\"\")&\"\"","v":""},{"$f":"IF($M$184=24,ROUND($M$19,0),\"\")&\"\"","v":""},{"$f":"IF($N$184=24,ROUND($N$19,0),\"\")&\"\"","v":""},{"$f":"IF($O$184=24,ROUND($O$19,0),\"\")&\"\"","v":""},{"$f":"IF($P$184=24,ROUND($P$19,0),\"\")&\"\"","v":""},{"$f":"IF($Q$184=24,ROUND($Q$19,0),\"\")&\"\"","v":""},{"$f":"IF($R$184=24,ROUND($R$19,0),\"\")&\"\"","v":""},{"$f":"IF($S$184=24,ROUND($S$19,0),\"\")&\"\"","v":""},{"$f":"IF($T$184=24,ROUND($T$19,0),\"\")&\"\"","v":""},{"$f":"IF($U$184=24,ROUND($U$19,0),\"\")&\"\"","v":""},{"$f":"IF($V$184=24,ROUND($V$19,0),\"\")&\"\"","v":""},{"$f":"IF($W$184=24,ROUND($W$19,0),\"\")&\"\"","v":""},{"$f":"IF($X$184=24,ROUND($X$19,0),\"\")&\"\"","v":""},{"$f":"IF($Y$184=24,ROUND($Y$19,0),\"\")&\"\"","v":""},{"$f":"IF($Z$184=24,ROUND($Z$19,0),\"\")&\"\"","v":""},{"$f":"IF($AA$184=24,ROUND($AA$19,0),\"\")&\"\"","v":""},11]
[null,null,12,{"$f":"IF($D$185=24,ROUND($D$20,0),\"\")&\"\"","v":""},{"$f":"IF($E$185=24,ROUND($E$20,0),\"\")&\"\"","v":""},{"$f":"IF($F$185=24,ROUND($F$20,0),\"\")&\"\"","v":""},{"$f":"IF($G$185=24,ROUND($G$20,0),\"\")&\"\"","v":""},{"$f":"IF($H$185=24,ROUND($H$20,0),\"\")&\"\"","v":""},{"$f":"IF($I$185=24,ROUND($I$20,0),\"\")&\"\"","v":""},{"$f":"IF($J$185=24,ROUND($J$20,0),\"\")&\"\"","v":""},{"$f":"IF($K$185=24,ROUND($K$20,0),\"\")&\"\"","v":""},{"$f":"IF($L$185=24,ROUND($L$20,0),\"\")&\"\"","v":""},{"$f":"IF($M$185=24,ROUND($M$20,0),\"\")&\"\"","v":""},{"$f":"IF($N$185=24,ROUND($N$20,0),\"\")&\"\"","v":""},{"$f":"IF($O$185=24,ROUND($O$20,0),\"\")&\"\"","v":""},{"$f":"IF($P$185=24,ROUND($P$20,0),\"\")&\"\"","v":""},{"$f":"IF($Q$185=24,ROUND($Q$20,0),\"\")&\"\"","v":""},{"$f":"IF($R$185=24,ROUND($R$20,0),\"\")&\"\"","v":""},{"$f":"IF($S$185=24,ROUND($S$20,0),\"\")&\"\"","v":""},{"$f":"IF($T$185=24,ROUND($T$20,0),\"\")&\"\"","v":""},{"$f":"IF($U$185=24,ROUND($U$20,0),\"\")&\"\"","v":""},{"$f":"IF($V$185=24,ROUND($V$20,0),\"\")&\"\"","v":""},{"$f":"IF($W$185=24,ROUND($W$20,0),\"\")&\"\"","v":""},{"$f":"IF($X$185=24,ROUND($X$20,0),\"\")&\"\"","v":""},{"$f":"IF($Y$185=24,ROUND($Y$20,0),\"\")&\"\"","v":""},{"$f":"IF($Z$185=24,ROUND($Z$20,0),\"\")&\"\"","v":""},{"$f":"IF($AA$185=24,ROUND($AA$20,0),\"\")&\"\"","v":""},12]
[null,null,1,{"$f":"IF($D$186=24,ROUND($D$21,0),\"\")&\"\"","v":""},{"$f":"IF($E$186=24,ROUND($E$21,0),\"\")&\"\"","v":""},{"$f":"IF($F$186=24,ROUND($F$21,0),\"\")&\"\"","v":""},{"$f":"IF($G$186=24,ROUND($G$21,0),\"\")&\"\"","v":""},{"$f":"IF($H$186=24,ROUND($H$21,0),\"\")&\"\"","v":""},{"$f":"IF($I$186=24,ROUND($I$21,0),\"\")&\"\"","v":""},{"$f":"IF($J$186=24,ROUND($J$21,0),\"\")&\"\"","v":""},{"$f":"IF($K$186=24,ROUND($K$21,0),\"\")&\"\"","v":""},{"$f":"IF($L$186=24,ROUND($L$21,0),\"\")&\"\"","v":""},{"$f":"IF($M$186=24,ROUND($M$21,0),\"\")&\"\"","v":""},{"$f":"IF($N$186=24,ROUND($N$21,0),\"\")&\"\"","v":""},{"$f":"IF($O$186=24,ROUND($O$21,0),\"\")&\"\"","v":""},{"$f":"IF($P$186=24,ROUND($P$21,0),\"\")&\"\"","v":""},{"$f":"IF($Q$186=24,ROUND($Q$21,0),\"\")&\"\"","v":""},{"$f":"IF($R$186=24,ROUND($R$21,0),\"\")&\"\"","v":""},{"$f":"IF($S$186=24,ROUND($S$21,0),\"\")&\"\"","v":""},{"$f":"IF($T$186=24,ROUND($T$21,0),\"\")&\"\"","v":""},{"$f":"IF($U$186=24,ROUND($U$21,0),\"\")&\"\"","v":""},{"$f":"IF($V$186=24,ROUND($V$21,0),\"\")&\"\"","v":""},{"$f":"IF($W$186=24,ROUND($W$21,0),\"\")&\"\"","v":""},{"$f":"IF($X$186=24,ROUND($X$21,0),\"\")&\"\"","v":""},{"$f":"IF($Y$186=24,ROUND($Y$21,0),\"\")&\"\"","v":""},{"$f":"IF($Z$186=24,ROUND($Z$21,0),\"\")&\"\"","v":""},{"$f":"IF($AA$186=24,ROUND($AA$21,0),\"\")&\"\"","v":""},1]
[null,null,2,{"$f":"IF($D$187=24,ROUND($D$22,0),\"\")&\"\"","v":""},{"$f":"IF($E$187=24,ROUND($E$22,0),\"\")&\"\"","v":""},{"$f":"IF($F$187=24,ROUND($F$22,0),\"\")&\"\"","v":""},{"$f":"IF($G$187=24,ROUND($G$22,0),\"\")&\"\"","v":""},{"$f":"IF($H$187=24,ROUND($H$22,0),\"\")&\"\"","v":""},{"$f":"IF($I$187=24,ROUND($I$22,0),\"\")&\"\"","v":""},{"$f":"IF($J$187=24,ROUND($J$22,0),\"\")&\"\"","v":""},{"$f":"IF($K$187=24,ROUND($K$22,0),\"\")&\"\"","v":""},{"$f":"IF($L$187=24,ROUND($L$22,0),\"\")&\"\"","v":""},{"$f":"IF($M$187=24,ROUND($M$22,0),\"\")&\"\"","v":""},{"$f":"IF($N$187=24,ROUND($N$22,0),\"\")&\"\"","v":""},{"$f":"IF($O$187=24,ROUND($O$22,0),\"\")&\"\"","v":""},{"$f":"IF($P$187=24,ROUND($P$22,0),\"\")&\"\"","v":""},{"$f":"IF($Q$187=24,ROUND($Q$22,0),\"\")&\"\"","v":""},{"$f":"IF($R$187=24,ROUND($R$22,0),\"\")&\"\"","v":""},{"$f":"IF($S$187=24,ROUND($S$22,0),\"\")&\"\"","v":""},{"$f":"IF($T$187=24,ROUND($T$22,0),\"\")&\"\"","v":""},{"$f":"IF($U$187=24,ROUND($U$22,0),\"\")&\"\"","v":""},{"$f":"IF($V$187=24,ROUND($V$22,0),\"\")&\"\"","v":""},{"$f":"IF($W$187=24,ROUND($W$22,0),\"\")&\"\"","v":""},{"$f":"IF($X$187=24,ROUND($X$22,0),\"\")&\"\"","v":""},{"$f":"IF($Y$187=24,ROUND($Y$22,0),\"\")&\"\"","v":""},{"$f":"IF($Z$187=24,ROUND($Z$22,0),\"\")&\"\"","v":""},{"$f":"IF($AA$187=24,ROUND($AA$22,0),\"\")&\"\"","v":""},2]
[null,null,3,{"$f":"IF($D$188=24,ROUND($D$23,0),\"\")&\"\"","v":""},{"$f":"IF($E$188=24,ROUND($E$23,0),\"\")&\"\"","v":""},{"$f":"IF($F$188=24,ROUND($F$23,0),\"\")&\"\"","v":""},{"$f":"IF($G$188=24,ROUND($G$23,0),\"\")&\"\"","v":""},{"$f":"IF($H$188=24,ROUND($H$23,0),\"\")&\"\"","v":""},{"$f":"IF($I$188=24,ROUND($I$23,0),\"\")&\"\"","v":""},{"$f":"IF($J$188=24,ROUND($J$23,0),\"\")&\"\"","v":""},{"$f":"IF($K$188=24,ROUND($K$23,0),\"\")&\"\"","v":""},{"$f":"IF($L$188=24,ROUND($L$23,0),\"\")&\"\"","v":""},{"$f":"IF($M$188=24,ROUND($M$23,0),\"\")&\"\"","v":""},{"$f":"IF($N$188=24,ROUND($N$23,0),\"\")&\"\"","v":""},{"$f":"IF($O$188=24,ROUND($O$23,0),\"\")&\"\"","v":""},{"$f":"IF($P$188=24,ROUND($P$23,0),\"\")&\"\"","v":""},{"$f":"IF($Q$188=24,ROUND($Q$23,0),\"\")&\"\"","v":""},{"$f":"IF($R$188=24,ROUND($R$23,0),\"\")&\"\"","v":""},{"$f":"IF($S$188=24,ROUND($S$23,0),\"\")&\"\"","v":""},{"$f":"IF($T$188=24,ROUND($T$23,0),\"\")&\"\"","v":""},{"$f":"IF($U$188=24,ROUND($U$23,0),\"\")&\"\"","v":""},{"$f":"IF($V$188=24,ROUND($V$23,0),\"\")&\"\"","v":""},{"$f":"IF($W$188=24,ROUND($W$23,0),\"\")&\"\"","v":""},{"$f":"IF($X$188=24,ROUND($X$23,0),\"\")&\"\"","v":""},{"$f":"IF($Y$188=24,ROUND($Y$23,0),\"\")&\"\"","v":""},{"$f":"IF($Z$188=24,ROUND($Z$23,0),\"\")&\"\"","v":""},{"$f":"IF($AA$188=24,ROUND($AA$23,0),\"\")&\"\"","v":""},3]
[]
[null,null,"作業表2-2(暖房)",null,"●月▲時の平均気温(四捨五入で表示）"]
[null,null,null," 時刻"]
[null,null,"月",0,1,2,3,4,5,6,7,8,9,10,11,12,13,14,15,16,17,18,19,20,21,22,23,"月"]
[null,null,4,{"$f":"IF($D$177=19,ROUND($D$12,0),\"\")&\"\"","v":""},{"$f":"IF($E$177=19,ROUND($E$12,0),\"\")&\"\"","v":""},{"$f":"IF($F$177=19,ROUND($F$12,0),\"\")&\"\"","v":""},{"$f":"IF($G$177=19,ROUND($G$12,0),\"\")&\"\"","v":""},{"$f":"IF($H$177=19,ROUND($H$12,0),\"\")&\"\"","v":""},{"$f":"IF($I$177=19,ROUND($I$12,0),\"\")&\"\"","v":""},{"$f":"IF($J$177=19,ROUND($J$12,0),\"\")&\"\"","v":""},{"$f":"IF($K$177=19,ROUND($K$12,0),\"\")&\"\"","v":""},{"$f":"IF($L$177=19,ROUND($L$12,0),\"\")&\"\"","v":""},{"$f":"IF($M$177=19,ROUND($M$12,0),\"\")&\"\"","v":""},{"$f":"IF($N$177=19,ROUND($N$12,0),\"\")&\"\"","v":""},{"$f":"IF($O$177=19,ROUND($O$12,0),\"\")&\"\"","v":""},{"$f":"IF($P$177=19,ROUND($P$12,0),\"\")&\"\"","v":""},{"$f":"IF($Q$177=19,ROUND($Q$12,0),\"\")&\"\"","v":""},{"$f":"IF($R$177=19,ROUND($R$12,0),\"\")&\"\"","v":""},{"$f":"IF($S$177=19,ROUND($S$12,0),\"\")&\"\"","v":""},{"$f":"IF($T$177=19,ROUND($T$12,0),\"\")&\"\"","v":""},{"$f":"IF($U$177=19,ROUND($U$12,0),\"\")&\"\"","v":""},{"$f":"IF($V$177=19,ROUND($V$12,0),\"\")&\"\"","v":""},{"$f":"IF($W$177=19,ROUND($W$12,0),\"\")&\"\"","v":""},{"$f":"IF($X$177=19,ROUND($X$12,0),\"\")&\"\"","v":""},{"$f":"IF($Y$177=19,ROUND($Y$12,0),\"\")&\"\"","v":""},{"$f":"IF($Z$177=19,ROUND($Z$12,0),\"\")&\"\"","v":""},{"$f":"IF($AA$177=19,ROUND($AA$12,0),\"\")&\"\"","v":""},4]
[null,null,5,{"$f":"IF($D$178=19,ROUND($D$13,0),\"\")&\"\"","v":""},{"$f":"IF($E$178=19,ROUND($E$13,0),\"\")&\"\"","v":""},{"$f":"IF($F$178=19,ROUND($F$13,0),\"\")&\"\"","v":""},{"$f":"IF($G$178=19,ROUND($G$13,0),\"\")&\"\"","v":""},{"$f":"IF($H$178=19,ROUND($H$13,0),\"\")&\"\"","v":""},{"$f":"IF($I$178=19,ROUND($I$13,0),\"\")&\"\"","v":""},{"$f":"IF($J$178=19,ROUND($J$13,0),\"\")&\"\"","v":""},{"$f":"IF($K$178=19,ROUND($K$13,0),\"\")&\"\"","v":""},{"$f":"IF($L$178=19,ROUND($L$13,0),\"\")&\"\"","v":""},{"$f":"IF($M$178=19,ROUND($M$13,0),\"\")&\"\"","v":""},{"$f":"IF($N$178=19,ROUND($N$13,0),\"\")&\"\"","v":""},{"$f":"IF($O$178=19,ROUND($O$13,0),\"\")&\"\"","v":""},{"$f":"IF($P$178=19,ROUND($P$13,0),\"\")&\"\"","v":""},{"$f":"IF($Q$178=19,ROUND($Q$13,0),\"\")&\"\"","v":""},{"$f":"IF($R$178=19,ROUND($R$13,0),\"\")&\"\"","v":""},{"$f":"IF($S$178=19,ROUND($S$13,0),\"\")&\"\"","v":""},{"$f":"IF($T$178=19,ROUND($T$13,0),\"\")&\"\"","v":""},{"$f":"IF($U$178=19,ROUND($U$13,0),\"\")&\"\"","v":""},{"$f":"IF($V$178=19,ROUND($V$13,0),\"\")&\"\"","v":""},{"$f":"IF($W$178=19,ROUND($W$13,0),\"\")&\"\"","v":""},{"$f":"IF($X$178=19,ROUND($X$13,0),\"\")&\"\"","v":""},{"$f":"IF($Y$178=19,ROUND($Y$13,0),\"\")&\"\"","v":""},{"$f":"IF($Z$178=19,ROUND($Z$13,0),\"\")&\"\"","v":""},{"$f":"IF($AA$178=19,ROUND($AA$13,0),\"\")&\"\"","v":""},5]
[null,null,6,{"$f":"IF($D$179=19,ROUND($D$14,0),\"\")&\"\"","v":""},{"$f":"IF($E$179=19,ROUND($E$14,0),\"\")&\"\"","v":""},{"$f":"IF($F$179=19,ROUND($F$14,0),\"\")&\"\"","v":""},{"$f":"IF($G$179=19,ROUND($G$14,0),\"\")&\"\"","v":""},{"$f":"IF($H$179=19,ROUND($H$14,0),\"\")&\"\"","v":""},{"$f":"IF($I$179=19,ROUND($I$14,0),\"\")&\"\"","v":""},{"$f":"IF($J$179=19,ROUND($J$14,0),\"\")&\"\"","v":""},{"$f":"IF($K$179=19,ROUND($K$14,0),\"\")&\"\"","v":""},{"$f":"IF($L$179=19,ROUND($L$14,0),\"\")&\"\"","v":""},{"$f":"IF($M$179=19,ROUND($M$14,0),\"\")&\"\"","v":""},{"$f":"IF($N$179=19,ROUND($N$14,0),\"\")&\"\"","v":""},{"$f":"IF($O$179=19,ROUND($O$14,0),\"\")&\"\"","v":""},{"$f":"IF($P$179=19,ROUND($P$14,0),\"\")&\"\"","v":""},{"$f":"IF($Q$179=19,ROUND($Q$14,0),\"\")&\"\"","v":""},{"$f":"IF($R$179=19,ROUND($R$14,0),\"\")&\"\"","v":""},{"$f":"IF($S$179=19,ROUND($S$14,0),\"\")&\"\"","v":""},{"$f":"IF($T$179=19,ROUND($T$14,0),\"\")&\"\"","v":""},{"$f":"IF($U$179=19,ROUND($U$14,0),\"\")&\"\"","v":""},{"$f":"IF($V$179=19,ROUND($V$14,0),\"\")&\"\"","v":""},{"$f":"IF($W$179=19,ROUND($W$14,0),\"\")&\"\"","v":""},{"$f":"IF($X$179=19,ROUND($X$14,0),\"\")&\"\"","v":""},{"$f":"IF($Y$179=19,ROUND($Y$14,0),\"\")&\"\"","v":""},{"$f":"IF($Z$179=19,ROUND($Z$14,0),\"\")&\"\"","v":""},{"$f":"IF($AA$179=19,ROUND($AA$14,0),\"\")&\"\"","v":""},6]
[null,null,7,{"$f":"IF($D$180=19,ROUND($D$15,0),\"\")&\"\"","v":""},{"$f":"IF($E$180=19,ROUND($E$15,0),\"\")&\"\"","v":""},{"$f":"IF($F$180=19,ROUND($F$15,0),\"\")&\"\"","v":""},{"$f":"IF($G$180=19,ROUND($G$15,0),\"\")&\"\"","v":""},{"$f":"IF($H$180=19,ROUND($H$15,0),\"\")&\"\"","v":""},{"$f":"IF($I$180=19,ROUND($I$15,0),\"\")&\"\"","v":""},{"$f":"IF($J$180=19,ROUND($J$15,0),\"\")&\"\"","v":""},{"$f":"IF($K$180=19,ROUND($K$15,0),\"\")&\"\"","v":""},{"$f":"IF($L$180=19,ROUND($L$15,0),\"\")&\"\"","v":""},{"$f":"IF($M$180=19,ROUND($M$15,0),\"\")&\"\"","v":""},{"$f":"IF($N$180=19,ROUND($N$15,0),\"\")&\"\"","v":""},{"$f":"IF($O$180=19,ROUND($O$15,0),\"\")&\"\"","v":""},{"$f":"IF($P$180=19,ROUND($P$15,0),\"\")&\"\"","v":""},{"$f":"IF($Q$180=19,ROUND($Q$15,0),\"\")&\"\"","v":""},{"$f":"IF($R$180=19,ROUND($R$15,0),\"\")&\"\"","v":""},{"$f":"IF($S$180=19,ROUND($S$15,0),\"\")&\"\"","v":""},{"$f":"IF($T$180=19,ROUND($T$15,0),\"\")&\"\"","v":""},{"$f":"IF($U$180=19,ROUND($U$15,0),\"\")&\"\"","v":""},{"$f":"IF($V$180=19,ROUND($V$15,0),\"\")&\"\"","v":""},{"$f":"IF($W$180=19,ROUND($W$15,0),\"\")&\"\"","v":""},{"$f":"IF($X$180=19,ROUND($X$15,0),\"\")&\"\"","v":""},{"$f":"IF($Y$180=19,ROUND($Y$15,0),\"\")&\"\"","v":""},{"$f":"IF($Z$180=19,ROUND($Z$15,0),\"\")&\"\"","v":""},{"$f":"IF($AA$180=19,ROUND($AA$15,0),\"\")&\"\"","v":""},7]
[null,null,8,{"$f":"IF($D$181=19,ROUND($D$16,0),\"\")&\"\"","v":""},{"$f":"IF($E$181=19,ROUND($E$16,0),\"\")&\"\"","v":""},{"$f":"IF($F$181=19,ROUND($F$16,0),\"\")&\"\"","v":""},{"$f":"IF($G$181=19,ROUND($G$16,0),\"\")&\"\"","v":""},{"$f":"IF($H$181=19,ROUND($H$16,0),\"\")&\"\"","v":""},{"$f":"IF($I$181=19,ROUND($I$16,0),\"\")&\"\"","v":""},{"$f":"IF($J$181=19,ROUND($J$16,0),\"\")&\"\"","v":""},{"$f":"IF($K$181=19,ROUND($K$16,0),\"\")&\"\"","v":""},{"$f":"IF($L$181=19,ROUND($L$16,0),\"\")&\"\"","v":""},{"$f":"IF($M$181=19,ROUND($M$16,0),\"\")&\"\"","v":""},{"$f":"IF($N$181=19,ROUND($N$16,0),\"\")&\"\"","v":""},{"$f":"IF($O$181=19,ROUND($O$16,0),\"\")&\"\"","v":""},{"$f":"IF($P$181=19,ROUND($P$16,0),\"\")&\"\"","v":""},{"$f":"IF($Q$181=19,ROUND($Q$16,0),\"\")&\"\"","v":""},{"$f":"IF($R$181=19,ROUND($R$16,0),\"\")&\"\"","v":""},{"$f":"IF($S$181=19,ROUND($S$16,0),\"\")&\"\"","v":""},{"$f":"IF($T$181=19,ROUND($T$16,0),\"\")&\"\"","v":""},{"$f":"IF($U$181=19,ROUND($U$16,0),\"\")&\"\"","v":""},{"$f":"IF($V$181=19,ROUND($V$16,0),\"\")&\"\"","v":""},{"$f":"IF($W$181=19,ROUND($W$16,0),\"\")&\"\"","v":""},{"$f":"IF($X$181=19,ROUND($X$16,0),\"\")&\"\"","v":""},{"$f":"IF($Y$181=19,ROUND($Y$16,0),\"\")&\"\"","v":""},{"$f":"IF($Z$181=19,ROUND($Z$16,0),\"\")&\"\"","v":""},{"$f":"IF($AA$181=19,ROUND($AA$16,0),\"\")&\"\"","v":""},8]
[null,null,9,{"$f":"IF($D$182=19,ROUND($D$17,0),\"\")&\"\"","v":""},{"$f":"IF($E$182=19,ROUND($E$17,0),\"\")&\"\"","v":""},{"$f":"IF($F$182=19,ROUND($F$17,0),\"\")&\"\"","v":""},{"$f":"IF($G$182=19,ROUND($G$17,0),\"\")&\"\"","v":""},{"$f":"IF($H$182=19,ROUND($H$17,0),\"\")&\"\"","v":""},{"$f":"IF($I$182=19,ROUND($I$17,0),\"\")&\"\"","v":""},{"$f":"IF($J$182=19,ROUND($J$17,0),\"\")&\"\"","v":""},{"$f":"IF($K$182=19,ROUND($K$17,0),\"\")&\"\"","v":""},{"$f":"IF($L$182=19,ROUND($L$17,0),\"\")&\"\"","v":""},{"$f":"IF($M$182=19,ROUND($M$17,0),\"\")&\"\"","v":""},{"$f":"IF($N$182=19,ROUND($N$17,0),\"\")&\"\"","v":""},{"$f":"IF($O$182=19,ROUND($O$17,0),\"\")&\"\"","v":""},{"$f":"IF($P$182=19,ROUND($P$17,0),\"\")&\"\"","v":""},{"$f":"IF($Q$182=19,ROUND($Q$17,0),\"\")&\"\"","v":""},{"$f":"IF($R$182=19,ROUND($R$17,0),\"\")&\"\"","v":""},{"$f":"IF($S$182=19,ROUND($S$17,0),\"\")&\"\"","v":""},{"$f":"IF($T$182=19,ROUND($T$17,0),\"\")&\"\"","v":""},{"$f":"IF($U$182=19,ROUND($U$17,0),\"\")&\"\"","v":""},{"$f":"IF($V$182=19,ROUND($V$17,0),\"\")&\"\"","v":""},{"$f":"IF($W$182=19,ROUND($W$17,0),\"\")&\"\"","v":""},{"$f":"IF($X$182=19,ROUND($X$17,0),\"\")&\"\"","v":""},{"$f":"IF($Y$182=19,ROUND($Y$17,0),\"\")&\"\"","v":""},{"$f":"IF($Z$182=19,ROUND($Z$17,0),\"\")&\"\"","v":""},{"$f":"IF($AA$182=19,ROUND($AA$17,0),\"\")&\"\"","v":""},9]
[null,null,10,{"$f":"IF($D$183=19,ROUND($D$18,0),\"\")&\"\"","v":""},{"$f":"IF($E$183=19,ROUND($E$18,0),\"\")&\"\"","v":""},{"$f":"IF($F$183=19,ROUND($F$18,0),\"\")&\"\"","v":""},{"$f":"IF($G$183=19,ROUND($G$18,0),\"\")&\"\"","v":""},{"$f":"IF($H$183=19,ROUND($H$18,0),\"\")&\"\"","v":""},{"$f":"IF($I$183=19,ROUND($I$18,0),\"\")&\"\"","v":""},{"$f":"IF($J$183=19,ROUND($J$18,0),\"\")&\"\"","v":""},{"$f":"IF($K$183=19,ROUND($K$18,0),\"\")&\"\"","v":""},{"$f":"IF($L$183=19,ROUND($L$18,0),\"\")&\"\"","v":""},{"$f":"IF($M$183=19,ROUND($M$18,0),\"\")&\"\"","v":""},{"$f":"IF($N$183=19,ROUND($N$18,0),\"\")&\"\"","v":""},{"$f":"IF($O$183=19,ROUND($O$18,0),\"\")&\"\"","v":""},{"$f":"IF($P$183=19,ROUND($P$18,0),\"\")&\"\"","v":""},{"$f":"IF($Q$183=19,ROUND($Q$18,0),\"\")&\"\"","v":""},{"$f":"IF($R$183=19,ROUND($R$18,0),\"\")&\"\"","v":""},{"$f":"IF($S$183=19,ROUND($S$18,0),\"\")&\"\"","v":""},{"$f":"IF($T$183=19,ROUND($T$18,0),\"\")&\"\"","v":""},{"$f":"IF($U$183=19,ROUND($U$18,0),\"\")&\"\"","v":""},{"$f":"IF($V$183=19,ROUND($V$18,0),\"\")&\"\"","v":""},{"$f":"IF($W$183=19,ROUND($W$18,0),\"\")&\"\"","v":""},{"$f":"IF($X$183=19,ROUND($X$18,0),\"\")&\"\"","v":""},{"$f":"IF($Y$183=19,ROUND($Y$18,0),\"\")&\"\"","v":""},{"$f":"IF($Z$183=19,ROUND($Z$18,0),\"\")&\"\"","v":""},{"$f":"IF($AA$183=19,ROUND($AA$18,0),\"\")&\"\"","v":""},10]
[null,null,11,{"$f":"IF($D$184=19,ROUND($D$19,0),\"\")&\"\"","v":""},{"$f":"IF($E$184=19,ROUND($E$19,0),\"\")&\"\"","v":""},{"$f":"IF($F$184=19,ROUND($F$19,0),\"\")&\"\"","v":""},{"$f":"IF($G$184=19,ROUND($G$19,0),\"\")&\"\"","v":""},{"$f":"IF($H$184=19,ROUND($H$19,0),\"\")&\"\"","v":""},{"$f":"IF($I$184=19,ROUND($I$19,0),\"\")&\"\"","v":""},{"$f":"IF($J$184=19,ROUND($J$19,0),\"\")&\"\"","v":""},{"$f":"IF($K$184=19,ROUND($K$19,0),\"\")&\"\"","v":""},{"$f":"IF($L$184=19,ROUND($L$19,0),\"\")&\"\"","v":""},{"$f":"IF($M$184=19,ROUND($M$19,0),\"\")&\"\"","v":""},{"$f":"IF($N$184=19,ROUND($N$19,0),\"\")&\"\"","v":""},{"$f":"IF($O$184=19,ROUND($O$19,0),\"\")&\"\"","v":""},{"$f":"IF($P$184=19,ROUND($P$19,0),\"\")&\"\"","v":""},{"$f":"IF($Q$184=19,ROUND($Q$19,0),\"\")&\"\"","v":""},{"$f":"IF($R$184=19,ROUND($R$19,0),\"\")&\"\"","v":""},{"$f":"IF($S$184=19,ROUND($S$19,0),\"\")&\"\"","v":""},{"$f":"IF($T$184=19,ROUND($T$19,0),\"\")&\"\"","v":""},{"$f":"IF($U$184=19,ROUND($U$19,0),\"\")&\"\"","v":""},{"$f":"IF($V$184=19,ROUND($V$19,0),\"\")&\"\"","v":""},{"$f":"IF($W$184=19,ROUND($W$19,0),\"\")&\"\"","v":""},{"$f":"IF($X$184=19,ROUND($X$19,0),\"\")&\"\"","v":""},{"$f":"IF($Y$184=19,ROUND($Y$19,0),\"\")&\"\"","v":""},{"$f":"IF($Z$184=19,ROUND($Z$19,0),\"\")&\"\"","v":""},{"$f":"IF($AA$184=19,ROUND($AA$19,0),\"\")&\"\"","v":""},11]
[null,null,12,{"$f":"IF($D$185=19,ROUND($D$20,0),\"\")&\"\"","v":""},{"$f":"IF($E$185=19,ROUND($E$20,0),\"\")&\"\"","v":""},{"$f":"IF($F$185=19,ROUND($F$20,0),\"\")&\"\"","v":""},{"$f":"IF($G$185=19,ROUND($G$20,0),\"\")&\"\"","v":""},{"$f":"IF($H$185=19,ROUND($H$20,0),\"\")&\"\"","v":""},{"$f":"IF($I$185=19,ROUND($I$20,0),\"\")&\"\"","v":""},{"$f":"IF($J$185=19,ROUND($J$20,0),\"\")&\"\"","v":""},{"$f":"IF($K$185=19,ROUND($K$20,0),\"\")&\"\"","v":""},{"$f":"IF($L$185=19,ROUND($L$20,0),\"\")&\"\"","v":""},{"$f":"IF($M$185=19,ROUND($M$20,0),\"\")&\"\"","v":""},{"$f":"IF($N$185=19,ROUND($N$20,0),\"\")&\"\"","v":""},{"$f":"IF($O$185=19,ROUND($O$20,0),\"\")&\"\"","v":""},{"$f":"IF($P$185=19,ROUND($P$20,0),\"\")&\"\"","v":""},{"$f":"IF($Q$185=19,ROUND($Q$20,0),\"\")&\"\"","v":""},{"$f":"IF($R$185=19,ROUND($R$20,0),\"\")&\"\"","v":""},{"$f":"IF($S$185=19,ROUND($S$20,0),\"\")&\"\"","v":""},{"$f":"IF($T$185=19,ROUND($T$20,0),\"\")&\"\"","v":""},{"$f":"IF($U$185=19,ROUND($U$20,0),\"\")&\"\"","v":""},{"$f":"IF($V$185=19,ROUND($V$20,0),\"\")&\"\"","v":""},{"$f":"IF($W$185=19,ROUND($W$20,0),\"\")&\"\"","v":""},{"$f":"IF($X$185=19,ROUND($X$20,0),\"\")&\"\"","v":""},{"$f":"IF($Y$185=19,ROUND($Y$20,0),\"\")&\"\"","v":""},{"$f":"IF($Z$185=19,ROUND($Z$20,0),\"\")&\"\"","v":""},{"$f":"IF($AA$185=19,ROUND($AA$20,0),\"\")&\"\"","v":""},12]
[null,null,1,{"$f":"IF($D$186=19,ROUND($D$21,0),\"\")&\"\"","v":""},{"$f":"IF($E$186=19,ROUND($E$21,0),\"\")&\"\"","v":""},{"$f":"IF($F$186=19,ROUND($F$21,0),\"\")&\"\"","v":""},{"$f":"IF($G$186=19,ROUND($G$21,0),\"\")&\"\"","v":""},{"$f":"IF($H$186=19,ROUND($H$21,0),\"\")&\"\"","v":""},{"$f":"IF($I$186=19,ROUND($I$21,0),\"\")&\"\"","v":""},{"$f":"IF($J$186=19,ROUND($J$21,0),\"\")&\"\"","v":""},{"$f":"IF($K$186=19,ROUND($K$21,0),\"\")&\"\"","v":""},{"$f":"IF($L$186=19,ROUND($L$21,0),\"\")&\"\"","v":""},{"$f":"IF($M$186=19,ROUND($M$21,0),\"\")&\"\"","v":""},{"$f":"IF($N$186=19,ROUND($N$21,0),\"\")&\"\"","v":""},{"$f":"IF($O$186=19,ROUND($O$21,0),\"\")&\"\"","v":""},{"$f":"IF($P$186=19,ROUND($P$21,0),\"\")&\"\"","v":""},{"$f":"IF($Q$186=19,ROUND($Q$21,0),\"\")&\"\"","v":""},{"$f":"IF($R$186=19,ROUND($R$21,0),\"\")&\"\"","v":""},{"$f":"IF($S$186=19,ROUND($S$21,0),\"\")&\"\"","v":""},{"$f":"IF($T$186=19,ROUND($T$21,0),\"\")&\"\"","v":""},{"$f":"IF($U$186=19,ROUND($U$21,0),\"\")&\"\"","v":""},{"$f":"IF($V$186=19,ROUND($V$21,0),\"\")&\"\"","v":""},{"$f":"IF($W$186=19,ROUND($W$21,0),\"\")&\"\"","v":""},{"$f":"IF($X$186=19,ROUND($X$21,0),\"\")&\"\"","v":""},{"$f":"IF($Y$186=19,ROUND($Y$21,0),\"\")&\"\"","v":""},{"$f":"IF($Z$186=19,ROUND($Z$21,0),\"\")&\"\"","v":""},{"$f":"IF($AA$186=19,ROUND($AA$21,0),\"\")&\"\"","v":""},1]
[null,null,2,{"$f":"IF($D$187=19,ROUND($D$22,0),\"\")&\"\"","v":""},{"$f":"IF($E$187=19,ROUND($E$22,0),\"\")&\"\"","v":""},{"$f":"IF($F$187=19,ROUND($F$22,0),\"\")&\"\"","v":""},{"$f":"IF($G$187=19,ROUND($G$22,0),\"\")&\"\"","v":""},{"$f":"IF($H$187=19,ROUND($H$22,0),\"\")&\"\"","v":""},{"$f":"IF($I$187=19,ROUND($I$22,0),\"\")&\"\"","v":""},{"$f":"IF($J$187=19,ROUND($J$22,0),\"\")&\"\"","v":""},{"$f":"IF($K$187=19,ROUND($K$22,0),\"\")&\"\"","v":""},{"$f":"IF($L$187=19,ROUND($L$22,0),\"\")&\"\"","v":""},{"$f":"IF($M$187=19,ROUND($M$22,0),\"\")&\"\"","v":""},{"$f":"IF($N$187=19,ROUND($N$22,0),\"\")&\"\"","v":""},{"$f":"IF($O$187=19,ROUND($O$22,0),\"\")&\"\"","v":""},{"$f":"IF($P$187=19,ROUND($P$22,0),\"\")&\"\"","v":""},{"$f":"IF($Q$187=19,ROUND($Q$22,0),\"\")&\"\"","v":""},{"$f":"IF($R$187=19,ROUND($R$22,0),\"\")&\"\"","v":""},{"$f":"IF($S$187=19,ROUND($S$22,0),\"\")&\"\"","v":""},{"$f":"IF($T$187=19,ROUND($T$22,0),\"\")&\"\"","v":""},{"$f":"IF($U$187=19,ROUND($U$22,0),\"\")&\"\"","v":""},{"$f":"IF($V$187=19,ROUND($V$22,0),\"\")&\"\"","v":""},{"$f":"IF($W$187=19,ROUND($W$22,0),\"\")&\"\"","v":""},{"$f":"IF($X$187=19,ROUND($X$22,0),\"\")&\"\"","v":""},{"$f":"IF($Y$187=19,ROUND($Y$22,0),\"\")&\"\"","v":""},{"$f":"IF($Z$187=19,ROUND($Z$22,0),\"\")&\"\"","v":""},{"$f":"IF($AA$187=19,ROUND($AA$22,0),\"\")&\"\"","v":""},2]
[null,null,3,{"$f":"IF($D$188=19,ROUND($D$23,0),\"\")&\"\"","v":""},{"$f":"IF($E$188=19,ROUND($E$23,0),\"\")&\"\"","v":""},{"$f":"IF($F$188=19,ROUND($F$23,0),\"\")&\"\"","v":""},{"$f":"IF($G$188=19,ROUND($G$23,0),\"\")&\"\"","v":""},{"$f":"IF($H$188=19,ROUND($H$23,0),\"\")&\"\"","v":""},{"$f":"IF($I$188=19,ROUND($I$23,0),\"\")&\"\"","v":""},{"$f":"IF($J$188=19,ROUND($J$23,0),\"\")&\"\"","v":""},{"$f":"IF($K$188=19,ROUND($K$23,0),\"\")&\"\"","v":""},{"$f":"IF($L$188=19,ROUND($L$23,0),\"\")&\"\"","v":""},{"$f":"IF($M$188=19,ROUND($M$23,0),\"\")&\"\"","v":""},{"$f":"IF($N$188=19,ROUND($N$23,0),\"\")&\"\"","v":""},{"$f":"IF($O$188=19,ROUND($O$23,0),\"\")&\"\"","v":""},{"$f":"IF($P$188=19,ROUND($P$23,0),\"\")&\"\"","v":""},{"$f":"IF($Q$188=19,ROUND($Q$23,0),\"\")&\"\"","v":""},{"$f":"IF($R$188=19,ROUND($R$23,0),\"\")&\"\"","v":""},{"$f":"IF($S$188=19,ROUND($S$23,0),\"\")&\"\"","v":""},{"$f":"IF($T$188=19,ROUND($T$23,0),\"\")&\"\"","v":""},{"$f":"IF($U$188=19,ROUND($U$23,0),\"\")&\"\"","v":""},{"$f":"IF($V$188=19,ROUND($V$23,0),\"\")&\"\"","v":""},{"$f":"IF($W$188=19,ROUND($W$23,0),\"\")&\"\"","v":""},{"$f":"IF($X$188=19,ROUND($X$23,0),\"\")&\"\"","v":""},{"$f":"IF($Y$188=19,ROUND($Y$23,0),\"\")&\"\"","v":""},{"$f":"IF($Z$188=19,ROUND($Z$23,0),\"\")&\"\"","v":""},{"$f":"IF($AA$188=19,ROUND($AA$23,0),\"\")&\"\"","v":""},3]
[]
[null,null,"冷房期間中　温度(T)が発生する時間[hour]"]
[null,null,null," 温度(T)",null,null,null,null,null,null,null,null,null,null,null,null,null,null,null,null,null,null,null,null,null,null,null,null,null,null,null,null,null,null,null,null,null,null,null,null,null,null,null,null,null,null,"月単位"]
[null,null,"月",-6,-5,-4,-3,-2,-1,0,1,2,3,4,5,6,7,8,9,10,11,12,13,14,15,16,17,18,19,20,21,22,23,24,25,26,27,28,29,30,31,32,33,34,35,"月","前1","前2","前3","前4","前5","前6","前7","前8","前9","前10",null,"後1","後2","後3","後4","後5","後6","後7","後8","後9","後10"]
[null,null,4,{"$f":"COUNTIF($D$193:$AA$193,$D$224)*$AB$12","v":0},{"$f":"COUNTIF($D$193:$AA$193,$E$224)*$AB$12","v":0},{"$f":"COUNTIF($D$193:$AA$193,$F$224)*$AB$12","v":0},{"$f":"COUNTIF($D$193:$AA$193,$G$224)*$AB$12","v":0},{"$f":"COUNTIF($D$193:$AA$193,$H$224)*$AB$12","v":0},{"$f":"COUNTIF($D$193:$AA$193,$I$224)*$AB$12","v":0},{"$f":"COUNTIF($D$193:$AA$193,$J$224)*$AB$12","v":0},{"$f":"COUNTIF($D$193:$AA$193,$K$224)*$AB$12","v":0},{"$f":"COUNTIF($D$193:$AA$193,$L$224)*$AB$12","v":0},{"$f":"COUNTIF($D$193:$AA$193,$M$224)*$AB$12","v":0},{"$f":"COUNTIF($D$193:$AA$193,$N$224)*$AB$12","v":0},{"$f":"COUNTIF($D$193:$AA$193,$O$224)*$AB$12","v":0},{"$f":"COUNTIF($D$193:$AA$193,$P$224)*$AB$12","v":0},{"$f":"COUNTIF($D$193:$AA$193,$Q$224)*$AB$12","v":0},{"$f":"COUNTIF($D$193:$AA$193,$R$224)*$AB$12","v":0},{"$f":"COUNTIF($D$193:$AA$193,$S$224)*$AB$12","v":0},{"$f":"COUNTIF($D$193:$AA$193,$T$224)*$AB$12","v":0},{"$f":"COUNTIF($D$193:$AA$193,$U$224)*$AB$12","v":0},{"$f":"COUNTIF($D$193:$AA$193,$V$224)*$AB$12","v":0},{"$f":"COUNTIF($D$193:$AA$193,$W$224)*$AB$12","v":0},{"$f":"COUNTIF($D$193:$AA$193,$X$224)*$AB$12","v":0},{"$f":"COUNTIF($D$193:$AA$193,$Y$224)*$AB$12","v":0},{"$f":"COUNTIF($D$193:$AA$193,$Z$224)*$AB$12","v":0},{"$f":"COUNTIF($D$193:$AA$193,$AA$224)*$AB$12","v":0},{"$f":"COUNTIF($D$193:$AA$193,$AB$224)*$AB$12","v":0},{"$f":"COUNTIF($D$193:$AA$193,$AC$224)*$AB$12","v":0},{"$f":"COUNTIF($D$193:$AA$193,$AD$224)*$AB$12","v":0},{"$f":"COUNTIF($D$193:$AA$193,$AE$224)*$AB$12","v":0},{"$f":"COUNTIF($D$193:$AA$193,$AF$224)*$AB$12","v":0},{"$f":"COUNTIF($D$193:$AA$193,$AG$224)*$AB$12","v":0},{"$f":"COUNTIF($D$193:$AA$193,$AH$224)*$AB$12","v":0},{"$f":"COUNTIF($D$193:$AA$193,$AI$224)*$AB$12","v":0},{"$f":"COUNTIF($D$193:$AA$193,$AJ$224)*$AB$12","v":0},{"$f":"COUNTIF($D$193:$AA$193,$AK$224)*$AB$12","v":0},{"$f":"COUNTIF($D$193:$AA$193,$AL$224)*$AB$12","v":0},{"$f":"COUNTIF($D$193:$AA$193,$AM$224)*$AB$12","v":0},{"$f":"COUNTIF($D$193:$AA$193,$AN$224)*$AB$12","v":0},{"$f":"COUNTIF($D$193:$AA$193,$AO$224)*$AB$12","v":0},{"$f":"COUNTIF($D$193:$AA$193,$AP$224)*$AB$12","v":0},{"$f":"COUNTIF($D$193:$AA$193,$AQ$224)*$AB$12","v":0},{"$f":"COUNTIF($D$193:$AA$193,$AR$224)*$AB$12","v":0},{"$f":"COUNTIF($D$193:$AA$193,$AS$224)*$AB$12","v":0},4,{"$f":"SUMPRODUCT($D225:$AS225,$D$240:$AS$240)","v":0},{"$f":"SUMPRODUCT($D225:$AS225,$D$246:$AS$246)","v":{"$error":"#DIV/0!"}},{"$f":"SUMPRODUCT($D225:$AS225,$D$252:$AS$252)","v":{"$error":"#DIV/0!"}},{"$f":"SUMPRODUCT($D225:$AS225,$D$258:$AS$258)","v":{"$error":"#DIV/0!"}},{"$f":"SUMPRODUCT($D225:$AS225,$D$264:$AS$264)","v":{"$error":"#DIV/0!"}},{"$f":"SUMPRODUCT($D225:$AS225,$D$270:$AS$270)","v":{"$error":"#DIV/0!"}},{"$f":"SUMPRODUCT($D225:$AS225,$D$276:$AS$276)","v":{"$error":"#DIV/0!"}},{"$f":"SUMPRODUCT($D225:$AS225,$D$282:$AS$282)","v":{"$error":"#DIV/0!"}},{"$f":"SUMPRODUCT($D225:$AS225,$D$288:$AS$288)","v":{"$error":"#DIV/0!"}},{"$f":"SUMPRODUCT($D225:$AS225,$D$294:$AS$294)","v":{"$error":"#DIV/0!"}},null,{"$f":"SUMPRODUCT($D225:$AS225,$D$301:$AS$301)","v":{"$error":"#DIV/0!"}},{"$f":"SUMPRODUCT($D225:$AS225,$D$307:$AS$307)","v":{"$error":"#DIV/0!"}},{"$f":"SUMPRODUCT($D225:$AS225,$D$313:$AS$313)","v":{"$error":"#DIV/0!"}},{"$f":"SUMPRODUCT($D225:$AS225,$D$319:$AS$319)","v":{"$error":"#DIV/0!"}},{"$f":"SUMPRODUCT($D225:$AS225,$D$325:$AS$325)","v":{"$error":"#DIV/0!"}},{"$f":"SUMPRODUCT($D225:$AS225,$D$331:$AS$331)","v":{"$error":"#DIV/0!"}},{"$f":"SUMPRODUCT($D225:$AS225,$D$337:$AS$337)","v":{"$error":"#DIV/0!"}},{"$f":"SUMPRODUCT($D225:$AS225,$D$343:$AS$343)","v":{"$error":"#DIV/0!"}},{"$f":"SUMPRODUCT($D225:$AS225,$D$349:$AS$349)","v":{"$error":"#DIV/0!"}},{"$f":"SUMPRODUCT($D225:$AS225,$D$355:$AS$355)","v":{"$error":"#DIV/0!"}}]
[null,null,5,{"$f":"COUNTIF($D$194:$AA$194,$D$224)*$AB$13","v":0},{"$f":"COUNTIF($D$194:$AA$194,$E$224)*$AB$13","v":0},{"$f":"COUNTIF($D$194:$AA$194,$F$224)*$AB$13","v":0},{"$f":"COUNTIF($D$194:$AA$194,$G$224)*$AB$13","v":0},{"$f":"COUNTIF($D$194:$AA$194,$H$224)*$AB$13","v":0},{"$f":"COUNTIF($D$194:$AA$194,$I$224)*$AB$13","v":0},{"$f":"COUNTIF($D$194:$AA$194,$J$224)*$AB$13","v":0},{"$f":"COUNTIF($D$194:$AA$194,$K$224)*$AB$13","v":0},{"$f":"COUNTIF($D$194:$AA$194,$L$224)*$AB$13","v":0},{"$f":"COUNTIF($D$194:$AA$194,$M$224)*$AB$13","v":0},{"$f":"COUNTIF($D$194:$AA$194,$N$224)*$AB$13","v":0},{"$f":"COUNTIF($D$194:$AA$194,$O$224)*$AB$13","v":0},{"$f":"COUNTIF($D$194:$AA$194,$P$224)*$AB$13","v":0},{"$f":"COUNTIF($D$194:$AA$194,$Q$224)*$AB$13","v":0},{"$f":"COUNTIF($D$194:$AA$194,$R$224)*$AB$13","v":0},{"$f":"COUNTIF($D$194:$AA$194,$S$224)*$AB$13","v":0},{"$f":"COUNTIF($D$194:$AA$194,$T$224)*$AB$13","v":0},{"$f":"COUNTIF($D$194:$AA$194,$U$224)*$AB$13","v":0},{"$f":"COUNTIF($D$194:$AA$194,$V$224)*$AB$13","v":0},{"$f":"COUNTIF($D$194:$AA$194,$W$224)*$AB$13","v":0},{"$f":"COUNTIF($D$194:$AA$194,$X$224)*$AB$13","v":0},{"$f":"COUNTIF($D$194:$AA$194,$Y$224)*$AB$13","v":0},{"$f":"COUNTIF($D$194:$AA$194,$Z$224)*$AB$13","v":0},{"$f":"COUNTIF($D$194:$AA$194,$AA$224)*$AB$13","v":0},{"$f":"COUNTIF($D$194:$AA$194,$AB$224)*$AB$13","v":0},{"$f":"COUNTIF($D$194:$AA$194,$AC$224)*$AB$13","v":0},{"$f":"COUNTIF($D$194:$AA$194,$AD$224)*$AB$13","v":0},{"$f":"COUNTIF($D$194:$AA$194,$AE$224)*$AB$13","v":0},{"$f":"COUNTIF($D$194:$AA$194,$AF$224)*$AB$13","v":0},{"$f":"COUNTIF($D$194:$AA$194,$AG$224)*$AB$13","v":0},{"$f":"COUNTIF($D$194:$AA$194,$AH$224)*$AB$13","v":0},{"$f":"COUNTIF($D$194:$AA$194,$AI$224)*$AB$13","v":0},{"$f":"COUNTIF($D$194:$AA$194,$AJ$224)*$AB$13","v":0},{"$f":"COUNTIF($D$194:$AA$194,$AK$224)*$AB$13","v":0},{"$f":"COUNTIF($D$194:$AA$194,$AL$224)*$AB$13","v":0},{"$f":"COUNTIF($D$194:$AA$194,$AM$224)*$AB$13","v":0},{"$f":"COUNTIF($D$194:$AA$194,$AN$224)*$AB$13","v":0},{"$f":"COUNTIF($D$194:$AA$194,$AO$224)*$AB$13","v":0},{"$f":"COUNTIF($D$194:$AA$194,$AP$224)*$AB$13","v":0},{"$f":"COUNTIF($D$194:$AA$194,$AQ$224)*$AB$13","v":0},{"$f":"COUNTIF($D$194:$AA$194,$AR$224)*$AB$13","v":0},{"$f":"COUNTIF($D$194:$AA$194,$AS$224)*$AB$13","v":0},5,{"$f":"SUMPRODUCT($D226:$AS226,$D$240:$AS$240)","v":0},{"$f":"SUMPRODUCT($D226:$AS226,$D$246:$AS$246)","v":{"$error":"#DIV/0!"}},{"$f":"SUMPRODUCT($D226:$AS226,$D$252:$AS$252)","v":{"$error":"#DIV/0!"}},{"$f":"SUMPRODUCT($D226:$AS226,$D$258:$AS$258)","v":{"$error":"#DIV/0!"}},{"$f":"SUMPRODUCT($D226:$AS226,$D$264:$AS$264)","v":{"$error":"#DIV/0!"}},{"$f":"SUMPRODUCT($D226:$AS226,$D$270:$AS$270)","v":{"$error":"#DIV/0!"}},{"$f":"SUMPRODUCT($D226:$AS226,$D$276:$AS$276)","v":{"$error":"#DIV/0!"}},{"$f":"SUMPRODUCT($D226:$AS226,$D$282:$AS$282)","v":{"$error":"#DIV/0!"}},{"$f":"SUMPRODUCT($D226:$AS226,$D$288:$AS$288)","v":{"$error":"#DIV/0!"}},{"$f":"SUMPRODUCT($D226:$AS226,$D$294:$AS$294)","v":{"$error":"#DIV/0!"}},null,{"$f":"SUMPRODUCT($D226:$AS226,$D$301:$AS$301)","v":{"$error":"#DIV/0!"}},{"$f":"SUMPRODUCT($D226:$AS226,$D$307:$AS$307)","v":{"$error":"#DIV/0!"}},{"$f":"SUMPRODUCT($D226:$AS226,$D$313:$AS$313)","v":{"$error":"#DIV/0!"}},{"$f":"SUMPRODUCT($D226:$AS226,$D$319:$AS$319)","v":{"$error":"#DIV/0!"}},{"$f":"SUMPRODUCT($D226:$AS226,$D$325:$AS$325)","v":{"$error":"#DIV/0!"}},{"$f":"SUMPRODUCT($D226:$AS226,$D$331:$AS$331)","v":{"$error":"#DIV/0!"}},{"$f":"SUMPRODUCT($D226:$AS226,$D$337:$AS$337)","v":{"$error":"#DIV/0!"}},{"$f":"SUMPRODUCT($D226:$AS226,$D$343:$AS$343)","v":{"$error":"#DIV/0!"}},{"$f":"SUMPRODUCT($D226:$AS226,$D$349:$AS$349)","v":{"$error":"#DIV/0!"}},{"$f":"SUMPRODUCT($D226:$AS226,$D$355:$AS$355)","v":{"$error":"#DIV/0!"}}]
[null,null,6,{"$f":"COUNTIF($D$195:$AA$195,$D$224)*$AB$14","v":0},{"$f":"COUNTIF($D$195:$AA$195,$E$224)*$AB$14","v":0},{"$f":"COUNTIF($D$195:$AA$195,$F$224)*$AB$14","v":0},{"$f":"COUNTIF($D$195:$AA$195,$G$224)*$AB$14","v":0},{"$f":"COUNTIF($D$195:$AA$195,$H$224)*$AB$14","v":0},{"$f":"COUNTIF($D$195:$AA$195,$I$224)*$AB$14","v":0},{"$f":"COUNTIF($D$195:$AA$195,$J$224)*$AB$14","v":0},{"$f":"COUNTIF($D$195:$AA$195,$K$224)*$AB$14","v":0},{"$f":"COUNTIF($D$195:$AA$195,$L$224)*$AB$14","v":0},{"$f":"COUNTIF($D$195:$AA$195,$M$224)*$AB$14","v":0},{"$f":"COUNTIF($D$195:$AA$195,$N$224)*$AB$14","v":0},{"$f":"COUNTIF($D$195:$AA$195,$O$224)*$AB$14","v":0},{"$f":"COUNTIF($D$195:$AA$195,$P$224)*$AB$14","v":0},{"$f":"COUNTIF($D$195:$AA$195,$Q$224)*$AB$14","v":0},{"$f":"COUNTIF($D$195:$AA$195,$R$224)*$AB$14","v":0},{"$f":"COUNTIF($D$195:$AA$195,$S$224)*$AB$14","v":0},{"$f":"COUNTIF($D$195:$AA$195,$T$224)*$AB$14","v":0},{"$f":"COUNTIF($D$195:$AA$195,$U$224)*$AB$14","v":0},{"$f":"COUNTIF($D$195:$AA$195,$V$224)*$AB$14","v":0},{"$f":"COUNTIF($D$195:$AA$195,$W$224)*$AB$14","v":0},{"$f":"COUNTIF($D$195:$AA$195,$X$224)*$AB$14","v":0},{"$f":"COUNTIF($D$195:$AA$195,$Y$224)*$AB$14","v":0},{"$f":"COUNTIF($D$195:$AA$195,$Z$224)*$AB$14","v":0},{"$f":"COUNTIF($D$195:$AA$195,$AA$224)*$AB$14","v":0},{"$f":"COUNTIF($D$195:$AA$195,$AB$224)*$AB$14","v":0},{"$f":"COUNTIF($D$195:$AA$195,$AC$224)*$AB$14","v":0},{"$f":"COUNTIF($D$195:$AA$195,$AD$224)*$AB$14","v":0},{"$f":"COUNTIF($D$195:$AA$195,$AE$224)*$AB$14","v":0},{"$f":"COUNTIF($D$195:$AA$195,$AF$224)*$AB$14","v":0},{"$f":"COUNTIF($D$195:$AA$195,$AG$224)*$AB$14","v":0},{"$f":"COUNTIF($D$195:$AA$195,$AH$224)*$AB$14","v":0},{"$f":"COUNTIF($D$195:$AA$195,$AI$224)*$AB$14","v":0},{"$f":"COUNTIF($D$195:$AA$195,$AJ$224)*$AB$14","v":0},{"$f":"COUNTIF($D$195:$AA$195,$AK$224)*$AB$14","v":0},{"$f":"COUNTIF($D$195:$AA$195,$AL$224)*$AB$14","v":0},{"$f":"COUNTIF($D$195:$AA$195,$AM$224)*$AB$14","v":0},{"$f":"COUNTIF($D$195:$AA$195,$AN$224)*$AB$14","v":0},{"$f":"COUNTIF($D$195:$AA$195,$AO$224)*$AB$14","v":0},{"$f":"COUNTIF($D$195:$AA$195,$AP$224)*$AB$14","v":0},{"$f":"COUNTIF($D$195:$AA$195,$AQ$224)*$AB$14","v":0},{"$f":"COUNTIF($D$195:$AA$195,$AR$224)*$AB$14","v":0},{"$f":"COUNTIF($D$195:$AA$195,$AS$224)*$AB$14","v":0},6,0,{"$error":"#DIV/0!"},{"$error":"#DIV/0!"},{"$error":"#DIV/0!"},{"$error":"#DIV/0!"},{"$error":"#DIV/0!"},{"$error":"#DIV/0!"},{"$error":"#DIV/0!"},{"$error":"#DIV/0!"},{"$error":"#DIV/0!"},null,{"$f":"SUMPRODUCT($D227:$AS227,$D$301:$AS$301)","v":{"$error":"#DIV/0!"}},{"$error":"#DIV/0!"},{"$error":"#DIV/0!"},{"$error":"#DIV/0!"},{"$error":"#DIV/0!"},{"$error":"#DIV/0!"},{"$error":"#DIV/0!"},{"$error":"#DIV/0!"},{"$error":"#DIV/0!"},{"$error":"#DIV/0!"}]
[null,null,7,{"$f":"COUNTIF($D$196:$AA$196,$D$224)*$AB$15","v":0},{"$f":"COUNTIF($D$196:$AA$196,$E$224)*$AB$15","v":0},{"$f":"COUNTIF($D$196:$AA$196,$F$224)*$AB$15","v":0},{"$f":"COUNTIF($D$196:$AA$196,$G$224)*$AB$15","v":0},{"$f":"COUNTIF($D$196:$AA$196,$H$224)*$AB$15","v":0},{"$f":"COUNTIF($D$196:$AA$196,$I$224)*$AB$15","v":0},{"$f":"COUNTIF($D$196:$AA$196,$J$224)*$AB$15","v":0},{"$f":"COUNTIF($D$196:$AA$196,$K$224)*$AB$15","v":0},{"$f":"COUNTIF($D$196:$AA$196,$L$224)*$AB$15","v":0},{"$f":"COUNTIF($D$196:$AA$196,$M$224)*$AB$15","v":0},{"$f":"COUNTIF($D$196:$AA$196,$N$224)*$AB$15","v":0},{"$f":"COUNTIF($D$196:$AA$196,$O$224)*$AB$15","v":0},{"$f":"COUNTIF($D$196:$AA$196,$P$224)*$AB$15","v":0},{"$f":"COUNTIF($D$196:$AA$196,$Q$224)*$AB$15","v":0},{"$f":"COUNTIF($D$196:$AA$196,$R$224)*$AB$15","v":0},{"$f":"COUNTIF($D$196:$AA$196,$S$224)*$AB$15","v":0},{"$f":"COUNTIF($D$196:$AA$196,$T$224)*$AB$15","v":0},{"$f":"COUNTIF($D$196:$AA$196,$U$224)*$AB$15","v":0},{"$f":"COUNTIF($D$196:$AA$196,$V$224)*$AB$15","v":0},{"$f":"COUNTIF($D$196:$AA$196,$W$224)*$AB$15","v":0},{"$f":"COUNTIF($D$196:$AA$196,$X$224)*$AB$15","v":0},{"$f":"COUNTIF($D$196:$AA$196,$Y$224)*$AB$15","v":0},{"$f":"COUNTIF($D$196:$AA$196,$Z$224)*$AB$15","v":0},{"$f":"COUNTIF($D$196:$AA$196,$AA$224)*$AB$15","v":0},{"$f":"COUNTIF($D$196:$AA$196,$AB$224)*$AB$15","v":0},{"$f":"COUNTIF($D$196:$AA$196,$AC$224)*$AB$15","v":0},{"$f":"COUNTIF($D$196:$AA$196,$AD$224)*$AB$15","v":0},{"$f":"COUNTIF($D$196:$AA$196,$AE$224)*$AB$15","v":0},{"$f":"COUNTIF($D$196:$AA$196,$AF$224)*$AB$15","v":0},{"$f":"COUNTIF($D$196:$AA$196,$AG$224)*$AB$15","v":0},{"$f":"COUNTIF($D$196:$AA$196,$AH$224)*$AB$15","v":0},{"$f":"COUNTIF($D$196:$AA$196,$AI$224)*$AB$15","v":0},{"$f":"COUNTIF($D$196:$AA$196,$AJ$224)*$AB$15","v":0},{"$f":"COUNTIF($D$196:$AA$196,$AK$224)*$AB$15","v":0},{"$f":"COUNTIF($D$196:$AA$196,$AL$224)*$AB$15","v":0},{"$f":"COUNTIF($D$196:$AA$196,$AM$224)*$AB$15","v":0},{"$f":"COUNTIF($D$196:$AA$196,$AN$224)*$AB$15","v":0},{"$f":"COUNTIF($D$196:$AA$196,$AO$224)*$AB$15","v":0},{"$f":"COUNTIF($D$196:$AA$196,$AP$224)*$AB$15","v":0},{"$f":"COUNTIF($D$196:$AA$196,$AQ$224)*$AB$15","v":0},{"$f":"COUNTIF($D$196:$AA$196,$AR$224)*$AB$15","v":0},{"$f":"COUNTIF($D$196:$AA$196,$AS$224)*$AB$15","v":0},7,0,{"$error":"#DIV/0!"},{"$error":"#DIV/0!"},{"$error":"#DIV/0!"},{"$error":"#DIV/0!"},{"$error":"#DIV/0!"},{"$error":"#DIV/0!"},{"$error":"#DIV/0!"},{"$error":"#DIV/0!"},{"$error":"#DIV/0!"},null,{"$error":"#DIV/0!"},{"$f":"SUMPRODUCT($D228:$AS228,$D$307:$AS$307)","v":{"$error":"#DIV/0!"}},{"$error":"#DIV/0!"},{"$error":"#DIV/0!"},{"$error":"#DIV/0!"},{"$error":"#DIV/0!"},{"$error":"#DIV/0!"},{"$error":"#DIV/0!"},{"$error":"#DIV/0!"},{"$error":"#DIV/0!"}]
[null,null,8,{"$f":"COUNTIF($D$197:$AA$197,$D$224)*$AB$16","v":0},{"$f":"COUNTIF($D$197:$AA$197,$E$224)*$AB$16","v":0},{"$f":"COUNTIF($D$197:$AA$197,$F$224)*$AB$16","v":0},{"$f":"COUNTIF($D$197:$AA$197,$G$224)*$AB$16","v":0},{"$f":"COUNTIF($D$197:$AA$197,$H$224)*$AB$16","v":0},{"$f":"COUNTIF($D$197:$AA$197,$I$224)*$AB$16","v":0},{"$f":"COUNTIF($D$197:$AA$197,$J$224)*$AB$16","v":0},{"$f":"COUNTIF($D$197:$AA$197,$K$224)*$AB$16","v":0},{"$f":"COUNTIF($D$197:$AA$197,$L$224)*$AB$16","v":0},{"$f":"COUNTIF($D$197:$AA$197,$M$224)*$AB$16","v":0},{"$f":"COUNTIF($D$197:$AA$197,$N$224)*$AB$16","v":0},{"$f":"COUNTIF($D$197:$AA$197,$O$224)*$AB$16","v":0},{"$f":"COUNTIF($D$197:$AA$197,$P$224)*$AB$16","v":0},{"$f":"COUNTIF($D$197:$AA$197,$Q$224)*$AB$16","v":0},{"$f":"COUNTIF($D$197:$AA$197,$R$224)*$AB$16","v":0},{"$f":"COUNTIF($D$197:$AA$197,$S$224)*$AB$16","v":0},{"$f":"COUNTIF($D$197:$AA$197,$T$224)*$AB$16","v":0},{"$f":"COUNTIF($D$197:$AA$197,$U$224)*$AB$16","v":0},{"$f":"COUNTIF($D$197:$AA$197,$V$224)*$AB$16","v":0},{"$f":"COUNTIF($D$197:$AA$197,$W$224)*$AB$16","v":0},{"$f":"COUNTIF($D$197:$AA$197,$X$224)*$AB$16","v":0},{"$f":"COUNTIF($D$197:$AA$197,$Y$224)*$AB$16","v":0},{"$f":"COUNTIF($D$197:$AA$197,$Z$224)*$AB$16","v":0},{"$f":"COUNTIF($D$197:$AA$197,$AA$224)*$AB$16","v":0},{"$f":"COUNTIF($D$197:$AA$197,$AB$224)*$AB$16","v":0},{"$f":"COUNTIF($D$197:$AA$197,$AC$224)*$AB$16","v":0},{"$f":"COUNTIF($D$197:$AA$197,$AD$224)*$AB$16","v":0},{"$f":"COUNTIF($D$197:$AA$197,$AE$224)*$AB$16","v":0},{"$f":"COUNTIF($D$197:$AA$197,$AF$224)*$AB$16","v":0},{"$f":"COUNTIF($D$197:$AA$197,$AG$224)*$AB$16","v":0},{"$f":"COUNTIF($D$197:$AA$197,$AH$224)*$AB$16","v":0},{"$f":"COUNTIF($D$197:$AA$197,$AI$224)*$AB$16","v":0},{"$f":"COUNTIF($D$197:$AA$197,$AJ$224)*$AB$16","v":0},{"$f":"COUNTIF($D$197:$AA$197,$AK$224)*$AB$16","v":0},{"$f":"COUNTIF($D$197:$AA$197,$AL$224)*$AB$16","v":0},{"$f":"COUNTIF($D$197:$AA$197,$AM$224)*$AB$16","v":0},{"$f":"COUNTIF($D$197:$AA$197,$AN$224)*$AB$16","v":0},{"$f":"COUNTIF($D$197:$AA$197,$AO$224)*$AB$16","v":0},{"$f":"COUNTIF($D$197:$AA$197,$AP$224)*$AB$16","v":0},{"$f":"COUNTIF($D$197:$AA$197,$AQ$224)*$AB$16","v":0},{"$f":"COUNTIF($D$197:$AA$197,$AR$224)*$AB$16","v":0},{"$f":"COUNTIF($D$197:$AA$197,$AS$224)*$AB$16","v":0},8,0,{"$error":"#DIV/0!"},{"$error":"#DIV/0!"},{"$error":"#DIV/0!"},{"$error":"#DIV/0!"},{"$error":"#DIV/0!"},{"$error":"#DIV/0!"},{"$error":"#DIV/0!"},{"$error":"#DIV/0!"},{"$error":"#DIV/0!"},null,{"$error":"#DIV/0!"},{"$error":"#DIV/0!"},{"$error":"#DIV/0!"},{"$error":"#DIV/0!"},{"$error":"#DIV/0!"},{"$error":"#DIV/0!"},{"$error":"#DIV/0!"},{"$error":"#DIV/0!"},{"$error":"#DIV/0!"},{"$error":"#DIV/0!"}]
[null,null,9,{"$f":"COUNTIF($D$198:$AA$198,$D$224)*$AB$17","v":0},{"$f":"COUNTIF($D$198:$AA$198,$E$224)*$AB$17","v":0},{"$f":"COUNTIF($D$198:$AA$198,$F$224)*$AB$17","v":0},{"$f":"COUNTIF($D$198:$AA$198,$G$224)*$AB$17","v":0},{"$f":"COUNTIF($D$198:$AA$198,$H$224)*$AB$17","v":0},{"$f":"COUNTIF($D$198:$AA$198,$I$224)*$AB$17","v":0},{"$f":"COUNTIF($D$198:$AA$198,$J$224)*$AB$17","v":0},{"$f":"COUNTIF($D$198:$AA$198,$K$224)*$AB$17","v":0},{"$f":"COUNTIF($D$198:$AA$198,$L$224)*$AB$17","v":0},{"$f":"COUNTIF($D$198:$AA$198,$M$224)*$AB$17","v":0},{"$f":"COUNTIF($D$198:$AA$198,$N$224)*$AB$17","v":0},{"$f":"COUNTIF($D$198:$AA$198,$O$224)*$AB$17","v":0},{"$f":"COUNTIF($D$198:$AA$198,$P$224)*$AB$17","v":0},{"$f":"COUNTIF($D$198:$AA$198,$Q$224)*$AB$17","v":0},{"$f":"COUNTIF($D$198:$AA$198,$R$224)*$AB$17","v":0},{"$f":"COUNTIF($D$198:$AA$198,$S$224)*$AB$17","v":0},{"$f":"COUNTIF($D$198:$AA$198,$T$224)*$AB$17","v":0},{"$f":"COUNTIF($D$198:$AA$198,$U$224)*$AB$17","v":0},{"$f":"COUNTIF($D$198:$AA$198,$V$224)*$AB$17","v":0},{"$f":"COUNTIF($D$198:$AA$198,$W$224)*$AB$17","v":0},{"$f":"COUNTIF($D$198:$AA$198,$X$224)*$AB$17","v":0},{"$f":"COUNTIF($D$198:$AA$198,$Y$224)*$AB$17","v":0},{"$f":"COUNTIF($D$198:$AA$198,$Z$224)*$AB$17","v":0},{"$f":"COUNTIF($D$198:$AA$198,$AA$224)*$AB$17","v":0},{"$f":"COUNTIF($D$198:$AA$198,$AB$224)*$AB$17","v":0},{"$f":"COUNTIF($D$198:$AA$198,$AC$224)*$AB$17","v":0},{"$f":"COUNTIF($D$198:$AA$198,$AD$224)*$AB$17","v":0},{"$f":"COUNTIF($D$198:$AA$198,$AE$224)*$AB$17","v":0},{"$f":"COUNTIF($D$198:$AA$198,$AF$224)*$AB$17","v":0},{"$f":"COUNTIF($D$198:$AA$198,$AG$224)*$AB$17","v":0},{"$f":"COUNTIF($D$198:$AA$198,$AH$224)*$AB$17","v":0},{"$f":"COUNTIF($D$198:$AA$198,$AI$224)*$AB$17","v":0},{"$f":"COUNTIF($D$198:$AA$198,$AJ$224)*$AB$17","v":0},{"$f":"COUNTIF($D$198:$AA$198,$AK$224)*$AB$17","v":0},{"$f":"COUNTIF($D$198:$AA$198,$AL$224)*$AB$17","v":0},{"$f":"COUNTIF($D$198:$AA$198,$AM$224)*$AB$17","v":0},{"$f":"COUNTIF($D$198:$AA$198,$AN$224)*$AB$17","v":0},{"$f":"COUNTIF($D$198:$AA$198,$AO$224)*$AB$17","v":0},{"$f":"COUNTIF($D$198:$AA$198,$AP$224)*$AB$17","v":0},{"$f":"COUNTIF($D$198:$AA$198,$AQ$224)*$AB$17","v":0},{"$f":"COUNTIF($D$198:$AA$198,$AR$224)*$AB$17","v":0},{"$f":"COUNTIF($D$198:$AA$198,$AS$224)*$AB$17","v":0},9,0,{"$error":"#DIV/0!"},{"$error":"#DIV/0!"},{"$error":"#DIV/0!"},{"$error":"#DIV/0!"},{"$error":"#DIV/0!"},{"$error":"#DIV/0!"},{"$error":"#DIV/0!"},{"$error":"#DIV/0!"},{"$error":"#DIV/0!"},null,{"$error":"#DIV/0!"},{"$error":"#DIV/0!"},{"$error":"#DIV/0!"},{"$error":"#DIV/0!"},{"$error":"#DIV/0!"},{"$error":"#DIV/0!"},{"$error":"#DIV/0!"},{"$error":"#DIV/0!"},{"$error":"#DIV/0!"},{"$error":"#DIV/0!"}]
[null,null,10,{"$f":"COUNTIF($D$199:$AA$199,$D$224)*$AB$18","v":0},{"$f":"COUNTIF($D$199:$AA$199,$E$224)*$AB$18","v":0},{"$f":"COUNTIF($D$199:$AA$199,$F$224)*$AB$18","v":0},{"$f":"COUNTIF($D$199:$AA$199,$G$224)*$AB$18","v":0},{"$f":"COUNTIF($D$199:$AA$199,$H$224)*$AB$18","v":0},{"$f":"COUNTIF($D$199:$AA$199,$I$224)*$AB$18","v":0},{"$f":"COUNTIF($D$199:$AA$199,$J$224)*$AB$18","v":0},{"$f":"COUNTIF($D$199:$AA$199,$K$224)*$AB$18","v":0},{"$f":"COUNTIF($D$199:$AA$199,$L$224)*$AB$18","v":0},{"$f":"COUNTIF($D$199:$AA$199,$M$224)*$AB$18","v":0},{"$f":"COUNTIF($D$199:$AA$199,$N$224)*$AB$18","v":0},{"$f":"COUNTIF($D$199:$AA$199,$O$224)*$AB$18","v":0},{"$f":"COUNTIF($D$199:$AA$199,$P$224)*$AB$18","v":0},{"$f":"COUNTIF($D$199:$AA$199,$Q$224)*$AB$18","v":0},{"$f":"COUNTIF($D$199:$AA$199,$R$224)*$AB$18","v":0},{"$f":"COUNTIF($D$199:$AA$199,$S$224)*$AB$18","v":0},{"$f":"COUNTIF($D$199:$AA$199,$T$224)*$AB$18","v":0},{"$f":"COUNTIF($D$199:$AA$199,$U$224)*$AB$18","v":0},{"$f":"COUNTIF($D$199:$AA$199,$V$224)*$AB$18","v":0},{"$f":"COUNTIF($D$199:$AA$199,$W$224)*$AB$18","v":0},{"$f":"COUNTIF($D$199:$AA$199,$X$224)*$AB$18","v":0},{"$f":"COUNTIF($D$199:$AA$199,$Y$224)*$AB$18","v":0},{"$f":"COUNTIF($D$199:$AA$199,$Z$224)*$AB$18","v":0},{"$f":"COUNTIF($D$199:$AA$199,$AA$224)*$AB$18","v":0},{"$f":"COUNTIF($D$199:$AA$199,$AB$224)*$AB$18","v":0},{"$f":"COUNTIF($D$199:$AA$199,$AC$224)*$AB$18","v":0},{"$f":"COUNTIF($D$199:$AA$199,$AD$224)*$AB$18","v":0},{"$f":"COUNTIF($D$199:$AA$199,$AE$224)*$AB$18","v":0},{"$f":"COUNTIF($D$199:$AA$199,$AF$224)*$AB$18","v":0},{"$f":"COUNTIF($D$199:$AA$199,$AG$224)*$AB$18","v":0},{"$f":"COUNTIF($D$199:$AA$199,$AH$224)*$AB$18","v":0},{"$f":"COUNTIF($D$199:$AA$199,$AI$224)*$AB$18","v":0},{"$f":"COUNTIF($D$199:$AA$199,$AJ$224)*$AB$18","v":0},{"$f":"COUNTIF($D$199:$AA$199,$AK$224)*$AB$18","v":0},{"$f":"COUNTIF($D$199:$AA$199,$AL$224)*$AB$18","v":0},{"$f":"COUNTIF($D$199:$AA$199,$AM$224)*$AB$18","v":0},{"$f":"COUNTIF($D$199:$AA$199,$AN$224)*$AB$18","v":0},{"$f":"COUNTIF($D$199:$AA$199,$AO$224)*$AB$18","v":0},{"$f":"COUNTIF($D$199:$AA$199,$AP$224)*$AB$18","v":0},{"$f":"COUNTIF($D$199:$AA$199,$AQ$224)*$AB$18","v":0},{"$f":"COUNTIF($D$199:$AA$199,$AR$224)*$AB$18","v":0},{"$f":"COUNTIF($D$199:$AA$199,$AS$224)*$AB$18","v":0},10,0,{"$error":"#DIV/0!"},{"$error":"#DIV/0!"},{"$error":"#DIV/0!"},{"$error":"#DIV/0!"},{"$error":"#DIV/0!"},{"$error":"#DIV/0!"},{"$error":"#DIV/0!"},{"$error":"#DIV/0!"},{"$error":"#DIV/0!"},null,{"$error":"#DIV/0!"},{"$error":"#DIV/0!"},{"$error":"#DIV/0!"},{"$error":"#DIV/0!"},{"$error":"#DIV/0!"},{"$error":"#DIV/0!"},{"$error":"#DIV/0!"},{"$error":"#DIV/0!"},{"$error":"#DIV/0!"},{"$error":"#DIV/0!"}]
[null,null,11,{"$f":"COUNTIF($D$200:$AA$200,$D$224)*$AB$19","v":0},{"$f":"COUNTIF($D$200:$AA$200,$E$224)*$AB$19","v":0},{"$f":"COUNTIF($D$200:$AA$200,$F$224)*$AB$19","v":0},{"$f":"COUNTIF($D$200:$AA$200,$G$224)*$AB$19","v":0},{"$f":"COUNTIF($D$200:$AA$200,$H$224)*$AB$19","v":0},{"$f":"COUNTIF($D$200:$AA$200,$I$224)*$AB$19","v":0},{"$f":"COUNTIF($D$200:$AA$200,$J$224)*$AB$19","v":0},{"$f":"COUNTIF($D$200:$AA$200,$K$224)*$AB$19","v":0},{"$f":"COUNTIF($D$200:$AA$200,$L$224)*$AB$19","v":0},{"$f":"COUNTIF($D$200:$AA$200,$M$224)*$AB$19","v":0},{"$f":"COUNTIF($D$200:$AA$200,$N$224)*$AB$19","v":0},{"$f":"COUNTIF($D$200:$AA$200,$O$224)*$AB$19","v":0},{"$f":"COUNTIF($D$200:$AA$200,$P$224)*$AB$19","v":0},{"$f":"COUNTIF($D$200:$AA$200,$Q$224)*$AB$19","v":0},{"$f":"COUNTIF($D$200:$AA$200,$R$224)*$AB$19","v":0},{"$f":"COUNTIF($D$200:$AA$200,$S$224)*$AB$19","v":0},{"$f":"COUNTIF($D$200:$AA$200,$T$224)*$AB$19","v":0},{"$f":"COUNTIF($D$200:$AA$200,$U$224)*$AB$19","v":0},{"$f":"COUNTIF($D$200:$AA$200,$V$224)*$AB$19","v":0},{"$f":"COUNTIF($D$200:$AA$200,$W$224)*$AB$19","v":0},{"$f":"COUNTIF($D$200:$AA$200,$X$224)*$AB$19","v":0},{"$f":"COUNTIF($D$200:$AA$200,$Y$224)*$AB$19","v":0},{"$f":"COUNTIF($D$200:$AA$200,$Z$224)*$AB$19","v":0},{"$f":"COUNTIF($D$200:$AA$200,$AA$224)*$AB$19","v":0},{"$f":"COUNTIF($D$200:$AA$200,$AB$224)*$AB$19","v":0},{"$f":"COUNTIF($D$200:$AA$200,$AC$224)*$AB$19","v":0},{"$f":"COUNTIF($D$200:$AA$200,$AD$224)*$AB$19","v":0},{"$f":"COUNTIF($D$200:$AA$200,$AE$224)*$AB$19","v":0},{"$f":"COUNTIF($D$200:$AA$200,$AF$224)*$AB$19","v":0},{"$f":"COUNTIF($D$200:$AA$200,$AG$224)*$AB$19","v":0},{"$f":"COUNTIF($D$200:$AA$200,$AH$224)*$AB$19","v":0},{"$f":"COUNTIF($D$200:$AA$200,$AI$224)*$AB$19","v":0},{"$f":"COUNTIF($D$200:$AA$200,$AJ$224)*$AB$19","v":0},{"$f":"COUNTIF($D$200:$AA$200,$AK$224)*$AB$19","v":0},{"$f":"COUNTIF($D$200:$AA$200,$AL$224)*$AB$19","v":0},{"$f":"COUNTIF($D$200:$AA$200,$AM$224)*$AB$19","v":0},{"$f":"COUNTIF($D$200:$AA$200,$AN$224)*$AB$19","v":0},{"$f":"COUNTIF($D$200:$AA$200,$AO$224)*$AB$19","v":0},{"$f":"COUNTIF($D$200:$AA$200,$AP$224)*$AB$19","v":0},{"$f":"COUNTIF($D$200:$AA$200,$AQ$224)*$AB$19","v":0},{"$f":"COUNTIF($D$200:$AA$200,$AR$224)*$AB$19","v":0},{"$f":"COUNTIF($D$200:$AA$200,$AS$224)*$AB$19","v":0},11,0,{"$error":"#DIV/0!"},{"$error":"#DIV/0!"},{"$error":"#DIV/0!"},{"$error":"#DIV/0!"},{"$error":"#DIV/0!"},{"$error":"#DIV/0!"},{"$error":"#DIV/0!"},{"$error":"#DIV/0!"},{"$error":"#DIV/0!"},null,{"$f":"SUMPRODUCT($D232:$AS232,$D$301:$AS$301)","v":{"$error":"#DIV/0!"}},{"$error":"#DIV/0!"},{"$error":"#DIV/0!"},{"$error":"#DIV/0!"},{"$error":"#DIV/0!"},{"$error":"#DIV/0!"},{"$error":"#DIV/0!"},{"$error":"#DIV/0!"},{"$error":"#DIV/0!"},{"$error":"#DIV/0!"}]
[null,null,12,{"$f":"COUNTIF($D$201:$AA$201,$D$224)*$AB$20","v":0},{"$f":"COUNTIF($D$201:$AA$201,$E$224)*$AB$20","v":0},{"$f":"COUNTIF($D$201:$AA$201,$F$224)*$AB$20","v":0},{"$f":"COUNTIF($D$201:$AA$201,$G$224)*$AB$20","v":0},{"$f":"COUNTIF($D$201:$AA$201,$H$224)*$AB$20","v":0},{"$f":"COUNTIF($D$201:$AA$201,$I$224)*$AB$20","v":0},{"$f":"COUNTIF($D$201:$AA$201,$J$224)*$AB$20","v":0},{"$f":"COUNTIF($D$201:$AA$201,$K$224)*$AB$20","v":0},{"$f":"COUNTIF($D$201:$AA$201,$L$224)*$AB$20","v":0},{"$f":"COUNTIF($D$201:$AA$201,$M$224)*$AB$20","v":0},{"$f":"COUNTIF($D$201:$AA$201,$N$224)*$AB$20","v":0},{"$f":"COUNTIF($D$201:$AA$201,$O$224)*$AB$20","v":0},{"$f":"COUNTIF($D$201:$AA$201,$P$224)*$AB$20","v":0},{"$f":"COUNTIF($D$201:$AA$201,$Q$224)*$AB$20","v":0},{"$f":"COUNTIF($D$201:$AA$201,$R$224)*$AB$20","v":0},{"$f":"COUNTIF($D$201:$AA$201,$S$224)*$AB$20","v":0},{"$f":"COUNTIF($D$201:$AA$201,$T$224)*$AB$20","v":0},{"$f":"COUNTIF($D$201:$AA$201,$U$224)*$AB$20","v":0},{"$f":"COUNTIF($D$201:$AA$201,$V$224)*$AB$20","v":0},{"$f":"COUNTIF($D$201:$AA$201,$W$224)*$AB$20","v":0},{"$f":"COUNTIF($D$201:$AA$201,$X$224)*$AB$20","v":0},{"$f":"COUNTIF($D$201:$AA$201,$Y$224)*$AB$20","v":0},{"$f":"COUNTIF($D$201:$AA$201,$Z$224)*$AB$20","v":0},{"$f":"COUNTIF($D$201:$AA$201,$AA$224)*$AB$20","v":0},{"$f":"COUNTIF($D$201:$AA$201,$AB$224)*$AB$20","v":0},{"$f":"COUNTIF($D$201:$AA$201,$AC$224)*$AB$20","v":0},{"$f":"COUNTIF($D$201:$AA$201,$AD$224)*$AB$20","v":0},{"$f":"COUNTIF($D$201:$AA$201,$AE$224)*$AB$20","v":0},{"$f":"COUNTIF($D$201:$AA$201,$AF$224)*$AB$20","v":0},{"$f":"COUNTIF($D$201:$AA$201,$AG$224)*$AB$20","v":0},{"$f":"COUNTIF($D$201:$AA$201,$AH$224)*$AB$20","v":0},{"$f":"COUNTIF($D$201:$AA$201,$AI$224)*$AB$20","v":0},{"$f":"COUNTIF($D$201:$AA$201,$AJ$224)*$AB$20","v":0},{"$f":"COUNTIF($D$201:$AA$201,$AK$224)*$AB$20","v":0},{"$f":"COUNTIF($D$201:$AA$201,$AL$224)*$AB$20","v":0},{"$f":"COUNTIF($D$201:$AA$201,$AM$224)*$AB$20","v":0},{"$f":"COUNTIF($D$201:$AA$201,$AN$224)*$AB$20","v":0},{"$f":"COUNTIF($D$201:$AA$201,$AO$224)*$AB$20","v":0},{"$f":"COUNTIF($D$201:$AA$201,$AP$224)*$AB$20","v":0},{"$f":"COUNTIF($D$201:$AA$201,$AQ$224)*$AB$20","v":0},{"$f":"COUNTIF($D$201:$AA$201,$AR$224)*$AB$20","v":0},{"$f":"COUNTIF($D$201:$AA$201,$AS$224)*$AB$20","v":0},12,0,{"$error":"#DIV/0!"},{"$error":"#DIV/0!"},{"$error":"#DIV/0!"},{"$error":"#DIV/0!"},{"$error":"#DIV/0!"},{"$error":"#DIV/0!"},{"$error":"#DIV/0!"},{"$error":"#DIV/0!"},{"$error":"#DIV/0!"},null,{"$error":"#DIV/0!"},{"$error":"#DIV/0!"},{"$error":"#DIV/0!"},{"$error":"#DIV/0!"},{"$error":"#DIV/0!"},{"$error":"#DIV/0!"},{"$error":"#DIV/0!"},{"$error":"#DIV/0!"},{"$error":"#DIV/0!"},{"$error":"#DIV/0!"}]
[null,null,1,{"$f":"COUNTIF($D$202:$AA$202,$D$224)*$AB$21","v":0},{"$f":"COUNTIF($D$202:$AA$202,$E$224)*$AB$21","v":0},{"$f":"COUNTIF($D$202:$AA$202,$F$224)*$AB$21","v":0},{"$f":"COUNTIF($D$202:$AA$202,$G$224)*$AB$21","v":0},{"$f":"COUNTIF($D$202:$AA$202,$H$224)*$AB$21","v":0},{"$f":"COUNTIF($D$202:$AA$202,$I$224)*$AB$21","v":0},{"$f":"COUNTIF($D$202:$AA$202,$J$224)*$AB$21","v":0},{"$f":"COUNTIF($D$202:$AA$202,$K$224)*$AB$21","v":0},{"$f":"COUNTIF($D$202:$AA$202,$L$224)*$AB$21","v":0},{"$f":"COUNTIF($D$202:$AA$202,$M$224)*$AB$21","v":0},{"$f":"COUNTIF($D$202:$AA$202,$N$224)*$AB$21","v":0},{"$f":"COUNTIF($D$202:$AA$202,$O$224)*$AB$21","v":0},{"$f":"COUNTIF($D$202:$AA$202,$P$224)*$AB$21","v":0},{"$f":"COUNTIF($D$202:$AA$202,$Q$224)*$AB$21","v":0},{"$f":"COUNTIF($D$202:$AA$202,$R$224)*$AB$21","v":0},{"$f":"COUNTIF($D$202:$AA$202,$S$224)*$AB$21","v":0},{"$f":"COUNTIF($D$202:$AA$202,$T$224)*$AB$21","v":0},{"$f":"COUNTIF($D$202:$AA$202,$U$224)*$AB$21","v":0},{"$f":"COUNTIF($D$202:$AA$202,$V$224)*$AB$21","v":0},{"$f":"COUNTIF($D$202:$AA$202,$W$224)*$AB$21","v":0},{"$f":"COUNTIF($D$202:$AA$202,$X$224)*$AB$21","v":0},{"$f":"COUNTIF($D$202:$AA$202,$Y$224)*$AB$21","v":0},{"$f":"COUNTIF($D$202:$AA$202,$Z$224)*$AB$21","v":0},{"$f":"COUNTIF($D$202:$AA$202,$AA$224)*$AB$21","v":0},{"$f":"COUNTIF($D$202:$AA$202,$AB$224)*$AB$21","v":0},{"$f":"COUNTIF($D$202:$AA$202,$AC$224)*$AB$21","v":0},{"$f":"COUNTIF($D$202:$AA$202,$AD$224)*$AB$21","v":0},{"$f":"COUNTIF($D$202:$AA$202,$AE$224)*$AB$21","v":0},{"$f":"COUNTIF($D$202:$AA$202,$AF$224)*$AB$21","v":0},{"$f":"COUNTIF($D$202:$AA$202,$AG$224)*$AB$21","v":0},{"$f":"COUNTIF($D$202:$AA$202,$AH$224)*$AB$21","v":0},{"$f":"COUNTIF($D$202:$AA$202,$AI$224)*$AB$21","v":0},{"$f":"COUNTIF($D$202:$AA$202,$AJ$224)*$AB$21","v":0},{"$f":"COUNTIF($D$202:$AA$202,$AK$224)*$AB$21","v":0},{"$f":"COUNTIF($D$202:$AA$202,$AL$224)*$AB$21","v":0},{"$f":"COUNTIF($D$202:$AA$202,$AM$224)*$AB$21","v":0},{"$f":"COUNTIF($D$202:$AA$202,$AN$224)*$AB$21","v":0},{"$f":"COUNTIF($D$202:$AA$202,$AO$224)*$AB$21","v":0},{"$f":"COUNTIF($D$202:$AA$202,$AP$224)*$AB$21","v":0},{"$f":"COUNTIF($D$202:$AA$202,$AQ$224)*$AB$21","v":0},{"$f":"COUNTIF($D$202:$AA$202,$AR$224)*$AB$21","v":0},{"$f":"COUNTIF($D$202:$AA$202,$AS$224)*$AB$21","v":0},1,0,{"$error":"#DIV/0!"},{"$error":"#DIV/0!"},{"$error":"#DIV/0!"},{"$error":"#DIV/0!"},{"$error":"#DIV/0!"},{"$error":"#DIV/0!"},{"$error":"#DIV/0!"},{"$error":"#DIV/0!"},{"$error":"#DIV/0!"},null,{"$error":"#DIV/0!"},{"$error":"#DIV/0!"},{"$error":"#DIV/0!"},{"$error":"#DIV/0!"},{"$error":"#DIV/0!"},{"$error":"#DIV/0!"},{"$error":"#DIV/0!"},{"$error":"#DIV/0!"},{"$error":"#DIV/0!"},{"$error":"#DIV/0!"}]
[null,null,2,{"$f":"COUNTIF($D$203:$AA$203,$D$224)*$AB$22","v":0},{"$f":"COUNTIF($D$203:$AA$203,$E$224)*$AB$22","v":0},{"$f":"COUNTIF($D$203:$AA$203,$F$224)*$AB$22","v":0},{"$f":"COUNTIF($D$203:$AA$203,$G$224)*$AB$22","v":0},{"$f":"COUNTIF($D$203:$AA$203,$H$224)*$AB$22","v":0},{"$f":"COUNTIF($D$203:$AA$203,$I$224)*$AB$22","v":0},{"$f":"COUNTIF($D$203:$AA$203,$J$224)*$AB$22","v":0},{"$f":"COUNTIF($D$203:$AA$203,$K$224)*$AB$22","v":0},{"$f":"COUNTIF($D$203:$AA$203,$L$224)*$AB$22","v":0},{"$f":"COUNTIF($D$203:$AA$203,$M$224)*$AB$22","v":0},{"$f":"COUNTIF($D$203:$AA$203,$N$224)*$AB$22","v":0},{"$f":"COUNTIF($D$203:$AA$203,$O$224)*$AB$22","v":0},{"$f":"COUNTIF($D$203:$AA$203,$P$224)*$AB$22","v":0},{"$f":"COUNTIF($D$203:$AA$203,$Q$224)*$AB$22","v":0},{"$f":"COUNTIF($D$203:$AA$203,$R$224)*$AB$22","v":0},{"$f":"COUNTIF($D$203:$AA$203,$S$224)*$AB$22","v":0},{"$f":"COUNTIF($D$203:$AA$203,$T$224)*$AB$22","v":0},{"$f":"COUNTIF($D$203:$AA$203,$U$224)*$AB$22","v":0},{"$f":"COUNTIF($D$203:$AA$203,$V$224)*$AB$22","v":0},{"$f":"COUNTIF($D$203:$AA$203,$W$224)*$AB$22","v":0},{"$f":"COUNTIF($D$203:$AA$203,$X$224)*$AB$22","v":0},{"$f":"COUNTIF($D$203:$AA$203,$Y$224)*$AB$22","v":0},{"$f":"COUNTIF($D$203:$AA$203,$Z$224)*$AB$22","v":0},{"$f":"COUNTIF($D$203:$AA$203,$AA$224)*$AB$22","v":0},{"$f":"COUNTIF($D$203:$AA$203,$AB$224)*$AB$22","v":0},{"$f":"COUNTIF($D$203:$AA$203,$AC$224)*$AB$22","v":0},{"$f":"COUNTIF($D$203:$AA$203,$AD$224)*$AB$22","v":0},{"$f":"COUNTIF($D$203:$AA$203,$AE$224)*$AB$22","v":0},{"$f":"COUNTIF($D$203:$AA$203,$AF$224)*$AB$22","v":0},{"$f":"COUNTIF($D$203:$AA$203,$AG$224)*$AB$22","v":0},{"$f":"COUNTIF($D$203:$AA$203,$AH$224)*$AB$22","v":0},{"$f":"COUNTIF($D$203:$AA$203,$AI$224)*$AB$22","v":0},{"$f":"COUNTIF($D$203:$AA$203,$AJ$224)*$AB$22","v":0},{"$f":"COUNTIF($D$203:$AA$203,$AK$224)*$AB$22","v":0},{"$f":"COUNTIF($D$203:$AA$203,$AL$224)*$AB$22","v":0},{"$f":"COUNTIF($D$203:$AA$203,$AM$224)*$AB$22","v":0},{"$f":"COUNTIF($D$203:$AA$203,$AN$224)*$AB$22","v":0},{"$f":"COUNTIF($D$203:$AA$203,$AO$224)*$AB$22","v":0},{"$f":"COUNTIF($D$203:$AA$203,$AP$224)*$AB$22","v":0},{"$f":"COUNTIF($D$203:$AA$203,$AQ$224)*$AB$22","v":0},{"$f":"COUNTIF($D$203:$AA$203,$AR$224)*$AB$22","v":0},{"$f":"COUNTIF($D$203:$AA$203,$AS$224)*$AB$22","v":0},2,0,{"$error":"#DIV/0!"},{"$error":"#DIV/0!"},{"$error":"#DIV/0!"},{"$error":"#DIV/0!"},{"$error":"#DIV/0!"},{"$error":"#DIV/0!"},{"$error":"#DIV/0!"},{"$error":"#DIV/0!"},{"$error":"#DIV/0!"},null,{"$error":"#DIV/0!"},{"$error":"#DIV/0!"},{"$error":"#DIV/0!"},{"$error":"#DIV/0!"},{"$error":"#DIV/0!"},{"$error":"#DIV/0!"},{"$error":"#DIV/0!"},{"$error":"#DIV/0!"},{"$error":"#DIV/0!"},{"$error":"#DIV/0!"}]
[null,null,3,{"$f":"COUNTIF($D$204:$AA$204,$D$224)*$AB$23","v":0},{"$f":"COUNTIF($D$204:$AA$204,$E$224)*$AB$23","v":0},{"$f":"COUNTIF($D$204:$AA$204,$F$224)*$AB$23","v":0},{"$f":"COUNTIF($D$204:$AA$204,$G$224)*$AB$23","v":0},{"$f":"COUNTIF($D$204:$AA$204,$H$224)*$AB$23","v":0},{"$f":"COUNTIF($D$204:$AA$204,$I$224)*$AB$23","v":0},{"$f":"COUNTIF($D$204:$AA$204,$J$224)*$AB$23","v":0},{"$f":"COUNTIF($D$204:$AA$204,$K$224)*$AB$23","v":0},{"$f":"COUNTIF($D$204:$AA$204,$L$224)*$AB$23","v":0},{"$f":"COUNTIF($D$204:$AA$204,$M$224)*$AB$23","v":0},{"$f":"COUNTIF($D$204:$AA$204,$N$224)*$AB$23","v":0},{"$f":"COUNTIF($D$204:$AA$204,$O$224)*$AB$23","v":0},{"$f":"COUNTIF($D$204:$AA$204,$P$224)*$AB$23","v":0},{"$f":"COUNTIF($D$204:$AA$204,$Q$224)*$AB$23","v":0},{"$f":"COUNTIF($D$204:$AA$204,$R$224)*$AB$23","v":0},{"$f":"COUNTIF($D$204:$AA$204,$S$224)*$AB$23","v":0},{"$f":"COUNTIF($D$204:$AA$204,$T$224)*$AB$23","v":0},{"$f":"COUNTIF($D$204:$AA$204,$U$224)*$AB$23","v":0},{"$f":"COUNTIF($D$204:$AA$204,$V$224)*$AB$23","v":0},{"$f":"COUNTIF($D$204:$AA$204,$W$224)*$AB$23","v":0},{"$f":"COUNTIF($D$204:$AA$204,$X$224)*$AB$23","v":0},{"$f":"COUNTIF($D$204:$AA$204,$Y$224)*$AB$23","v":0},{"$f":"COUNTIF($D$204:$AA$204,$Z$224)*$AB$23","v":0},{"$f":"COUNTIF($D$204:$AA$204,$AA$224)*$AB$23","v":0},{"$f":"COUNTIF($D$204:$AA$204,$AB$224)*$AB$23","v":0},{"$f":"COUNTIF($D$204:$AA$204,$AC$224)*$AB$23","v":0},{"$f":"COUNTIF($D$204:$AA$204,$AD$224)*$AB$23","v":0},{"$f":"COUNTIF($D$204:$AA$204,$AE$224)*$AB$23","v":0},{"$f":"COUNTIF($D$204:$AA$204,$AF$224)*$AB$23","v":0},{"$f":"COUNTIF($D$204:$AA$204,$AG$224)*$AB$23","v":0},{"$f":"COUNTIF($D$204:$AA$204,$AH$224)*$AB$23","v":0},{"$f":"COUNTIF($D$204:$AA$204,$AI$224)*$AB$23","v":0},{"$f":"COUNTIF($D$204:$AA$204,$AJ$224)*$AB$23","v":0},{"$f":"COUNTIF($D$204:$AA$204,$AK$224)*$AB$23","v":0},{"$f":"COUNTIF($D$204:$AA$204,$AL$224)*$AB$23","v":0},{"$f":"COUNTIF($D$204:$AA$204,$AM$224)*$AB$23","v":0},{"$f":"COUNTIF($D$204:$AA$204,$AN$224)*$AB$23","v":0},{"$f":"COUNTIF($D$204:$AA$204,$AO$224)*$AB$23","v":0},{"$f":"COUNTIF($D$204:$AA$204,$AP$224)*$AB$23","v":0},{"$f":"COUNTIF($D$204:$AA$204,$AQ$224)*$AB$23","v":0},{"$f":"COUNTIF($D$204:$AA$204,$AR$224)*$AB$23","v":0},{"$f":"COUNTIF($D$204:$AA$204,$AS$224)*$AB$23","v":0},3,0,{"$error":"#DIV/0!"},{"$error":"#DIV/0!"},{"$error":"#DIV/0!"},{"$error":"#DIV/0!"},{"$error":"#DIV/0!"},{"$error":"#DIV/0!"},{"$error":"#DIV/0!"},{"$error":"#DIV/0!"},{"$error":"#DIV/0!"},null,{"$error":"#DIV/0!"},{"$error":"#DIV/0!"},{"$error":"#DIV/0!"},{"$error":"#DIV/0!"},{"$error":"#DIV/0!"},{"$error":"#DIV/0!"},{"$error":"#DIV/0!"},{"$error":"#DIV/0!"},{"$error":"#DIV/0!"},{"$error":"#DIV/0!"}]
[null,null,"冷房運転時間",{"$f":"SUM($D$225:$D$236)","v":0},{"$f":"SUM($E$225:$E$236)","v":0},{"$f":"SUM($F$225:$F$236)","v":0},{"$f":"SUM($G$225:$G$236)","v":0},{"$f":"SUM($H$225:$H$236)","v":0},{"$f":"SUM($I$225:$I$236)","v":0},{"$f":"SUM($J$225:$J$236)","v":0},{"$f":"SUM($K$225:$K$236)","v":0},{"$f":"SUM($L$225:$L$236)","v":0},{"$f":"SUM($M$225:$M$236)","v":0},{"$f":"SUM($N$225:$N$236)","v":0},{"$f":"SUM($O$225:$O$236)","v":0},{"$f":"SUM($P$225:$P$236)","v":0},{"$f":"SUM($Q$225:$Q$236)","v":0},{"$f":"SUM($R$225:$R$236)","v":0},{"$f":"SUM($S$225:$S$236)","v":0},{"$f":"SUM($T$225:$T$236)","v":0},{"$f":"SUM($U$225:$U$236)","v":0},{"$f":"SUM($V$225:$V$236)","v":0},{"$f":"SUM($W$225:$W$236)","v":0},{"$f":"SUM($X$225:$X$236)","v":0},{"$f":"SUM($Y$225:$Y$236)","v":0},{"$f":"SUM($Z$225:$Z$236)","v":0},{"$f":"SUM($AA$225:$AA$236)","v":0},{"$f":"SUM($AB$225:$AB$236)","v":0},{"$f":"SUM($AC$225:$AC$236)","v":0},{"$f":"SUM($AD$225:$AD$236)","v":0},{"$f":"SUM($AE$225:$AE$236)","v":0},{"$f":"SUM($AF$225:$AF$236)","v":0},{"$f":"SUM($AG$225:$AG$236)","v":0},{"$f":"SUM($AH$225:$AH$236)","v":0},{"$f":"SUM($AI$225:$AI$236)","v":0},{"$f":"SUM($AJ$225:$AJ$236)","v":0},{"$f":"SUM($AK$225:$AK$236)","v":0},{"$f":"SUM($AL$225:$AL$236)","v":0},{"$f":"SUM($AM$225:$AM$236)","v":0},{"$f":"SUM($AN$225:$AN$236)","v":0},{"$f":"SUM($AO$225:$AO$236)","v":0},{"$f":"SUM($AP$225:$AP$236)","v":0},{"$f":"SUM($AQ$225:$AQ$236)","v":0},{"$f":"SUM($AR$225:$AR$236)","v":0},{"$f":"SUM($AS$225:$AS$236)","v":0},"冷房運転時間",{"$f":"SUM(AU$225:AU$236)","v":0},{"$f":"SUM(AV$225:AV$236)","v":{"$error":"#DIV/0!"}},{"$error":"#DIV/0!"},{"$error":"#DIV/0!"},{"$error":"#DIV/0!"},{"$error":"#DIV/0!"},{"$error":"#DIV/0!"},{"$error":"#DIV/0!"},{"$error":"#DIV/0!"},{"$error":"#DIV/0!"},null,{"$f":"SUM(BF$225:BF$236)","v":{"$error":"#DIV/0!"}},{"$error":"#DIV/0!"},{"$error":"#DIV/0!"},{"$error":"#DIV/0!"},{"$error":"#DIV/0!"},{"$error":"#DIV/0!"},{"$f":"SUM(BL$225:BL$236)","v":{"$error":"#DIV/0!"}},{"$f":"SUM(BM$225:BM$236)","v":{"$error":"#DIV/0!"}},{"$f":"SUM(BN$225:BN$236)","v":{"$error":"#DIV/0!"}},{"$f":"SUM(BO$225:BO$236)","v":{"$error":"#DIV/0!"}}]
[null,null,"冷房空調負荷率",{"$f":"IF((1/(35-$M$25))*(D$224-35)+1<0,0,IF((1/(35-$M$25))*(D$224-35)+1>1,1,(1/(35-$M$25))*(D$224-35)+1))","v":0},0,0,0,0,0,0,0,0,0,0,0,0,0,0,0,0,0,0,0,0,0,0,0,0,5.8823529411764719E-2,0.11764705882352944,0.17647058823529416,0.23529411764705888,0.29411764705882359,0.3529411764705882,0.41176470588235292,0.47058823529411764,0.52941176470588236,0.58823529411764708,0.6470588235294118,0.70588235294117641,0.76470588235294112,0.82352941176470584,0.88235294117647056,0.94117647058823528,1,"冷房空調負荷率","αc"]
[]
[null,"前1","冷房時エネルギー消費量比",{"$f":"$D$238/D244","v":0},{"$f":"$E$238/E244","v":0},{"$f":"$F$238/F244","v":0},{"$f":"$G$238/G244","v":0},{"$f":"$H$238/H244","v":0},{"$f":"$I$238/I244","v":0},{"$f":"$J$238/J244","v":0},{"$f":"$K$238/K244","v":0},{"$f":"$L$238/L244","v":0},{"$f":"$M$238/M244","v":0},{"$f":"$N$238/N244","v":0},{"$f":"$O$238/O244","v":0},{"$f":"$P$238/P244","v":0},{"$f":"$Q$238/Q244","v":0},{"$f":"$R$238/R244","v":0},{"$f":"$S$238/S244","v":0},{"$f":"$T$238/T244","v":0},{"$f":"$U$238/U244","v":0},{"$f":"$V$238/V244","v":0},{"$f":"$W$238/W244","v":0},{"$f":"$X$238/X244","v":0},{"$f":"$Y$238/Y244","v":0},{"$f":"$Z$238/Z244","v":0},{"$f":"$AA$238/AA244","v":0},{"$f":"$AB$238/AB244","v":0},{"$f":"$AC$238/AC244","v":4.1361564845398421E-2},{"$f":"$AD$238/AD244","v":8.464625354171823E-2},{"$f":"$AE$238/AE244","v":0.1299001800711751},{"$f":"$AF$238/AF244","v":0.17717094463206345},{"$f":"$AG$238/AG244","v":0.22650769399951723},{"$f":"$AH$238/AH244","v":0.27796118485213267},{"$f":"$AI$238/AI244","v":0.33158385023587283},{"$f":"$AJ$238/AJ244","v":0.38742986934809198},{"$f":"$AK$238/AK244","v":0.44555524083680237},{"$f":"$AL$238/AL244","v":0.5060178598235141},{"$f":"$AM$238/AM244","v":0.56887759887221767},{"$f":"$AN$238/AN244","v":0.6341963931424095},{"$f":"$AO$238/AO244","v":0.70203832998059579},{"$f":"$AP$238/AP244","v":0.77246974322254625},{"$f":"$AQ$238/AQ244","v":0.84555931249783034},{"$f":"$AR$238/AR244","v":0.92137816784896565},{"$f":"$AS$238/AS244","v":1},"冷房時エネルギー消費量比","εc"]
[null,null,"冷房能力",{"$f":"($Q$29-1.054*$Q$29)/6*(D$224-35)+$Q$29","v":30.665600000000012},30.464000000000013,30.26240000000001,30.060800000000011,29.859200000000008,29.657600000000009,29.45600000000001,29.254400000000011,29.052800000000008,28.851200000000009,28.649600000000007,28.448000000000008,28.246400000000008,28.044800000000009,27.843200000000007,27.641600000000007,27.440000000000005,27.238400000000006,27.036800000000007,26.835200000000007,26.633600000000005,26.432000000000006,26.230400000000003,26.028800000000004,25.827200000000005,25.625600000000002,25.424000000000003,25.222400000000004,25.020800000000001,24.819200000000002,24.617600000000003,24.416,24.214400000000001,24.012800000000002,23.811199999999999,23.6096,23.408000000000001,23.206399999999999,23.004799999999999,22.8032,22.601599999999998,22.4,"冷房能力","Φc"]
[null,null,"冷房エネルギー消費量",{"$f":"($Q$30-0.94*$Q$30)/6*(D$224-35)+$Q$30","v":11.268999999999995},11.459999999999996,11.650999999999996,11.841999999999995,12.032999999999996,12.223999999999997,12.414999999999996,12.605999999999996,12.796999999999997,12.987999999999996,13.178999999999997,13.369999999999997,13.560999999999996,13.751999999999997,13.942999999999998,14.133999999999997,14.324999999999998,14.515999999999998,14.706999999999997,14.897999999999998,15.088999999999999,15.279999999999998,15.470999999999998,15.661999999999999,15.852999999999998,16.044,16.234999999999999,16.425999999999998,16.617000000000001,16.808,16.998999999999999,17.190000000000001,17.381,17.571999999999999,17.763000000000002,17.954000000000001,18.145,18.336000000000002,18.527000000000001,18.718,18.909000000000002,19.100000000000001,"冷房エネルギー消費量","Pc"]
[null,null,"冷房COP",{"$f":"D241/(D242+$Q$31*$I$32*$D$238)","v":2.7212352471381691},{"$f":"E241/(E242+$Q$31*$I$32*$E$238)","v":2.6582897033158837},{"$f":"F241/(F242+$Q$31*$I$32*$F$238)","v":2.5974079478156398},{"$f":"G241/(G242+$Q$31*$I$32*$G$238)","v":2.5384901199121788},{"$f":"H241/(H242+$Q$31*$I$32*$H$238)","v":2.4814426992437477},{"$f":"I241/(I242+$Q$31*$I$32*$I$238)","v":2.4261780104712054},{"$f":"J241/(J242+$Q$31*$I$32*$J$238)","v":2.3726137736608957},{"$f":"K241/(K242+$Q$31*$I$32*$K$238)","v":2.3206726955418069},{"$f":"L241/(L242+$Q$31*$I$32*$L$238)","v":2.2702820973665716},{"$f":"M241/(M242+$Q$31*$I$32*$M$238)","v":2.2213735756082551},{"$f":"N241/(N242+$Q$31*$I$32*$N$238)","v":2.1738826921617735},{"$f":"O241/(O242+$Q$31*$I$32*$O$238)","v":2.1277486910994776},{"$f":"P241/(P242+$Q$31*$I$32*$P$238)","v":2.0829142393628799},{"$f":"Q241/(Q242+$Q$31*$I$32*$Q$238)","v":2.0393251890634101},{"$f":"R241/(R242+$Q$31*$I$32*$R$238)","v":1.9969303593200898},{"$f":"S241/(S242+$Q$31*$I$32*$S$238)","v":1.9556813357860487},{"$f":"T241/(T242+$Q$31*$I$32*$T$238)","v":1.9155322862129152},{"$f":"U241/(U242+$Q$31*$I$32*$U$238)","v":1.8764397905759169},{"$f":"V241/(V242+$Q$31*$I$32*$V$238)","v":1.8383626844359837},{"$f":"W241/(W242+$Q$31*$I$32*$W$238)","v":1.8012619143509203},{"$f":"X241/(X242+$Q$31*$I$32*$X$238)","v":1.7651004042680103},{"$f":"Y241/(Y242+$Q$31*$I$32*$Y$238)","v":1.7298429319371733},{"$f":"Z241/(Z242+$Q$31*$I$32*$Z$238)","v":1.6954560144787025},{"$f":"AA241/(AA242+$Q$31*$I$32*$AA$238)","v":1.661907802324097},{"$f":"AB241/(AB242+$Q$31*$I$32*$AB$238)","v":1.6291679808238193},{"$f":"AC241/(AC242+$Q$31*$I$32*$AC$238)","v":1.5918848205802822},{"$f":"AD241/(AD242+$Q$31*$I$32*$AD$238)","v":1.5557179314589717},{"$f":"AE241/(AE242+$Q$31*$I$32*$AE$238)","v":1.5206179205469936},{"$f":"AF241/(AF242+$Q$31*$I$32*$AF$238)","v":1.4865382666345142},{"$f":"AG241/(AG242+$Q$31*$I$32*$AG$238)","v":1.4534351145038169},{"$f":"AH241/(AH242+$Q$31*$I$32*$AH$238)","v":1.4212670866516108},{"$f":"AI241/(AI242+$Q$31*$I$32*$AI$238)","v":1.3899951107449751},{"$f":"AJ241/(AJ242+$Q$31*$I$32*$AJ$238)","v":1.3595822612980684},{"$f":"AK241/(AK242+$Q$31*$I$32*$AK$238)","v":1.3299936142207396},{"$f":"AL241/(AL242+$Q$31*$I$32*$AL$238)","v":1.3011961130344496},{"$f":"AM241/(AM242+$Q$31*$I$32*$AM$238)","v":1.2731584456780334},{"$f":"AN241/(AN242+$Q$31*$I$32*$AN$238)","v":1.2458509309380763},{"$f":"AO241/(AO242+$Q$31*$I$32*$AO$238)","v":1.2192454136379367},{"$f":"AP241/(AP242+$Q$31*$I$32*$AP$238)","v":1.1933151678073517},{"$f":"AQ241/(AQ242+$Q$31*$I$32*$AQ$238)","v":1.1680348071325697},{"$f":"AR241/(AR242+$Q$31*$I$32*$AR$238)","v":1.143380202056272},{"$f":"AS241/(AS242+$Q$31*$I$32*$AS$238)","v":1.1193284029582249},"冷房COP","σc"]
[null,null,"冷房COP比",{"$f":"D243/$Q$32","v":2.4311321323986181},2.3748970331588155,2.3205057076645801,2.2678689410572557,2.2169031829136556,2.1675301047120432,2.1196761981474039,2.0732724099635109,2.0282538094865998,1.9845592854943039,1.9421312694438133,1.9009154824233372,1.8608607034879445,1.8219185573007575,1.7840433192282876,1.7471917362388578,1.7113228621291456,1.6763979057591631,1.6423800911130764,1.6092345281245815,1.5769280933130101,1.5454293193717286,1.5147082929351696,1.4847365598263318,1.4554870371538517,1.422178528100563,1.3898672876945066,1.3585091886601091,1.3280626692807993,1.2984885496183209,1.2697498633067876,1.2418117034030556,1.214641080941828,1.1882067949904216,1.1624793131270272,1.1374306613798575,1.1130343227648565,1.0892651436483212,1.066099247239318,1.0435139535864726,1.0214877055156304,1,"冷房COP比","βc"]
[null,null,"Σ",{"$f":"$D$237*D240","v":0},{"$f":"$E$237*E240","v":0},{"$f":"$F$237*F240","v":0},{"$f":"$G$237*G240","v":0},{"$f":"$H$237*H240","v":0},{"$f":"$I$237*I240","v":0},{"$f":"$J$237*J240","v":0},{"$f":"$K$237*K240","v":0},{"$f":"$L$237*L240","v":0},{"$f":"$M$237*M240","v":0},{"$f":"$N$237*N240","v":0},{"$f":"$O$237*O240","v":0},{"$f":"$P$237*P240","v":0},{"$f":"$Q$237*Q240","v":0},{"$f":"$R$237*R240","v":0},{"$f":"$S$237*S240","v":0},{"$f":"$T$237*T240","v":0},{"$f":"$U$237*U240","v":0},{"$f":"$V$237*V240","v":0},{"$f":"$W$237*W240","v":0},{"$f":"$X$237*X240","v":0},{"$f":"$Y$237*Y240","v":0},{"$f":"$Z$237*Z240","v":0},{"$f":"$AA$237*AA240","v":0},{"$f":"$AB$237*AB240","v":0},{"$f":"$AC$237*AC240","v":0},{"$f":"$AD$237*AD240","v":0},{"$f":"$AE$237*AE240","v":0},{"$f":"$AF$237*AF240","v":0},{"$f":"$AG$237*AG240","v":0},{"$f":"$AH$237*AH240","v":0},{"$f":"$AI$237*AI240","v":0},{"$f":"$AJ$237*AJ240","v":0},{"$f":"$AK$237*AK240","v":0},{"$f":"$AL$237*AL240","v":0},{"$f":"$AM$237*AM240","v":0},{"$f":"$AN$237*AN240","v":0},{"$f":"$AO$237*AO240","v":0},{"$f":"$AP$237*AP240","v":0},{"$f":"$AQ$237*AQ240","v":0},{"$f":"$AR$237*AR240","v":0},{"$f":"$AS$237*AS240","v":0},{"$f":"SUM($D245:$AS245)","v":0},"Σ"]
[null,"前2","冷房時エネルギー消費量比",{"$f":"$D$238/D250","v":{"$error":"#DIV/0!"}},{"$f":"$E$238/E250","v":{"$error":"#DIV/0!"}},{"$f":"$F$238/F250","v":{"$error":"#DIV/0!"}},{"$f":"$G$238/G250","v":{"$error":"#DIV/0!"}},{"$f":"$H$238/H250","v":{"$error":"#DIV/0!"}},{"$f":"$I$238/I250","v":{"$error":"#DIV/0!"}},{"$f":"$J$238/J250","v":{"$error":"#DIV/0!"}},{"$f":"$K$238/K250","v":{"$error":"#DIV/0!"}},{"$f":"$L$238/L250","v":{"$error":"#DIV/0!"}},{"$f":"$M$238/M250","v":{"$error":"#DIV/0!"}},{"$f":"$N$238/N250","v":{"$error":"#DIV/0!"}},{"$f":"$O$238/O250","v":{"$error":"#DIV/0!"}},{"$f":"$P$238/P250","v":{"$error":"#DIV/0!"}},{"$f":"$Q$238/Q250","v":{"$error":"#DIV/0!"}},{"$f":"$R$238/R250","v":{"$error":"#DIV/0!"}},{"$f":"$S$238/S250","v":{"$error":"#DIV/0!"}},{"$f":"$T$238/T250","v":{"$error":"#DIV/0!"}},{"$f":"$U$238/U250","v":{"$error":"#DIV/0!"}},{"$f":"$V$238/V250","v":{"$error":"#DIV/0!"}},{"$f":"$W$238/W250","v":{"$error":"#DIV/0!"}},{"$f":"$X$238/X250","v":{"$error":"#DIV/0!"}},{"$f":"$Y$238/Y250","v":{"$error":"#DIV/0!"}},{"$f":"$Z$238/Z250","v":{"$error":"#DIV/0!"}},{"$f":"$AA$238/AA250","v":{"$error":"#DIV/0!"}},{"$f":"$AB$238/AB250","v":{"$error":"#DIV/0!"}},{"$f":"$AC$238/AC250","v":{"$error":"#DIV/0!"}},{"$f":"$AD$238/AD250","v":{"$error":"#DIV/0!"}},{"$f":"$AE$238/AE250","v":{"$error":"#DIV/0!"}},{"$f":"$AF$238/AF250","v":{"$error":"#DIV/0!"}},{"$f":"$AG$238/AG250","v":{"$error":"#DIV/0!"}},{"$f":"$AH$238/AH250","v":{"$error":"#DIV/0!"}},{"$f":"$AI$238/AI250","v":{"$error":"#DIV/0!"}},{"$f":"$AJ$238/AJ250","v":{"$error":"#DIV/0!"}},{"$f":"$AK$238/AK250","v":{"$error":"#DIV/0!"}},{"$f":"$AL$238/AL250","v":{"$error":"#DIV/0!"}},{"$f":"$AM$238/AM250","v":{"$error":"#DIV/0!"}},{"$f":"$AN$238/AN250","v":{"$error":"#DIV/0!"}},{"$f":"$AO$238/AO250","v":{"$error":"#DIV/0!"}},{"$f":"$AP$238/AP250","v":{"$error":"#DIV/0!"}},{"$f":"$AQ$238/AQ250","v":{"$error":"#DIV/0!"}},{"$f":"$AR$238/AR250","v":{"$error":"#DIV/0!"}},{"$f":"$AS$238/AS250","v":{"$error":"#DIV/0!"}},"冷房時エネルギー消費量比","εc"]
[null,null,"冷房能力",{"$f":"($R$29-1.054*$R$29)/6*(D$224-35)+$R$29","v":0},0,0,0,0,0,0,0,0,0,0,0,0,0,0,0,0,0,0,0,0,0,0,0,0,0,0,0,0,0,0,0,0,0,0,0,0,0,0,0,0,0,"冷房能力","Φc"]
[null,null,"冷房エネルギー消費量",{"$f":"($R$30-0.94*$R$30)/6*(D$224-35)+$R$30","v":0},0,0,0,0,0,0,0,0,0,0,0,0,0,0,0,0,0,0,0,0,0,0,0,0,0,0,0,0,0,0,0,0,0,0,0,0,0,0,0,0,0,"冷房エネルギー消費量","Pc"]
[null,null,"冷房COP",{"$f":"D247/(D248+$R$31*$I$32*$D$238)","v":{"$error":"#DIV/0!"}},{"$f":"E247/(E248+$R$31*$I$32*$E$238)","v":{"$error":"#DIV/0!"}},{"$f":"F247/(F248+$R$31*$I$32*$F$238)","v":{"$error":"#DIV/0!"}},{"$f":"G247/(G248+$R$31*$I$32*$G$238)","v":{"$error":"#DIV/0!"}},{"$f":"H247/(H248+$R$31*$I$32*$H$238)","v":{"$error":"#DIV/0!"}},{"$f":"I247/(I248+$R$31*$I$32*$I$238)","v":{"$error":"#DIV/0!"}},{"$f":"J247/(J248+$R$31*$I$32*$J$238)","v":{"$error":"#DIV/0!"}},{"$f":"K247/(K248+$R$31*$I$32*$K$238)","v":{"$error":"#DIV/0!"}},{"$f":"L247/(L248+$R$31*$I$32*$L$238)","v":{"$error":"#DIV/0!"}},{"$f":"M247/(M248+$R$31*$I$32*$M$238)","v":{"$error":"#DIV/0!"}},{"$f":"N247/(N248+$R$31*$I$32*$N$238)","v":{"$error":"#DIV/0!"}},{"$f":"O247/(O248+$R$31*$I$32*$O$238)","v":{"$error":"#DIV/0!"}},{"$f":"P247/(P248+$R$31*$I$32*$P$238)","v":{"$error":"#DIV/0!"}},{"$f":"Q247/(Q248+$R$31*$I$32*$Q$238)","v":{"$error":"#DIV/0!"}},{"$f":"R247/(R248+$R$31*$I$32*$R$238)","v":{"$error":"#DIV/0!"}},{"$f":"S247/(S248+$R$31*$I$32*$S$238)","v":{"$error":"#DIV/0!"}},{"$f":"T247/(T248+$R$31*$I$32*$T$238)","v":{"$error":"#DIV/0!"}},{"$f":"U247/(U248+$R$31*$I$32*$U$238)","v":{"$error":"#DIV/0!"}},{"$f":"V247/(V248+$R$31*$I$32*$V$238)","v":{"$error":"#DIV/0!"}},{"$f":"W247/(W248+$R$31*$I$32*$W$238)","v":{"$error":"#DIV/0!"}},{"$f":"X247/(X248+$R$31*$I$32*$X$238)","v":{"$error":"#DIV/0!"}},{"$f":"Y247/(Y248+$R$31*$I$32*$Y$238)","v":{"$error":"#DIV/0!"}},{"$f":"Z247/(Z248+$R$31*$I$32*$Z$238)","v":{"$error":"#DIV/0!"}},{"$f":"AA247/(AA248+$R$31*$I$32*$AA$238)","v":{"$error":"#DIV/0!"}},{"$f":"AB247/(AB248+$R$31*$I$32*$AB$238)","v":{"$error":"#DIV/0!"}},{"$f":"AC247/(AC248+$R$31*$I$32*$AC$238)","v":{"$error":"#DIV/0!"}},{"$f":"AD247/(AD248+$R$31*$I$32*$AD$238)","v":{"$error":"#DIV/0!"}},{"$f":"AE247/(AE248+$R$31*$I$32*$AE$238)","v":{"$error":"#DIV/0!"}},{"$f":"AF247/(AF248+$R$31*$I$32*$AF$238)","v":{"$error":"#DIV/0!"}},{"$f":"AG247/(AG248+$R$31*$I$32*$AG$238)","v":{"$error":"#DIV/0!"}},{"$f":"AH247/(AH248+$R$31*$I$32*$AH$238)","v":{"$error":"#DIV/0!"}},{"$f":"AI247/(AI248+$R$31*$I$32*$AI$238)","v":{"$error":"#DIV/0!"}},{"$f":"AJ247/(AJ248+$R$31*$I$32*$AJ$238)","v":{"$error":"#DIV/0!"}},{"$f":"AK247/(AK248+$R$31*$I$32*$AK$238)","v":{"$error":"#DIV/0!"}},{"$f":"AL247/(AL248+$R$31*$I$32*$AL$238)","v":{"$error":"#DIV/0!"}},{"$f":"AM247/(AM248+$R$31*$I$32*$AM$238)","v":{"$error":"#DIV/0!"}},{"$f":"AN247/(AN248+$R$31*$I$32*$AN$238)","v":{"$error":"#DIV/0!"}},{"$f":"AO247/(AO248+$R$31*$I$32*$AO$238)","v":{"$error":"#DIV/0!"}},{"$f":"AP247/(AP248+$R$31*$I$32*$AP$238)","v":{"$error":"#DIV/0!"}},{"$f":"AQ247/(AQ248+$R$31*$I$32*$AQ$238)","v":{"$error":"#DIV/0!"}},{"$f":"AR247/(AR248+$R$31*$I$32*$AR$238)","v":{"$error":"#DIV/0!"}},{"$f":"AS247/(AS248+$R$31*$I$32*$AS$238)","v":{"$error":"#DIV/0!"}},"冷房COP","σc"]
[null,null,"冷房COP比",{"$f":"D249/$R$32","v":{"$error":"#DIV/0!"}},{"$error":"#DIV/0!"},{"$error":"#DIV/0!"},{"$error":"#DIV/0!"},{"$error":"#DIV/0!"},{"$error":"#DIV/0!"},{"$error":"#DIV/0!"},{"$error":"#DIV/0!"},{"$error":"#DIV/0!"},{"$error":"#DIV/0!"},{"$error":"#DIV/0!"},{"$error":"#DIV/0!"},{"$error":"#DIV/0!"},{"$error":"#DIV/0!"},{"$error":"#DIV/0!"},{"$error":"#DIV/0!"},{"$error":"#DIV/0!"},{"$error":"#DIV/0!"},{"$error":"#DIV/0!"},{"$error":"#DIV/0!"},{"$error":"#DIV/0!"},{"$error":"#DIV/0!"},{"$error":"#DIV/0!"},{"$error":"#DIV/0!"},{"$error":"#DIV/0!"},{"$error":"#DIV/0!"},{"$error":"#DIV/0!"},{"$error":"#DIV/0!"},{"$error":"#DIV/0!"},{"$error":"#DIV/0!"},{"$error":"#DIV/0!"},{"$error":"#DIV/0!"},{"$error":"#DIV/0!"},{"$error":"#DIV/0!"},{"$error":"#DIV/0!"},{"$error":"#DIV/0!"},{"$error":"#DIV/0!"},{"$error":"#DIV/0!"},{"$error":"#DIV/0!"},{"$error":"#DIV/0!"},{"$error":"#DIV/0!"},{"$error":"#DIV/0!"},"冷房COP比","βc"]
[null,null,"Σ",{"$f":"$D$237*D246","v":{"$error":"#DIV/0!"}},{"$f":"$E$237*E246","v":{"$error":"#DIV/0!"}},{"$f":"$F$237*F246","v":{"$error":"#DIV/0!"}},{"$f":"$G$237*G246","v":{"$error":"#DIV/0!"}},{"$f":"$H$237*H246","v":{"$error":"#DIV/0!"}},{"$f":"$I$237*I246","v":{"$error":"#DIV/0!"}},{"$f":"$J$237*J246","v":{"$error":"#DIV/0!"}},{"$f":"$K$237*K246","v":{"$error":"#DIV/0!"}},{"$f":"$L$237*L246","v":{"$error":"#DIV/0!"}},{"$f":"$M$237*M246","v":{"$error":"#DIV/0!"}},{"$f":"$N$237*N246","v":{"$error":"#DIV/0!"}},{"$f":"$O$237*O246","v":{"$error":"#DIV/0!"}},{"$f":"$P$237*P246","v":{"$error":"#DIV/0!"}},{"$f":"$Q$237*Q246","v":{"$error":"#DIV/0!"}},{"$f":"$R$237*R246","v":{"$error":"#DIV/0!"}},{"$f":"$S$237*S246","v":{"$error":"#DIV/0!"}},{"$f":"$T$237*T246","v":{"$error":"#DIV/0!"}},{"$f":"$U$237*U246","v":{"$error":"#DIV/0!"}},{"$f":"$V$237*V246","v":{"$error":"#DIV/0!"}},{"$f":"$W$237*W246","v":{"$error":"#DIV/0!"}},{"$f":"$X$237*X246","v":{"$error":"#DIV/0!"}},{"$f":"$Y$237*Y246","v":{"$error":"#DIV/0!"}},{"$f":"$Z$237*Z246","v":{"$error":"#DIV/0!"}},{"$f":"$AA$237*AA246","v":{"$error":"#DIV/0!"}},{"$f":"$AB$237*AB246","v":{"$error":"#DIV/0!"}},{"$f":"$AC$237*AC246","v":{"$error":"#DIV/0!"}},{"$f":"$AD$237*AD246","v":{"$error":"#DIV/0!"}},{"$f":"$AE$237*AE246","v":{"$error":"#DIV/0!"}},{"$f":"$AF$237*AF246","v":{"$error":"#DIV/0!"}},{"$f":"$AG$237*AG246","v":{"$error":"#DIV/0!"}},{"$f":"$AH$237*AH246","v":{"$error":"#DIV/0!"}},{"$f":"$AI$237*AI246","v":{"$error":"#DIV/0!"}},{"$f":"$AJ$237*AJ246","v":{"$error":"#DIV/0!"}},{"$f":"$AK$237*AK246","v":{"$error":"#DIV/0!"}},{"$f":"$AL$237*AL246","v":{"$error":"#DIV/0!"}},{"$f":"$AM$237*AM246","v":{"$error":"#DIV/0!"}},{"$f":"$AN$237*AN246","v":{"$error":"#DIV/0!"}},{"$f":"$AO$237*AO246","v":{"$error":"#DIV/0!"}},{"$f":"$AP$237*AP246","v":{"$error":"#DIV/0!"}},{"$f":"$AQ$237*AQ246","v":{"$error":"#DIV/0!"}},{"$f":"$AR$237*AR246","v":{"$error":"#DIV/0!"}},{"$f":"$AS$237*AS246","v":{"$error":"#DIV/0!"}},{"$f":"SUM($D251:$AS251)","v":{"$error":"#DIV/0!"}},"Σ"]
[null,"前3","冷房時エネルギー消費量比",{"$f":"$D$238/D256","v":{"$error":"#DIV/0!"}},{"$f":"$E$238/E256","v":{"$error":"#DIV/0!"}},{"$f":"$F$238/F256","v":{"$error":"#DIV/0!"}},{"$f":"$G$238/G256","v":{"$error":"#DIV/0!"}},{"$f":"$H$238/H256","v":{"$error":"#DIV/0!"}},{"$f":"$I$238/I256","v":{"$error":"#DIV/0!"}},{"$f":"$J$238/J256","v":{"$error":"#DIV/0!"}},{"$f":"$K$238/K256","v":{"$error":"#DIV/0!"}},{"$f":"$L$238/L256","v":{"$error":"#DIV/0!"}},{"$f":"$M$238/M256","v":{"$error":"#DIV/0!"}},{"$f":"$N$238/N256","v":{"$error":"#DIV/0!"}},{"$f":"$O$238/O256","v":{"$error":"#DIV/0!"}},{"$f":"$P$238/P256","v":{"$error":"#DIV/0!"}},{"$f":"$Q$238/Q256","v":{"$error":"#DIV/0!"}},{"$f":"$R$238/R256","v":{"$error":"#DIV/0!"}},{"$f":"$S$238/S256","v":{"$error":"#DIV/0!"}},{"$f":"$T$238/T256","v":{"$error":"#DIV/0!"}},{"$f":"$U$238/U256","v":{"$error":"#DIV/0!"}},{"$f":"$V$238/V256","v":{"$error":"#DIV/0!"}},{"$f":"$W$238/W256","v":{"$error":"#DIV/0!"}},{"$f":"$X$238/X256","v":{"$error":"#DIV/0!"}},{"$f":"$Y$238/Y256","v":{"$error":"#DIV/0!"}},{"$f":"$Z$238/Z256","v":{"$error":"#DIV/0!"}},{"$f":"$AA$238/AA256","v":{"$error":"#DIV/0!"}},{"$f":"$AB$238/AB256","v":{"$error":"#DIV/0!"}},{"$f":"$AC$238/AC256","v":{"$error":"#DIV/0!"}},{"$f":"$AD$238/AD256","v":{"$error":"#DIV/0!"}},{"$f":"$AE$238/AE256","v":{"$error":"#DIV/0!"}},{"$f":"$AF$238/AF256","v":{"$error":"#DIV/0!"}},{"$f":"$AG$238/AG256","v":{"$error":"#DIV/0!"}},{"$f":"$AH$238/AH256","v":{"$error":"#DIV/0!"}},{"$f":"$AI$238/AI256","v":{"$error":"#DIV/0!"}},{"$f":"$AJ$238/AJ256","v":{"$error":"#DIV/0!"}},{"$f":"$AK$238/AK256","v":{"$error":"#DIV/0!"}},{"$f":"$AL$238/AL256","v":{"$error":"#DIV/0!"}},{"$f":"$AM$238/AM256","v":{"$error":"#DIV/0!"}},{"$f":"$AN$238/AN256","v":{"$error":"#DIV/0!"}},{"$f":"$AO$238/AO256","v":{"$error":"#DIV/0!"}},{"$f":"$AP$238/AP256","v":{"$error":"#DIV/0!"}},{"$f":"$AQ$238/AQ256","v":{"$error":"#DIV/0!"}},{"$f":"$AR$238/AR256","v":{"$error":"#DIV/0!"}},{"$f":"$AS$238/AS256","v":{"$error":"#DIV/0!"}},"冷房時エネルギー消費量比","εc"]
[null,null,"冷房能力",{"$f":"($S$29-1.054*$S$29)/6*(D$224-35)+$S$29","v":0},0,0,0,0,0,0,0,0,0,0,0,0,0,0,0,0,0,0,0,0,0,0,0,0,0,0,0,0,0,0,0,0,0,0,0,0,0,0,0,0,0,"冷房能力","Φc"]
[null,null,"冷房エネルギー消費量",{"$f":"($S$30-0.94*$S$30)/6*(D$224-35)+$S$30","v":0},0,0,0,0,0,0,0,0,0,0,0,0,0,0,0,0,0,0,0,0,0,0,0,0,0,0,0,0,0,0,0,0,0,0,0,0,0,0,0,0,0,"冷房エネルギー消費量","Pc"]
[null,null,"冷房COP",{"$f":"D253/(D254+$S$31*$I$32*$D$238)","v":{"$error":"#DIV/0!"}},{"$f":"E253/(E254+$S$31*$I$32*$E$238)","v":{"$error":"#DIV/0!"}},{"$f":"F253/(F254+$S$31*$I$32*$F$238)","v":{"$error":"#DIV/0!"}},{"$f":"G253/(G254+$S$31*$I$32*$G$238)","v":{"$error":"#DIV/0!"}},{"$f":"H253/(H254+$S$31*$I$32*$H$238)","v":{"$error":"#DIV/0!"}},{"$f":"I253/(I254+$S$31*$I$32*$I$238)","v":{"$error":"#DIV/0!"}},{"$f":"J253/(J254+$S$31*$I$32*$J$238)","v":{"$error":"#DIV/0!"}},{"$f":"K253/(K254+$S$31*$I$32*$K$238)","v":{"$error":"#DIV/0!"}},{"$f":"L253/(L254+$S$31*$I$32*$L$238)","v":{"$error":"#DIV/0!"}},{"$f":"M253/(M254+$S$31*$I$32*$M$238)","v":{"$error":"#DIV/0!"}},{"$f":"N253/(N254+$S$31*$I$32*$N$238)","v":{"$error":"#DIV/0!"}},{"$f":"O253/(O254+$S$31*$I$32*$O$238)","v":{"$error":"#DIV/0!"}},{"$f":"P253/(P254+$S$31*$I$32*$P$238)","v":{"$error":"#DIV/0!"}},{"$f":"Q253/(Q254+$S$31*$I$32*$Q$238)","v":{"$error":"#DIV/0!"}},{"$f":"R253/(R254+$S$31*$I$32*$R$238)","v":{"$error":"#DIV/0!"}},{"$f":"S253/(S254+$S$31*$I$32*$S$238)","v":{"$error":"#DIV/0!"}},{"$f":"T253/(T254+$S$31*$I$32*$T$238)","v":{"$error":"#DIV/0!"}},{"$f":"U253/(U254+$S$31*$I$32*$U$238)","v":{"$error":"#DIV/0!"}},{"$f":"V253/(V254+$S$31*$I$32*$V$238)","v":{"$error":"#DIV/0!"}},{"$f":"W253/(W254+$S$31*$I$32*$W$238)","v":{"$error":"#DIV/0!"}},{"$f":"X253/(X254+$S$31*$I$32*$X$238)","v":{"$error":"#DIV/0!"}},{"$f":"Y253/(Y254+$S$31*$I$32*$Y$238)","v":{"$error":"#DIV/0!"}},{"$f":"Z253/(Z254+$S$31*$I$32*$Z$238)","v":{"$error":"#DIV/0!"}},{"$f":"AA253/(AA254+$S$31*$I$32*$AA$238)","v":{"$error":"#DIV/0!"}},{"$f":"AB253/(AB254+$S$31*$I$32*$AB$238)","v":{"$error":"#DIV/0!"}},{"$f":"AC253/(AC254+$S$31*$I$32*$AC$238)","v":{"$error":"#DIV/0!"}},{"$f":"AD253/(AD254+$S$31*$I$32*$AD$238)","v":{"$error":"#DIV/0!"}},{"$f":"AE253/(AE254+$S$31*$I$32*$AE$238)","v":{"$error":"#DIV/0!"}},{"$f":"AF253/(AF254+$S$31*$I$32*$AF$238)","v":{"$error":"#DIV/0!"}},{"$f":"AG253/(AG254+$S$31*$I$32*$AG$238)","v":{"$error":"#DIV/0!"}},{"$f":"AH253/(AH254+$S$31*$I$32*$AH$238)","v":{"$error":"#DIV/0!"}},{"$f":"AI253/(AI254+$S$31*$I$32*$AI$238)","v":{"$error":"#DIV/0!"}},{"$f":"AJ253/(AJ254+$S$31*$I$32*$AJ$238)","v":{"$error":"#DIV/0!"}},{"$f":"AK253/(AK254+$S$31*$I$32*$AK$238)","v":{"$error":"#DIV/0!"}},{"$f":"AL253/(AL254+$S$31*$I$32*$AL$238)","v":{"$error":"#DIV/0!"}},{"$f":"AM253/(AM254+$S$31*$I$32*$AM$238)","v":{"$error":"#DIV/0!"}},{"$f":"AN253/(AN254+$S$31*$I$32*$AN$238)","v":{"$error":"#DIV/0!"}},{"$f":"AO253/(AO254+$S$31*$I$32*$AO$238)","v":{"$error":"#DIV/0!"}},{"$f":"AP253/(AP254+$S$31*$I$32*$AP$238)","v":{"$error":"#DIV/0!"}},{"$f":"AQ253/(AQ254+$S$31*$I$32*$AQ$238)","v":{"$error":"#DIV/0!"}},{"$f":"AR253/(AR254+$S$31*$I$32*$AR$238)","v":{"$error":"#DIV/0!"}},{"$f":"AS253/(AS254+$S$31*$I$32*$AS$238)","v":{"$error":"#DIV/0!"}},"冷房COP","σc"]
[null,null,"冷房COP比",{"$f":"D255/$S$32","v":{"$error":"#DIV/0!"}},{"$error":"#DIV/0!"},{"$error":"#DIV/0!"},{"$error":"#DIV/0!"},{"$error":"#DIV/0!"},{"$error":"#DIV/0!"},{"$error":"#DIV/0!"},{"$error":"#DIV/0!"},{"$error":"#DIV/0!"},{"$error":"#DIV/0!"},{"$error":"#DIV/0!"},{"$error":"#DIV/0!"},{"$error":"#DIV/0!"},{"$error":"#DIV/0!"},{"$error":"#DIV/0!"},{"$error":"#DIV/0!"},{"$error":"#DIV/0!"},{"$error":"#DIV/0!"},{"$error":"#DIV/0!"},{"$error":"#DIV/0!"},{"$error":"#DIV/0!"},{"$error":"#DIV/0!"},{"$error":"#DIV/0!"},{"$error":"#DIV/0!"},{"$error":"#DIV/0!"},{"$error":"#DIV/0!"},{"$error":"#DIV/0!"},{"$error":"#DIV/0!"},{"$error":"#DIV/0!"},{"$error":"#DIV/0!"},{"$error":"#DIV/0!"},{"$error":"#DIV/0!"},{"$error":"#DIV/0!"},{"$error":"#DIV/0!"},{"$error":"#DIV/0!"},{"$error":"#DIV/0!"},{"$error":"#DIV/0!"},{"$error":"#DIV/0!"},{"$error":"#DIV/0!"},{"$error":"#DIV/0!"},{"$error":"#DIV/0!"},{"$error":"#DIV/0!"},"冷房COP比","βc"]
[null,null,"Σ",{"$f":"$D$237*D252","v":{"$error":"#DIV/0!"}},{"$f":"$E$237*E252","v":{"$error":"#DIV/0!"}},{"$f":"$F$237*F252","v":{"$error":"#DIV/0!"}},{"$f":"$G$237*G252","v":{"$error":"#DIV/0!"}},{"$f":"$H$237*H252","v":{"$error":"#DIV/0!"}},{"$f":"$I$237*I252","v":{"$error":"#DIV/0!"}},{"$f":"$J$237*J252","v":{"$error":"#DIV/0!"}},{"$f":"$K$237*K252","v":{"$error":"#DIV/0!"}},{"$f":"$L$237*L252","v":{"$error":"#DIV/0!"}},{"$f":"$M$237*M252","v":{"$error":"#DIV/0!"}},{"$f":"$N$237*N252","v":{"$error":"#DIV/0!"}},{"$f":"$O$237*O252","v":{"$error":"#DIV/0!"}},{"$f":"$P$237*P252","v":{"$error":"#DIV/0!"}},{"$f":"$Q$237*Q252","v":{"$error":"#DIV/0!"}},{"$f":"$R$237*R252","v":{"$error":"#DIV/0!"}},{"$f":"$S$237*S252","v":{"$error":"#DIV/0!"}},{"$f":"$T$237*T252","v":{"$error":"#DIV/0!"}},{"$f":"$U$237*U252","v":{"$error":"#DIV/0!"}},{"$f":"$V$237*V252","v":{"$error":"#DIV/0!"}},{"$f":"$W$237*W252","v":{"$error":"#DIV/0!"}},{"$f":"$X$237*X252","v":{"$error":"#DIV/0!"}},{"$f":"$Y$237*Y252","v":{"$error":"#DIV/0!"}},{"$f":"$Z$237*Z252","v":{"$error":"#DIV/0!"}},{"$f":"$AA$237*AA252","v":{"$error":"#DIV/0!"}},{"$f":"$AB$237*AB252","v":{"$error":"#DIV/0!"}},{"$f":"$AC$237*AC252","v":{"$error":"#DIV/0!"}},{"$f":"$AD$237*AD252","v":{"$error":"#DIV/0!"}},{"$f":"$AE$237*AE252","v":{"$error":"#DIV/0!"}},{"$f":"$AF$237*AF252","v":{"$error":"#DIV/0!"}},{"$f":"$AG$237*AG252","v":{"$error":"#DIV/0!"}},{"$f":"$AH$237*AH252","v":{"$error":"#DIV/0!"}},{"$f":"$AI$237*AI252","v":{"$error":"#DIV/0!"}},{"$f":"$AJ$237*AJ252","v":{"$error":"#DIV/0!"}},{"$f":"$AK$237*AK252","v":{"$error":"#DIV/0!"}},{"$f":"$AL$237*AL252","v":{"$error":"#DIV/0!"}},{"$f":"$AM$237*AM252","v":{"$error":"#DIV/0!"}},{"$f":"$AN$237*AN252","v":{"$error":"#DIV/0!"}},{"$f":"$AO$237*AO252","v":{"$error":"#DIV/0!"}},{"$f":"$AP$237*AP252","v":{"$error":"#DIV/0!"}},{"$f":"$AQ$237*AQ252","v":{"$error":"#DIV/0!"}},{"$f":"$AR$237*AR252","v":{"$error":"#DIV/0!"}},{"$f":"$AS$237*AS252","v":{"$error":"#DIV/0!"}},{"$f":"SUM($D257:$AS257)","v":{"$error":"#DIV/0!"}},"Σ"]
[null,"前4","冷房時エネルギー消費量比",{"$f":"$D$238/D262","v":{"$error":"#DIV/0!"}},{"$f":"$E$238/E262","v":{"$error":"#DIV/0!"}},{"$f":"$F$238/F262","v":{"$error":"#DIV/0!"}},{"$f":"$G$238/G262","v":{"$error":"#DIV/0!"}},{"$f":"$H$238/H262","v":{"$error":"#DIV/0!"}},{"$f":"$I$238/I262","v":{"$error":"#DIV/0!"}},{"$f":"$J$238/J262","v":{"$error":"#DIV/0!"}},{"$f":"$K$238/K262","v":{"$error":"#DIV/0!"}},{"$f":"$L$238/L262","v":{"$error":"#DIV/0!"}},{"$f":"$M$238/M262","v":{"$error":"#DIV/0!"}},{"$f":"$N$238/N262","v":{"$error":"#DIV/0!"}},{"$f":"$O$238/O262","v":{"$error":"#DIV/0!"}},{"$f":"$P$238/P262","v":{"$error":"#DIV/0!"}},{"$f":"$Q$238/Q262","v":{"$error":"#DIV/0!"}},{"$f":"$R$238/R262","v":{"$error":"#DIV/0!"}},{"$f":"$S$238/S262","v":{"$error":"#DIV/0!"}},{"$f":"$T$238/T262","v":{"$error":"#DIV/0!"}},{"$f":"$U$238/U262","v":{"$error":"#DIV/0!"}},{"$f":"$V$238/V262","v":{"$error":"#DIV/0!"}},{"$f":"$W$238/W262","v":{"$error":"#DIV/0!"}},{"$f":"$X$238/X262","v":{"$error":"#DIV/0!"}},{"$f":"$Y$238/Y262","v":{"$error":"#DIV/0!"}},{"$f":"$Z$238/Z262","v":{"$error":"#DIV/0!"}},{"$f":"$AA$238/AA262","v":{"$error":"#DIV/0!"}},{"$f":"$AB$238/AB262","v":{"$error":"#DIV/0!"}},{"$f":"$AC$238/AC262","v":{"$error":"#DIV/0!"}},{"$f":"$AD$238/AD262","v":{"$error":"#DIV/0!"}},{"$f":"$AE$238/AE262","v":{"$error":"#DIV/0!"}},{"$f":"$AF$238/AF262","v":{"$error":"#DIV/0!"}},{"$f":"$AG$238/AG262","v":{"$error":"#DIV/0!"}},{"$f":"$AH$238/AH262","v":{"$error":"#DIV/0!"}},{"$f":"$AI$238/AI262","v":{"$error":"#DIV/0!"}},{"$f":"$AJ$238/AJ262","v":{"$error":"#DIV/0!"}},{"$f":"$AK$238/AK262","v":{"$error":"#DIV/0!"}},{"$f":"$AL$238/AL262","v":{"$error":"#DIV/0!"}},{"$f":"$AM$238/AM262","v":{"$error":"#DIV/0!"}},{"$f":"$AN$238/AN262","v":{"$error":"#DIV/0!"}},{"$f":"$AO$238/AO262","v":{"$error":"#DIV/0!"}},{"$f":"$AP$238/AP262","v":{"$error":"#DIV/0!"}},{"$f":"$AQ$238/AQ262","v":{"$error":"#DIV/0!"}},{"$f":"$AR$238/AR262","v":{"$error":"#DIV/0!"}},{"$f":"$AS$238/AS262","v":{"$error":"#DIV/0!"}},"冷房時エネルギー消費量比","εc"]
[null,null,"冷房能力",{"$f":"($T$29-1.054*$T$29)/6*(D$224-35)+$T$29","v":0},0,0,0,0,0,0,0,0,0,0,0,0,0,0,0,0,0,0,0,0,0,0,0,0,0,0,0,0,0,0,0,0,0,0,0,0,0,0,0,0,0,"冷房能力","Φc"]
[null,null,"冷房エネルギー消費量",{"$f":"($T$30-0.94*$T$30)/6*(D$224-35)+$T$30","v":0},0,0,0,0,0,0,0,0,0,0,0,0,0,0,0,0,0,0,0,0,0,0,0,0,0,0,0,0,0,0,0,0,0,0,0,0,0,0,0,0,0,"冷房エネルギー消費量","Pc"]
[null,null,"冷房COP",{"$f":"D259/(D260+$T$31*$I$32*$D$238)","v":{"$error":"#DIV/0!"}},{"$f":"E259/(E260+$T$31*$I$32*$E$238)","v":{"$error":"#DIV/0!"}},{"$f":"F259/(F260+$T$31*$I$32*$F$238)","v":{"$error":"#DIV/0!"}},{"$f":"G259/(G260+$T$31*$I$32*$G$238)","v":{"$error":"#DIV/0!"}},{"$f":"H259/(H260+$T$31*$I$32*$H$238)","v":{"$error":"#DIV/0!"}},{"$f":"I259/(I260+$T$31*$I$32*$I$238)","v":{"$error":"#DIV/0!"}},{"$f":"J259/(J260+$T$31*$I$32*$J$238)","v":{"$error":"#DIV/0!"}},{"$f":"K259/(K260+$T$31*$I$32*$K$238)","v":{"$error":"#DIV/0!"}},{"$f":"L259/(L260+$T$31*$I$32*$L$238)","v":{"$error":"#DIV/0!"}},{"$f":"M259/(M260+$T$31*$I$32*$M$238)","v":{"$error":"#DIV/0!"}},{"$f":"N259/(N260+$T$31*$I$32*$N$238)","v":{"$error":"#DIV/0!"}},{"$f":"O259/(O260+$T$31*$I$32*$O$238)","v":{"$error":"#DIV/0!"}},{"$f":"P259/(P260+$T$31*$I$32*$P$238)","v":{"$error":"#DIV/0!"}},{"$f":"Q259/(Q260+$T$31*$I$32*$Q$238)","v":{"$error":"#DIV/0!"}},{"$f":"R259/(R260+$T$31*$I$32*$R$238)","v":{"$error":"#DIV/0!"}},{"$f":"S259/(S260+$T$31*$I$32*$S$238)","v":{"$error":"#DIV/0!"}},{"$f":"T259/(T260+$T$31*$I$32*$T$238)","v":{"$error":"#DIV/0!"}},{"$f":"U259/(U260+$T$31*$I$32*$U$238)","v":{"$error":"#DIV/0!"}},{"$f":"V259/(V260+$T$31*$I$32*$V$238)","v":{"$error":"#DIV/0!"}},{"$f":"W259/(W260+$T$31*$I$32*$W$238)","v":{"$error":"#DIV/0!"}},{"$f":"X259/(X260+$T$31*$I$32*$X$238)","v":{"$error":"#DIV/0!"}},{"$f":"Y259/(Y260+$T$31*$I$32*$Y$238)","v":{"$error":"#DIV/0!"}},{"$f":"Z259/(Z260+$T$31*$I$32*$Z$238)","v":{"$error":"#DIV/0!"}},{"$f":"AA259/(AA260+$T$31*$I$32*$AA$238)","v":{"$error":"#DIV/0!"}},{"$f":"AB259/(AB260+$T$31*$I$32*$AB$238)","v":{"$error":"#DIV/0!"}},{"$f":"AC259/(AC260+$T$31*$I$32*$AC$238)","v":{"$error":"#DIV/0!"}},{"$f":"AD259/(AD260+$T$31*$I$32*$AD$238)","v":{"$error":"#DIV/0!"}},{"$f":"AE259/(AE260+$T$31*$I$32*$AE$238)","v":{"$error":"#DIV/0!"}},{"$f":"AF259/(AF260+$T$31*$I$32*$AF$238)","v":{"$error":"#DIV/0!"}},{"$f":"AG259/(AG260+$T$31*$I$32*$AG$238)","v":{"$error":"#DIV/0!"}},{"$f":"AH259/(AH260+$T$31*$I$32*$AH$238)","v":{"$error":"#DIV/0!"}},{"$f":"AI259/(AI260+$T$31*$I$32*$AI$238)","v":{"$error":"#DIV/0!"}},{"$f":"AJ259/(AJ260+$T$31*$I$32*$AJ$238)","v":{"$error":"#DIV/0!"}},{"$f":"AK259/(AK260+$T$31*$I$32*$AK$238)","v":{"$error":"#DIV/0!"}},{"$f":"AL259/(AL260+$T$31*$I$32*$AL$238)","v":{"$error":"#DIV/0!"}},{"$f":"AM259/(AM260+$T$31*$I$32*$AM$238)","v":{"$error":"#DIV/0!"}},{"$f":"AN259/(AN260+$T$31*$I$32*$AN$238)","v":{"$error":"#DIV/0!"}},{"$f":"AO259/(AO260+$T$31*$I$32*$AO$238)","v":{"$error":"#DIV/0!"}},{"$f":"AP259/(AP260+$T$31*$I$32*$AP$238)","v":{"$error":"#DIV/0!"}},{"$f":"AQ259/(AQ260+$T$31*$I$32*$AQ$238)","v":{"$error":"#DIV/0!"}},{"$f":"AR259/(AR260+$T$31*$I$32*$AR$238)","v":{"$error":"#DIV/0!"}},{"$f":"AS259/(AS260+$T$31*$I$32*$AS$238)","v":{"$error":"#DIV/0!"}},"冷房COP","σc"]
[null,null,"冷房COP比",{"$f":"D261/$T$32","v":{"$error":"#DIV/0!"}},{"$error":"#DIV/0!"},{"$error":"#DIV/0!"},{"$error":"#DIV/0!"},{"$error":"#DIV/0!"},{"$error":"#DIV/0!"},{"$error":"#DIV/0!"},{"$error":"#DIV/0!"},{"$error":"#DIV/0!"},{"$error":"#DIV/0!"},{"$error":"#DIV/0!"},{"$error":"#DIV/0!"},{"$error":"#DIV/0!"},{"$error":"#DIV/0!"},{"$error":"#DIV/0!"},{"$error":"#DIV/0!"},{"$error":"#DIV/0!"},{"$error":"#DIV/0!"},{"$error":"#DIV/0!"},{"$error":"#DIV/0!"},{"$error":"#DIV/0!"},{"$error":"#DIV/0!"},{"$error":"#DIV/0!"},{"$error":"#DIV/0!"},{"$error":"#DIV/0!"},{"$error":"#DIV/0!"},{"$error":"#DIV/0!"},{"$error":"#DIV/0!"},{"$error":"#DIV/0!"},{"$error":"#DIV/0!"},{"$error":"#DIV/0!"},{"$error":"#DIV/0!"},{"$error":"#DIV/0!"},{"$error":"#DIV/0!"},{"$error":"#DIV/0!"},{"$error":"#DIV/0!"},{"$error":"#DIV/0!"},{"$error":"#DIV/0!"},{"$error":"#DIV/0!"},{"$error":"#DIV/0!"},{"$error":"#DIV/0!"},{"$error":"#DIV/0!"},"冷房COP比","βc"]
[null,null,"Σ",{"$f":"$D$237*D258","v":{"$error":"#DIV/0!"}},{"$f":"$E$237*E258","v":{"$error":"#DIV/0!"}},{"$f":"$F$237*F258","v":{"$error":"#DIV/0!"}},{"$f":"$G$237*G258","v":{"$error":"#DIV/0!"}},{"$f":"$H$237*H258","v":{"$error":"#DIV/0!"}},{"$f":"$I$237*I258","v":{"$error":"#DIV/0!"}},{"$f":"$J$237*J258","v":{"$error":"#DIV/0!"}},{"$f":"$K$237*K258","v":{"$error":"#DIV/0!"}},{"$f":"$L$237*L258","v":{"$error":"#DIV/0!"}},{"$f":"$M$237*M258","v":{"$error":"#DIV/0!"}},{"$f":"$N$237*N258","v":{"$error":"#DIV/0!"}},{"$f":"$O$237*O258","v":{"$error":"#DIV/0!"}},{"$f":"$P$237*P258","v":{"$error":"#DIV/0!"}},{"$f":"$Q$237*Q258","v":{"$error":"#DIV/0!"}},{"$f":"$R$237*R258","v":{"$error":"#DIV/0!"}},{"$f":"$S$237*S258","v":{"$error":"#DIV/0!"}},{"$f":"$T$237*T258","v":{"$error":"#DIV/0!"}},{"$f":"$U$237*U258","v":{"$error":"#DIV/0!"}},{"$f":"$V$237*V258","v":{"$error":"#DIV/0!"}},{"$f":"$W$237*W258","v":{"$error":"#DIV/0!"}},{"$f":"$X$237*X258","v":{"$error":"#DIV/0!"}},{"$f":"$Y$237*Y258","v":{"$error":"#DIV/0!"}},{"$f":"$Z$237*Z258","v":{"$error":"#DIV/0!"}},{"$f":"$AA$237*AA258","v":{"$error":"#DIV/0!"}},{"$f":"$AB$237*AB258","v":{"$error":"#DIV/0!"}},{"$f":"$AC$237*AC258","v":{"$error":"#DIV/0!"}},{"$f":"$AD$237*AD258","v":{"$error":"#DIV/0!"}},{"$f":"$AE$237*AE258","v":{"$error":"#DIV/0!"}},{"$f":"$AF$237*AF258","v":{"$error":"#DIV/0!"}},{"$f":"$AG$237*AG258","v":{"$error":"#DIV/0!"}},{"$f":"$AH$237*AH258","v":{"$error":"#DIV/0!"}},{"$f":"$AI$237*AI258","v":{"$error":"#DIV/0!"}},{"$f":"$AJ$237*AJ258","v":{"$error":"#DIV/0!"}},{"$f":"$AK$237*AK258","v":{"$error":"#DIV/0!"}},{"$f":"$AL$237*AL258","v":{"$error":"#DIV/0!"}},{"$f":"$AM$237*AM258","v":{"$error":"#DIV/0!"}},{"$f":"$AN$237*AN258","v":{"$error":"#DIV/0!"}},{"$f":"$AO$237*AO258","v":{"$error":"#DIV/0!"}},{"$f":"$AP$237*AP258","v":{"$error":"#DIV/0!"}},{"$f":"$AQ$237*AQ258","v":{"$error":"#DIV/0!"}},{"$f":"$AR$237*AR258","v":{"$error":"#DIV/0!"}},{"$f":"$AS$237*AS258","v":{"$error":"#DIV/0!"}},{"$f":"SUM($D263:$AS263)","v":{"$error":"#DIV/0!"}},"Σ"]
[null,"前5","冷房時エネルギー消費量比",{"$f":"$D$238/D268","v":{"$error":"#DIV/0!"}},{"$f":"$E$238/E268","v":{"$error":"#DIV/0!"}},{"$f":"$F$238/F268","v":{"$error":"#DIV/0!"}},{"$f":"$G$238/G268","v":{"$error":"#DIV/0!"}},{"$f":"$H$238/H268","v":{"$error":"#DIV/0!"}},{"$f":"$I$238/I268","v":{"$error":"#DIV/0!"}},{"$f":"$J$238/J268","v":{"$error":"#DIV/0!"}},{"$f":"$K$238/K268","v":{"$error":"#DIV/0!"}},{"$f":"$L$238/L268","v":{"$error":"#DIV/0!"}},{"$f":"$M$238/M268","v":{"$error":"#DIV/0!"}},{"$f":"$N$238/N268","v":{"$error":"#DIV/0!"}},{"$f":"$O$238/O268","v":{"$error":"#DIV/0!"}},{"$f":"$P$238/P268","v":{"$error":"#DIV/0!"}},{"$f":"$Q$238/Q268","v":{"$error":"#DIV/0!"}},{"$f":"$R$238/R268","v":{"$error":"#DIV/0!"}},{"$f":"$S$238/S268","v":{"$error":"#DIV/0!"}},{"$f":"$T$238/T268","v":{"$error":"#DIV/0!"}},{"$f":"$U$238/U268","v":{"$error":"#DIV/0!"}},{"$f":"$V$238/V268","v":{"$error":"#DIV/0!"}},{"$f":"$W$238/W268","v":{"$error":"#DIV/0!"}},{"$f":"$X$238/X268","v":{"$error":"#DIV/0!"}},{"$f":"$Y$238/Y268","v":{"$error":"#DIV/0!"}},{"$f":"$Z$238/Z268","v":{"$error":"#DIV/0!"}},{"$f":"$AA$238/AA268","v":{"$error":"#DIV/0!"}},{"$f":"$AB$238/AB268","v":{"$error":"#DIV/0!"}},{"$f":"$AC$238/AC268","v":{"$error":"#DIV/0!"}},{"$f":"$AD$238/AD268","v":{"$error":"#DIV/0!"}},{"$f":"$AE$238/AE268","v":{"$error":"#DIV/0!"}},{"$f":"$AF$238/AF268","v":{"$error":"#DIV/0!"}},{"$f":"$AG$238/AG268","v":{"$error":"#DIV/0!"}},{"$f":"$AH$238/AH268","v":{"$error":"#DIV/0!"}},{"$f":"$AI$238/AI268","v":{"$error":"#DIV/0!"}},{"$f":"$AJ$238/AJ268","v":{"$error":"#DIV/0!"}},{"$f":"$AK$238/AK268","v":{"$error":"#DIV/0!"}},{"$f":"$AL$238/AL268","v":{"$error":"#DIV/0!"}},{"$f":"$AM$238/AM268","v":{"$error":"#DIV/0!"}},{"$f":"$AN$238/AN268","v":{"$error":"#DIV/0!"}},{"$f":"$AO$238/AO268","v":{"$error":"#DIV/0!"}},{"$f":"$AP$238/AP268","v":{"$error":"#DIV/0!"}},{"$f":"$AQ$238/AQ268","v":{"$error":"#DIV/0!"}},{"$f":"$AR$238/AR268","v":{"$error":"#DIV/0!"}},{"$f":"$AS$238/AS268","v":{"$error":"#DIV/0!"}},"冷房時エネルギー消費量比","εc"]
[null,null,"冷房能力",{"$f":"($U$29-1.054*$U$29)/6*(D$224-35)+$U$29","v":0},0,0,0,0,0,0,0,0,0,0,0,0,0,0,0,0,0,0,0,0,0,0,0,0,0,0,0,0,0,0,0,0,0,0,0,0,0,0,0,0,0,"冷房能力","Φc"]
[null,null,"冷房エネルギー消費量",{"$f":"($U$30-0.94*$U$30)/6*(D$224-35)+$U$30","v":0},0,0,0,0,0,0,0,0,0,0,0,0,0,0,0,0,0,0,0,0,0,0,0,0,0,0,0,0,0,0,0,0,0,0,0,0,0,0,0,0,0,"冷房エネルギー消費量","Pc"]
[null,null,"冷房COP",{"$f":"D265/(D266+$U$31*$I$32*$D$238)","v":{"$error":"#DIV/0!"}},{"$f":"E265/(E266+$U$31*$I$32*$E$238)","v":{"$error":"#DIV/0!"}},{"$f":"F265/(F266+$U$31*$I$32*$F$238)","v":{"$error":"#DIV/0!"}},{"$f":"G265/(G266+$U$31*$I$32*$G$238)","v":{"$error":"#DIV/0!"}},{"$f":"H265/(H266+$U$31*$I$32*$H$238)","v":{"$error":"#DIV/0!"}},{"$f":"I265/(I266+$U$31*$I$32*$I$238)","v":{"$error":"#DIV/0!"}},{"$f":"J265/(J266+$U$31*$I$32*$J$238)","v":{"$error":"#DIV/0!"}},{"$f":"K265/(K266+$U$31*$I$32*$K$238)","v":{"$error":"#DIV/0!"}},{"$f":"L265/(L266+$U$31*$I$32*$L$238)","v":{"$error":"#DIV/0!"}},{"$f":"M265/(M266+$U$31*$I$32*$M$238)","v":{"$error":"#DIV/0!"}},{"$f":"N265/(N266+$U$31*$I$32*$N$238)","v":{"$error":"#DIV/0!"}},{"$f":"O265/(O266+$U$31*$I$32*$O$238)","v":{"$error":"#DIV/0!"}},{"$f":"P265/(P266+$U$31*$I$32*$P$238)","v":{"$error":"#DIV/0!"}},{"$f":"Q265/(Q266+$U$31*$I$32*$Q$238)","v":{"$error":"#DIV/0!"}},{"$f":"R265/(R266+$U$31*$I$32*$R$238)","v":{"$error":"#DIV/0!"}},{"$f":"S265/(S266+$U$31*$I$32*$S$238)","v":{"$error":"#DIV/0!"}},{"$f":"T265/(T266+$U$31*$I$32*$T$238)","v":{"$error":"#DIV/0!"}},{"$f":"U265/(U266+$U$31*$I$32*$U$238)","v":{"$error":"#DIV/0!"}},{"$f":"V265/(V266+$U$31*$I$32*$V$238)","v":{"$error":"#DIV/0!"}},{"$f":"W265/(W266+$U$31*$I$32*$W$238)","v":{"$error":"#DIV/0!"}},{"$f":"X265/(X266+$U$31*$I$32*$X$238)","v":{"$error":"#DIV/0!"}},{"$f":"Y265/(Y266+$U$31*$I$32*$Y$238)","v":{"$error":"#DIV/0!"}},{"$f":"Z265/(Z266+$U$31*$I$32*$Z$238)","v":{"$error":"#DIV/0!"}},{"$f":"AA265/(AA266+$U$31*$I$32*$AA$238)","v":{"$error":"#DIV/0!"}},{"$f":"AB265/(AB266+$U$31*$I$32*$AB$238)","v":{"$error":"#DIV/0!"}},{"$f":"AC265/(AC266+$U$31*$I$32*$AC$238)","v":{"$error":"#DIV/0!"}},{"$f":"AD265/(AD266+$U$31*$I$32*$AD$238)","v":{"$error":"#DIV/0!"}},{"$f":"AE265/(AE266+$U$31*$I$32*$AE$238)","v":{"$error":"#DIV/0!"}},{"$f":"AF265/(AF266+$U$31*$I$32*$AF$238)","v":{"$error":"#DIV/0!"}},{"$f":"AG265/(AG266+$U$31*$I$32*$AG$238)","v":{"$error":"#DIV/0!"}},{"$f":"AH265/(AH266+$U$31*$I$32*$AH$238)","v":{"$error":"#DIV/0!"}},{"$f":"AI265/(AI266+$U$31*$I$32*$AI$238)","v":{"$error":"#DIV/0!"}},{"$f":"AJ265/(AJ266+$U$31*$I$32*$AJ$238)","v":{"$error":"#DIV/0!"}},{"$f":"AK265/(AK266+$U$31*$I$32*$AK$238)","v":{"$error":"#DIV/0!"}},{"$f":"AL265/(AL266+$U$31*$I$32*$AL$238)","v":{"$error":"#DIV/0!"}},{"$f":"AM265/(AM266+$U$31*$I$32*$AM$238)","v":{"$error":"#DIV/0!"}},{"$f":"AN265/(AN266+$U$31*$I$32*$AN$238)","v":{"$error":"#DIV/0!"}},{"$f":"AO265/(AO266+$U$31*$I$32*$AO$238)","v":{"$error":"#DIV/0!"}},{"$f":"AP265/(AP266+$U$31*$I$32*$AP$238)","v":{"$error":"#DIV/0!"}},{"$f":"AQ265/(AQ266+$U$31*$I$32*$AQ$238)","v":{"$error":"#DIV/0!"}},{"$f":"AR265/(AR266+$U$31*$I$32*$AR$238)","v":{"$error":"#DIV/0!"}},{"$f":"AS265/(AS266+$U$31*$I$32*$AS$238)","v":{"$error":"#DIV/0!"}},"冷房COP","σc"]
[null,null,"冷房COP比",{"$f":"D267/$U$32","v":{"$error":"#DIV/0!"}},{"$error":"#DIV/0!"},{"$error":"#DIV/0!"},{"$error":"#DIV/0!"},{"$error":"#DIV/0!"},{"$error":"#DIV/0!"},{"$error":"#DIV/0!"},{"$error":"#DIV/0!"},{"$error":"#DIV/0!"},{"$error":"#DIV/0!"},{"$error":"#DIV/0!"},{"$error":"#DIV/0!"},{"$error":"#DIV/0!"},{"$error":"#DIV/0!"},{"$error":"#DIV/0!"},{"$error":"#DIV/0!"},{"$error":"#DIV/0!"},{"$error":"#DIV/0!"},{"$error":"#DIV/0!"},{"$error":"#DIV/0!"},{"$error":"#DIV/0!"},{"$error":"#DIV/0!"},{"$error":"#DIV/0!"},{"$error":"#DIV/0!"},{"$error":"#DIV/0!"},{"$error":"#DIV/0!"},{"$error":"#DIV/0!"},{"$error":"#DIV/0!"},{"$error":"#DIV/0!"},{"$error":"#DIV/0!"},{"$error":"#DIV/0!"},{"$error":"#DIV/0!"},{"$error":"#DIV/0!"},{"$error":"#DIV/0!"},{"$error":"#DIV/0!"},{"$error":"#DIV/0!"},{"$error":"#DIV/0!"},{"$error":"#DIV/0!"},{"$error":"#DIV/0!"},{"$error":"#DIV/0!"},{"$error":"#DIV/0!"},{"$error":"#DIV/0!"},"冷房COP比","βc"]
[null,null,"Σ",{"$f":"$D$237*D264","v":{"$error":"#DIV/0!"}},{"$f":"$E$237*E264","v":{"$error":"#DIV/0!"}},{"$f":"$F$237*F264","v":{"$error":"#DIV/0!"}},{"$f":"$G$237*G264","v":{"$error":"#DIV/0!"}},{"$f":"$H$237*H264","v":{"$error":"#DIV/0!"}},{"$f":"$I$237*I264","v":{"$error":"#DIV/0!"}},{"$f":"$J$237*J264","v":{"$error":"#DIV/0!"}},{"$f":"$K$237*K264","v":{"$error":"#DIV/0!"}},{"$f":"$L$237*L264","v":{"$error":"#DIV/0!"}},{"$f":"$M$237*M264","v":{"$error":"#DIV/0!"}},{"$f":"$N$237*N264","v":{"$error":"#DIV/0!"}},{"$f":"$O$237*O264","v":{"$error":"#DIV/0!"}},{"$f":"$P$237*P264","v":{"$error":"#DIV/0!"}},{"$f":"$Q$237*Q264","v":{"$error":"#DIV/0!"}},{"$f":"$R$237*R264","v":{"$error":"#DIV/0!"}},{"$f":"$S$237*S264","v":{"$error":"#DIV/0!"}},{"$f":"$T$237*T264","v":{"$error":"#DIV/0!"}},{"$f":"$U$237*U264","v":{"$error":"#DIV/0!"}},{"$f":"$V$237*V264","v":{"$error":"#DIV/0!"}},{"$f":"$W$237*W264","v":{"$error":"#DIV/0!"}},{"$f":"$X$237*X264","v":{"$error":"#DIV/0!"}},{"$f":"$Y$237*Y264","v":{"$error":"#DIV/0!"}},{"$f":"$Z$237*Z264","v":{"$error":"#DIV/0!"}},{"$f":"$AA$237*AA264","v":{"$error":"#DIV/0!"}},{"$f":"$AB$237*AB264","v":{"$error":"#DIV/0!"}},{"$f":"$AC$237*AC264","v":{"$error":"#DIV/0!"}},{"$f":"$AD$237*AD264","v":{"$error":"#DIV/0!"}},{"$f":"$AE$237*AE264","v":{"$error":"#DIV/0!"}},{"$f":"$AF$237*AF264","v":{"$error":"#DIV/0!"}},{"$f":"$AG$237*AG264","v":{"$error":"#DIV/0!"}},{"$f":"$AH$237*AH264","v":{"$error":"#DIV/0!"}},{"$f":"$AI$237*AI264","v":{"$error":"#DIV/0!"}},{"$f":"$AJ$237*AJ264","v":{"$error":"#DIV/0!"}},{"$f":"$AK$237*AK264","v":{"$error":"#DIV/0!"}},{"$f":"$AL$237*AL264","v":{"$error":"#DIV/0!"}},{"$f":"$AM$237*AM264","v":{"$error":"#DIV/0!"}},{"$f":"$AN$237*AN264","v":{"$error":"#DIV/0!"}},{"$f":"$AO$237*AO264","v":{"$error":"#DIV/0!"}},{"$f":"$AP$237*AP264","v":{"$error":"#DIV/0!"}},{"$f":"$AQ$237*AQ264","v":{"$error":"#DIV/0!"}},{"$f":"$AR$237*AR264","v":{"$error":"#DIV/0!"}},{"$f":"$AS$237*AS264","v":{"$error":"#DIV/0!"}},{"$f":"SUM($D269:$AS269)","v":{"$error":"#DIV/0!"}},"Σ"]
[null,"前6","冷房時エネルギー消費量比",{"$f":"$D$238/D274","v":{"$error":"#DIV/0!"}},{"$f":"$E$238/E274","v":{"$error":"#DIV/0!"}},{"$f":"$F$238/F274","v":{"$error":"#DIV/0!"}},{"$f":"$G$238/G274","v":{"$error":"#DIV/0!"}},{"$f":"$H$238/H274","v":{"$error":"#DIV/0!"}},{"$f":"$I$238/I274","v":{"$error":"#DIV/0!"}},{"$f":"$J$238/J274","v":{"$error":"#DIV/0!"}},{"$f":"$K$238/K274","v":{"$error":"#DIV/0!"}},{"$f":"$L$238/L274","v":{"$error":"#DIV/0!"}},{"$f":"$M$238/M274","v":{"$error":"#DIV/0!"}},{"$f":"$N$238/N274","v":{"$error":"#DIV/0!"}},{"$f":"$O$238/O274","v":{"$error":"#DIV/0!"}},{"$f":"$P$238/P274","v":{"$error":"#DIV/0!"}},{"$f":"$Q$238/Q274","v":{"$error":"#DIV/0!"}},{"$f":"$R$238/R274","v":{"$error":"#DIV/0!"}},{"$f":"$S$238/S274","v":{"$error":"#DIV/0!"}},{"$f":"$T$238/T274","v":{"$error":"#DIV/0!"}},{"$f":"$U$238/U274","v":{"$error":"#DIV/0!"}},{"$f":"$V$238/V274","v":{"$error":"#DIV/0!"}},{"$f":"$W$238/W274","v":{"$error":"#DIV/0!"}},{"$f":"$X$238/X274","v":{"$error":"#DIV/0!"}},{"$f":"$Y$238/Y274","v":{"$error":"#DIV/0!"}},{"$f":"$Z$238/Z274","v":{"$error":"#DIV/0!"}},{"$f":"$AA$238/AA274","v":{"$error":"#DIV/0!"}},{"$f":"$AB$238/AB274","v":{"$error":"#DIV/0!"}},{"$f":"$AC$238/AC274","v":{"$error":"#DIV/0!"}},{"$f":"$AD$238/AD274","v":{"$error":"#DIV/0!"}},{"$f":"$AE$238/AE274","v":{"$error":"#DIV/0!"}},{"$f":"$AF$238/AF274","v":{"$error":"#DIV/0!"}},{"$f":"$AG$238/AG274","v":{"$error":"#DIV/0!"}},{"$f":"$AH$238/AH274","v":{"$error":"#DIV/0!"}},{"$f":"$AI$238/AI274","v":{"$error":"#DIV/0!"}},{"$f":"$AJ$238/AJ274","v":{"$error":"#DIV/0!"}},{"$f":"$AK$238/AK274","v":{"$error":"#DIV/0!"}},{"$f":"$AL$238/AL274","v":{"$error":"#DIV/0!"}},{"$f":"$AM$238/AM274","v":{"$error":"#DIV/0!"}},{"$f":"$AN$238/AN274","v":{"$error":"#DIV/0!"}},{"$f":"$AO$238/AO274","v":{"$error":"#DIV/0!"}},{"$f":"$AP$238/AP274","v":{"$error":"#DIV/0!"}},{"$f":"$AQ$238/AQ274","v":{"$error":"#DIV/0!"}},{"$f":"$AR$238/AR274","v":{"$error":"#DIV/0!"}},{"$f":"$AS$238/AS274","v":{"$error":"#DIV/0!"}},"冷房時エネルギー消費量比","εc"]
[null,null,"冷房能力",{"$f":"($V$29-1.054*$V$29)/6*(D$224-35)+$V$29","v":0},0,0,0,0,0,0,0,0,0,0,0,0,0,0,0,0,0,0,0,0,0,0,0,0,0,0,0,0,0,0,0,0,0,0,0,0,0,0,0,0,0,"冷房能力","Φc"]
[null,null,"冷房エネルギー消費量",{"$f":"($V$30-0.94*$V$30)/6*(D$224-35)+$V$30","v":0},0,0,0,0,0,0,0,0,0,0,0,0,0,0,0,0,0,0,0,0,0,0,0,0,0,0,0,0,0,0,0,0,0,0,0,0,0,0,0,0,0,"冷房エネルギー消費量","Pc"]
[null,null,"冷房COP",{"$f":"D271/(D272+$V$31*$I$32*$D$238)","v":{"$error":"#DIV/0!"}},{"$f":"E271/(E272+$V$31*$I$32*$E$238)","v":{"$error":"#DIV/0!"}},{"$f":"F271/(F272+$V$31*$I$32*$F$238)","v":{"$error":"#DIV/0!"}},{"$f":"G271/(G272+$V$31*$I$32*$G$238)","v":{"$error":"#DIV/0!"}},{"$f":"H271/(H272+$V$31*$I$32*$H$238)","v":{"$error":"#DIV/0!"}},{"$f":"I271/(I272+$V$31*$I$32*$I$238)","v":{"$error":"#DIV/0!"}},{"$f":"J271/(J272+$V$31*$I$32*$J$238)","v":{"$error":"#DIV/0!"}},{"$f":"K271/(K272+$V$31*$I$32*$K$238)","v":{"$error":"#DIV/0!"}},{"$f":"L271/(L272+$V$31*$I$32*$L$238)","v":{"$error":"#DIV/0!"}},{"$f":"M271/(M272+$V$31*$I$32*$M$238)","v":{"$error":"#DIV/0!"}},{"$f":"N271/(N272+$V$31*$I$32*$N$238)","v":{"$error":"#DIV/0!"}},{"$f":"O271/(O272+$V$31*$I$32*$O$238)","v":{"$error":"#DIV/0!"}},{"$f":"P271/(P272+$V$31*$I$32*$P$238)","v":{"$error":"#DIV/0!"}},{"$f":"Q271/(Q272+$V$31*$I$32*$Q$238)","v":{"$error":"#DIV/0!"}},{"$f":"R271/(R272+$V$31*$I$32*$R$238)","v":{"$error":"#DIV/0!"}},{"$f":"S271/(S272+$V$31*$I$32*$S$238)","v":{"$error":"#DIV/0!"}},{"$f":"T271/(T272+$V$31*$I$32*$T$238)","v":{"$error":"#DIV/0!"}},{"$f":"U271/(U272+$V$31*$I$32*$U$238)","v":{"$error":"#DIV/0!"}},{"$f":"V271/(V272+$V$31*$I$32*$V$238)","v":{"$error":"#DIV/0!"}},{"$f":"W271/(W272+$V$31*$I$32*$W$238)","v":{"$error":"#DIV/0!"}},{"$f":"X271/(X272+$V$31*$I$32*$X$238)","v":{"$error":"#DIV/0!"}},{"$f":"Y271/(Y272+$V$31*$I$32*$Y$238)","v":{"$error":"#DIV/0!"}},{"$f":"Z271/(Z272+$V$31*$I$32*$Z$238)","v":{"$error":"#DIV/0!"}},{"$f":"AA271/(AA272+$V$31*$I$32*$AA$238)","v":{"$error":"#DIV/0!"}},{"$f":"AB271/(AB272+$V$31*$I$32*$AB$238)","v":{"$error":"#DIV/0!"}},{"$f":"AC271/(AC272+$V$31*$I$32*$AC$238)","v":{"$error":"#DIV/0!"}},{"$f":"AD271/(AD272+$V$31*$I$32*$AD$238)","v":{"$error":"#DIV/0!"}},{"$f":"AE271/(AE272+$V$31*$I$32*$AE$238)","v":{"$error":"#DIV/0!"}},{"$f":"AF271/(AF272+$V$31*$I$32*$AF$238)","v":{"$error":"#DIV/0!"}},{"$f":"AG271/(AG272+$V$31*$I$32*$AG$238)","v":{"$error":"#DIV/0!"}},{"$f":"AH271/(AH272+$V$31*$I$32*$AH$238)","v":{"$error":"#DIV/0!"}},{"$f":"AI271/(AI272+$V$31*$I$32*$AI$238)","v":{"$error":"#DIV/0!"}},{"$f":"AJ271/(AJ272+$V$31*$I$32*$AJ$238)","v":{"$error":"#DIV/0!"}},{"$f":"AK271/(AK272+$V$31*$I$32*$AK$238)","v":{"$error":"#DIV/0!"}},{"$f":"AL271/(AL272+$V$31*$I$32*$AL$238)","v":{"$error":"#DIV/0!"}},{"$f":"AM271/(AM272+$V$31*$I$32*$AM$238)","v":{"$error":"#DIV/0!"}},{"$f":"AN271/(AN272+$V$31*$I$32*$AN$238)","v":{"$error":"#DIV/0!"}},{"$f":"AO271/(AO272+$V$31*$I$32*$AO$238)","v":{"$error":"#DIV/0!"}},{"$f":"AP271/(AP272+$V$31*$I$32*$AP$238)","v":{"$error":"#DIV/0!"}},{"$f":"AQ271/(AQ272+$V$31*$I$32*$AQ$238)","v":{"$error":"#DIV/0!"}},{"$f":"AR271/(AR272+$V$31*$I$32*$AR$238)","v":{"$error":"#DIV/0!"}},{"$f":"AS271/(AS272+$V$31*$I$32*$AS$238)","v":{"$error":"#DIV/0!"}},"冷房COP","σc"]
[null,null,"冷房COP比",{"$f":"D273/$V$32","v":{"$error":"#DIV/0!"}},{"$error":"#DIV/0!"},{"$error":"#DIV/0!"},{"$error":"#DIV/0!"},{"$error":"#DIV/0!"},{"$error":"#DIV/0!"},{"$error":"#DIV/0!"},{"$error":"#DIV/0!"},{"$error":"#DIV/0!"},{"$error":"#DIV/0!"},{"$error":"#DIV/0!"},{"$error":"#DIV/0!"},{"$error":"#DIV/0!"},{"$error":"#DIV/0!"},{"$error":"#DIV/0!"},{"$error":"#DIV/0!"},{"$error":"#DIV/0!"},{"$error":"#DIV/0!"},{"$error":"#DIV/0!"},{"$error":"#DIV/0!"},{"$error":"#DIV/0!"},{"$error":"#DIV/0!"},{"$error":"#DIV/0!"},{"$error":"#DIV/0!"},{"$error":"#DIV/0!"},{"$error":"#DIV/0!"},{"$error":"#DIV/0!"},{"$error":"#DIV/0!"},{"$error":"#DIV/0!"},{"$error":"#DIV/0!"},{"$error":"#DIV/0!"},{"$error":"#DIV/0!"},{"$error":"#DIV/0!"},{"$error":"#DIV/0!"},{"$error":"#DIV/0!"},{"$error":"#DIV/0!"},{"$error":"#DIV/0!"},{"$error":"#DIV/0!"},{"$error":"#DIV/0!"},{"$error":"#DIV/0!"},{"$error":"#DIV/0!"},{"$error":"#DIV/0!"},"冷房COP比","βc"]
[null,null,"Σ",{"$f":"$D$237*D270","v":{"$error":"#DIV/0!"}},{"$f":"$E$237*E270","v":{"$error":"#DIV/0!"}},{"$f":"$F$237*F270","v":{"$error":"#DIV/0!"}},{"$f":"$G$237*G270","v":{"$error":"#DIV/0!"}},{"$f":"$H$237*H270","v":{"$error":"#DIV/0!"}},{"$f":"$I$237*I270","v":{"$error":"#DIV/0!"}},{"$f":"$J$237*J270","v":{"$error":"#DIV/0!"}},{"$f":"$K$237*K270","v":{"$error":"#DIV/0!"}},{"$f":"$L$237*L270","v":{"$error":"#DIV/0!"}},{"$f":"$M$237*M270","v":{"$error":"#DIV/0!"}},{"$f":"$N$237*N270","v":{"$error":"#DIV/0!"}},{"$f":"$O$237*O270","v":{"$error":"#DIV/0!"}},{"$f":"$P$237*P270","v":{"$error":"#DIV/0!"}},{"$f":"$Q$237*Q270","v":{"$error":"#DIV/0!"}},{"$f":"$R$237*R270","v":{"$error":"#DIV/0!"}},{"$f":"$S$237*S270","v":{"$error":"#DIV/0!"}},{"$f":"$T$237*T270","v":{"$error":"#DIV/0!"}},{"$f":"$U$237*U270","v":{"$error":"#DIV/0!"}},{"$f":"$V$237*V270","v":{"$error":"#DIV/0!"}},{"$f":"$W$237*W270","v":{"$error":"#DIV/0!"}},{"$f":"$X$237*X270","v":{"$error":"#DIV/0!"}},{"$f":"$Y$237*Y270","v":{"$error":"#DIV/0!"}},{"$f":"$Z$237*Z270","v":{"$error":"#DIV/0!"}},{"$f":"$AA$237*AA270","v":{"$error":"#DIV/0!"}},{"$f":"$AB$237*AB270","v":{"$error":"#DIV/0!"}},{"$f":"$AC$237*AC270","v":{"$error":"#DIV/0!"}},{"$f":"$AD$237*AD270","v":{"$error":"#DIV/0!"}},{"$f":"$AE$237*AE270","v":{"$error":"#DIV/0!"}},{"$f":"$AF$237*AF270","v":{"$error":"#DIV/0!"}},{"$f":"$AG$237*AG270","v":{"$error":"#DIV/0!"}},{"$f":"$AH$237*AH270","v":{"$error":"#DIV/0!"}},{"$f":"$AI$237*AI270","v":{"$error":"#DIV/0!"}},{"$f":"$AJ$237*AJ270","v":{"$error":"#DIV/0!"}},{"$f":"$AK$237*AK270","v":{"$error":"#DIV/0!"}},{"$f":"$AL$237*AL270","v":{"$error":"#DIV/0!"}},{"$f":"$AM$237*AM270","v":{"$error":"#DIV/0!"}},{"$f":"$AN$237*AN270","v":{"$error":"#DIV/0!"}},{"$f":"$AO$237*AO270","v":{"$error":"#DIV/0!"}},{"$f":"$AP$237*AP270","v":{"$error":"#DIV/0!"}},{"$f":"$AQ$237*AQ270","v":{"$error":"#DIV/0!"}},{"$f":"$AR$237*AR270","v":{"$error":"#DIV/0!"}},{"$f":"$AS$237*AS270","v":{"$error":"#DIV/0!"}},{"$f":"SUM($D275:$AS275)","v":{"$error":"#DIV/0!"}},"Σ"]
[null,"前7","冷房時エネルギー消費量比",{"$f":"$D$238/D280","v":{"$error":"#DIV/0!"}},{"$f":"$E$238/E280","v":{"$error":"#DIV/0!"}},{"$f":"$F$238/F280","v":{"$error":"#DIV/0!"}},{"$f":"$G$238/G280","v":{"$error":"#DIV/0!"}},{"$f":"$H$238/H280","v":{"$error":"#DIV/0!"}},{"$f":"$I$238/I280","v":{"$error":"#DIV/0!"}},{"$f":"$J$238/J280","v":{"$error":"#DIV/0!"}},{"$f":"$K$238/K280","v":{"$error":"#DIV/0!"}},{"$f":"$L$238/L280","v":{"$error":"#DIV/0!"}},{"$f":"$M$238/M280","v":{"$error":"#DIV/0!"}},{"$f":"$N$238/N280","v":{"$error":"#DIV/0!"}},{"$f":"$O$238/O280","v":{"$error":"#DIV/0!"}},{"$f":"$P$238/P280","v":{"$error":"#DIV/0!"}},{"$f":"$Q$238/Q280","v":{"$error":"#DIV/0!"}},{"$f":"$R$238/R280","v":{"$error":"#DIV/0!"}},{"$f":"$S$238/S280","v":{"$error":"#DIV/0!"}},{"$f":"$T$238/T280","v":{"$error":"#DIV/0!"}},{"$f":"$U$238/U280","v":{"$error":"#DIV/0!"}},{"$f":"$V$238/V280","v":{"$error":"#DIV/0!"}},{"$f":"$W$238/W280","v":{"$error":"#DIV/0!"}},{"$f":"$X$238/X280","v":{"$error":"#DIV/0!"}},{"$f":"$Y$238/Y280","v":{"$error":"#DIV/0!"}},{"$f":"$Z$238/Z280","v":{"$error":"#DIV/0!"}},{"$f":"$AA$238/AA280","v":{"$error":"#DIV/0!"}},{"$f":"$AB$238/AB280","v":{"$error":"#DIV/0!"}},{"$f":"$AC$238/AC280","v":{"$error":"#DIV/0!"}},{"$f":"$AD$238/AD280","v":{"$error":"#DIV/0!"}},{"$f":"$AE$238/AE280","v":{"$error":"#DIV/0!"}},{"$f":"$AF$238/AF280","v":{"$error":"#DIV/0!"}},{"$f":"$AG$238/AG280","v":{"$error":"#DIV/0!"}},{"$f":"$AH$238/AH280","v":{"$error":"#DIV/0!"}},{"$f":"$AI$238/AI280","v":{"$error":"#DIV/0!"}},{"$f":"$AJ$238/AJ280","v":{"$error":"#DIV/0!"}},{"$f":"$AK$238/AK280","v":{"$error":"#DIV/0!"}},{"$f":"$AL$238/AL280","v":{"$error":"#DIV/0!"}},{"$f":"$AM$238/AM280","v":{"$error":"#DIV/0!"}},{"$f":"$AN$238/AN280","v":{"$error":"#DIV/0!"}},{"$f":"$AO$238/AO280","v":{"$error":"#DIV/0!"}},{"$f":"$AP$238/AP280","v":{"$error":"#DIV/0!"}},{"$f":"$AQ$238/AQ280","v":{"$error":"#DIV/0!"}},{"$f":"$AR$238/AR280","v":{"$error":"#DIV/0!"}},{"$f":"$AS$238/AS280","v":{"$error":"#DIV/0!"}},"冷房時エネルギー消費量比","εc"]
[null,null,"冷房能力",{"$f":"($W$29-1.054*$W$29)/6*(D$224-35)+$W$29","v":0},0,0,0,0,0,0,0,0,0,0,0,0,0,0,0,0,0,0,0,0,0,0,0,0,0,0,0,0,0,0,0,0,0,0,0,0,0,0,0,0,0,"冷房能力","Φc"]
[null,null,"冷房エネルギー消費量",{"$f":"($W$30-0.94*$W$30)/6*(D$224-35)+$W$30","v":0},0,0,0,0,0,0,0,0,0,0,0,0,0,0,0,0,0,0,0,0,0,0,0,0,0,0,0,0,0,0,0,0,0,0,0,0,0,0,0,0,0,"冷房エネルギー消費量","Pc"]
[null,null,"冷房COP",{"$f":"D277/(D278+$W$31*$I$32*$D$238)","v":{"$error":"#DIV/0!"}},{"$f":"E277/(E278+$W$31*$I$32*$E$238)","v":{"$error":"#DIV/0!"}},{"$f":"F277/(F278+$W$31*$I$32*$F$238)","v":{"$error":"#DIV/0!"}},{"$f":"G277/(G278+$W$31*$I$32*$G$238)","v":{"$error":"#DIV/0!"}},{"$f":"H277/(H278+$W$31*$I$32*$H$238)","v":{"$error":"#DIV/0!"}},{"$f":"I277/(I278+$W$31*$I$32*$I$238)","v":{"$error":"#DIV/0!"}},{"$f":"J277/(J278+$W$31*$I$32*$J$238)","v":{"$error":"#DIV/0!"}},{"$f":"K277/(K278+$W$31*$I$32*$K$238)","v":{"$error":"#DIV/0!"}},{"$f":"L277/(L278+$W$31*$I$32*$L$238)","v":{"$error":"#DIV/0!"}},{"$f":"M277/(M278+$W$31*$I$32*$M$238)","v":{"$error":"#DIV/0!"}},{"$f":"N277/(N278+$W$31*$I$32*$N$238)","v":{"$error":"#DIV/0!"}},{"$f":"O277/(O278+$W$31*$I$32*$O$238)","v":{"$error":"#DIV/0!"}},{"$f":"P277/(P278+$W$31*$I$32*$P$238)","v":{"$error":"#DIV/0!"}},{"$f":"Q277/(Q278+$W$31*$I$32*$Q$238)","v":{"$error":"#DIV/0!"}},{"$f":"R277/(R278+$W$31*$I$32*$R$238)","v":{"$error":"#DIV/0!"}},{"$f":"S277/(S278+$W$31*$I$32*$S$238)","v":{"$error":"#DIV/0!"}},{"$f":"T277/(T278+$W$31*$I$32*$T$238)","v":{"$error":"#DIV/0!"}},{"$f":"U277/(U278+$W$31*$I$32*$U$238)","v":{"$error":"#DIV/0!"}},{"$f":"V277/(V278+$W$31*$I$32*$V$238)","v":{"$error":"#DIV/0!"}},{"$f":"W277/(W278+$W$31*$I$32*$W$238)","v":{"$error":"#DIV/0!"}},{"$f":"X277/(X278+$W$31*$I$32*$X$238)","v":{"$error":"#DIV/0!"}},{"$f":"Y277/(Y278+$W$31*$I$32*$Y$238)","v":{"$error":"#DIV/0!"}},{"$f":"Z277/(Z278+$W$31*$I$32*$Z$238)","v":{"$error":"#DIV/0!"}},{"$f":"AA277/(AA278+$W$31*$I$32*$AA$238)","v":{"$error":"#DIV/0!"}},{"$f":"AB277/(AB278+$W$31*$I$32*$AB$238)","v":{"$error":"#DIV/0!"}},{"$f":"AC277/(AC278+$W$31*$I$32*$AC$238)","v":{"$error":"#DIV/0!"}},{"$f":"AD277/(AD278+$W$31*$I$32*$AD$238)","v":{"$error":"#DIV/0!"}},{"$f":"AE277/(AE278+$W$31*$I$32*$AE$238)","v":{"$error":"#DIV/0!"}},{"$f":"AF277/(AF278+$W$31*$I$32*$AF$238)","v":{"$error":"#DIV/0!"}},{"$f":"AG277/(AG278+$W$31*$I$32*$AG$238)","v":{"$error":"#DIV/0!"}},{"$f":"AH277/(AH278+$W$31*$I$32*$AH$238)","v":{"$error":"#DIV/0!"}},{"$f":"AI277/(AI278+$W$31*$I$32*$AI$238)","v":{"$error":"#DIV/0!"}},{"$f":"AJ277/(AJ278+$W$31*$I$32*$AJ$238)","v":{"$error":"#DIV/0!"}},{"$f":"AK277/(AK278+$W$31*$I$32*$AK$238)","v":{"$error":"#DIV/0!"}},{"$f":"AL277/(AL278+$W$31*$I$32*$AL$238)","v":{"$error":"#DIV/0!"}},{"$f":"AM277/(AM278+$W$31*$I$32*$AM$238)","v":{"$error":"#DIV/0!"}},{"$f":"AN277/(AN278+$W$31*$I$32*$AN$238)","v":{"$error":"#DIV/0!"}},{"$f":"AO277/(AO278+$W$31*$I$32*$AO$238)","v":{"$error":"#DIV/0!"}},{"$f":"AP277/(AP278+$W$31*$I$32*$AP$238)","v":{"$error":"#DIV/0!"}},{"$f":"AQ277/(AQ278+$W$31*$I$32*$AQ$238)","v":{"$error":"#DIV/0!"}},{"$f":"AR277/(AR278+$W$31*$I$32*$AR$238)","v":{"$error":"#DIV/0!"}},{"$f":"AS277/(AS278+$W$31*$I$32*$AS$238)","v":{"$error":"#DIV/0!"}},"冷房COP","σc"]
[null,null,"冷房COP比",{"$f":"D279/$W$32","v":{"$error":"#DIV/0!"}},{"$error":"#DIV/0!"},{"$error":"#DIV/0!"},{"$error":"#DIV/0!"},{"$error":"#DIV/0!"},{"$error":"#DIV/0!"},{"$error":"#DIV/0!"},{"$error":"#DIV/0!"},{"$error":"#DIV/0!"},{"$error":"#DIV/0!"},{"$error":"#DIV/0!"},{"$error":"#DIV/0!"},{"$error":"#DIV/0!"},{"$error":"#DIV/0!"},{"$error":"#DIV/0!"},{"$error":"#DIV/0!"},{"$error":"#DIV/0!"},{"$error":"#DIV/0!"},{"$error":"#DIV/0!"},{"$error":"#DIV/0!"},{"$error":"#DIV/0!"},{"$error":"#DIV/0!"},{"$error":"#DIV/0!"},{"$error":"#DIV/0!"},{"$error":"#DIV/0!"},{"$error":"#DIV/0!"},{"$error":"#DIV/0!"},{"$error":"#DIV/0!"},{"$error":"#DIV/0!"},{"$error":"#DIV/0!"},{"$error":"#DIV/0!"},{"$error":"#DIV/0!"},{"$error":"#DIV/0!"},{"$error":"#DIV/0!"},{"$error":"#DIV/0!"},{"$error":"#DIV/0!"},{"$error":"#DIV/0!"},{"$error":"#DIV/0!"},{"$error":"#DIV/0!"},{"$error":"#DIV/0!"},{"$error":"#DIV/0!"},{"$error":"#DIV/0!"},"冷房COP比","βc"]
[null,null,"Σ",{"$f":"$D$237*D276","v":{"$error":"#DIV/0!"}},{"$f":"$E$237*E276","v":{"$error":"#DIV/0!"}},{"$f":"$F$237*F276","v":{"$error":"#DIV/0!"}},{"$f":"$G$237*G276","v":{"$error":"#DIV/0!"}},{"$f":"$H$237*H276","v":{"$error":"#DIV/0!"}},{"$f":"$I$237*I276","v":{"$error":"#DIV/0!"}},{"$f":"$J$237*J276","v":{"$error":"#DIV/0!"}},{"$f":"$K$237*K276","v":{"$error":"#DIV/0!"}},{"$f":"$L$237*L276","v":{"$error":"#DIV/0!"}},{"$f":"$M$237*M276","v":{"$error":"#DIV/0!"}},{"$f":"$N$237*N276","v":{"$error":"#DIV/0!"}},{"$f":"$O$237*O276","v":{"$error":"#DIV/0!"}},{"$f":"$P$237*P276","v":{"$error":"#DIV/0!"}},{"$f":"$Q$237*Q276","v":{"$error":"#DIV/0!"}},{"$f":"$R$237*R276","v":{"$error":"#DIV/0!"}},{"$f":"$S$237*S276","v":{"$error":"#DIV/0!"}},{"$f":"$T$237*T276","v":{"$error":"#DIV/0!"}},{"$f":"$U$237*U276","v":{"$error":"#DIV/0!"}},{"$f":"$V$237*V276","v":{"$error":"#DIV/0!"}},{"$f":"$W$237*W276","v":{"$error":"#DIV/0!"}},{"$f":"$X$237*X276","v":{"$error":"#DIV/0!"}},{"$f":"$Y$237*Y276","v":{"$error":"#DIV/0!"}},{"$f":"$Z$237*Z276","v":{"$error":"#DIV/0!"}},{"$f":"$AA$237*AA276","v":{"$error":"#DIV/0!"}},{"$f":"$AB$237*AB276","v":{"$error":"#DIV/0!"}},{"$f":"$AC$237*AC276","v":{"$error":"#DIV/0!"}},{"$f":"$AD$237*AD276","v":{"$error":"#DIV/0!"}},{"$f":"$AE$237*AE276","v":{"$error":"#DIV/0!"}},{"$f":"$AF$237*AF276","v":{"$error":"#DIV/0!"}},{"$f":"$AG$237*AG276","v":{"$error":"#DIV/0!"}},{"$f":"$AH$237*AH276","v":{"$error":"#DIV/0!"}},{"$f":"$AI$237*AI276","v":{"$error":"#DIV/0!"}},{"$f":"$AJ$237*AJ276","v":{"$error":"#DIV/0!"}},{"$f":"$AK$237*AK276","v":{"$error":"#DIV/0!"}},{"$f":"$AL$237*AL276","v":{"$error":"#DIV/0!"}},{"$f":"$AM$237*AM276","v":{"$error":"#DIV/0!"}},{"$f":"$AN$237*AN276","v":{"$error":"#DIV/0!"}},{"$f":"$AO$237*AO276","v":{"$error":"#DIV/0!"}},{"$f":"$AP$237*AP276","v":{"$error":"#DIV/0!"}},{"$f":"$AQ$237*AQ276","v":{"$error":"#DIV/0!"}},{"$f":"$AR$237*AR276","v":{"$error":"#DIV/0!"}},{"$f":"$AS$237*AS276","v":{"$error":"#DIV/0!"}},{"$f":"SUM($D281:$AS281)","v":{"$error":"#DIV/0!"}},"Σ"]
[null,"前8","冷房時エネルギー消費量比",{"$f":"$D$238/D286","v":{"$error":"#DIV/0!"}},{"$f":"$E$238/E286","v":{"$error":"#DIV/0!"}},{"$f":"$F$238/F286","v":{"$error":"#DIV/0!"}},{"$f":"$G$238/G286","v":{"$error":"#DIV/0!"}},{"$f":"$H$238/H286","v":{"$error":"#DIV/0!"}},{"$f":"$I$238/I286","v":{"$error":"#DIV/0!"}},{"$f":"$J$238/J286","v":{"$error":"#DIV/0!"}},{"$f":"$K$238/K286","v":{"$error":"#DIV/0!"}},{"$f":"$L$238/L286","v":{"$error":"#DIV/0!"}},{"$f":"$M$238/M286","v":{"$error":"#DIV/0!"}},{"$f":"$N$238/N286","v":{"$error":"#DIV/0!"}},{"$f":"$O$238/O286","v":{"$error":"#DIV/0!"}},{"$f":"$P$238/P286","v":{"$error":"#DIV/0!"}},{"$f":"$Q$238/Q286","v":{"$error":"#DIV/0!"}},{"$f":"$R$238/R286","v":{"$error":"#DIV/0!"}},{"$f":"$S$238/S286","v":{"$error":"#DIV/0!"}},{"$f":"$T$238/T286","v":{"$error":"#DIV/0!"}},{"$f":"$U$238/U286","v":{"$error":"#DIV/0!"}},{"$f":"$V$238/V286","v":{"$error":"#DIV/0!"}},{"$f":"$W$238/W286","v":{"$error":"#DIV/0!"}},{"$f":"$X$238/X286","v":{"$error":"#DIV/0!"}},{"$f":"$Y$238/Y286","v":{"$error":"#DIV/0!"}},{"$f":"$Z$238/Z286","v":{"$error":"#DIV/0!"}},{"$f":"$AA$238/AA286","v":{"$error":"#DIV/0!"}},{"$f":"$AB$238/AB286","v":{"$error":"#DIV/0!"}},{"$f":"$AC$238/AC286","v":{"$error":"#DIV/0!"}},{"$f":"$AD$238/AD286","v":{"$error":"#DIV/0!"}},{"$f":"$AE$238/AE286","v":{"$error":"#DIV/0!"}},{"$f":"$AF$238/AF286","v":{"$error":"#DIV/0!"}},{"$f":"$AG$238/AG286","v":{"$error":"#DIV/0!"}},{"$f":"$AH$238/AH286","v":{"$error":"#DIV/0!"}},{"$f":"$AI$238/AI286","v":{"$error":"#DIV/0!"}},{"$f":"$AJ$238/AJ286","v":{"$error":"#DIV/0!"}},{"$f":"$AK$238/AK286","v":{"$error":"#DIV/0!"}},{"$f":"$AL$238/AL286","v":{"$error":"#DIV/0!"}},{"$f":"$AM$238/AM286","v":{"$error":"#DIV/0!"}},{"$f":"$AN$238/AN286","v":{"$error":"#DIV/0!"}},{"$f":"$AO$238/AO286","v":{"$error":"#DIV/0!"}},{"$f":"$AP$238/AP286","v":{"$error":"#DIV/0!"}},{"$f":"$AQ$238/AQ286","v":{"$error":"#DIV/0!"}},{"$f":"$AR$238/AR286","v":{"$error":"#DIV/0!"}},{"$f":"$AS$238/AS286","v":{"$error":"#DIV/0!"}},"冷房時エネルギー消費量比","εc"]
[null,null,"冷房能力",{"$f":"($X$29-1.054*$X$29)/6*(D$224-35)+$X$29","v":0},0,0,0,0,0,0,0,0,0,0,0,0,0,0,0,0,0,0,0,0,0,0,0,0,0,0,0,0,0,0,0,0,0,0,0,0,0,0,0,0,0,"冷房能力","Φc"]
[null,null,"冷房エネルギー消費量",{"$f":"($X$30-0.94*$X$30)/6*(D$224-35)+$X$30","v":0},0,0,0,0,0,0,0,0,0,0,0,0,0,0,0,0,0,0,0,0,0,0,0,0,0,0,0,0,0,0,0,0,0,0,0,0,0,0,0,0,0,"冷房エネルギー消費量","Pc"]
[null,null,"冷房COP",{"$f":"D283/(D284+$X$31*$I$32*$D$238)","v":{"$error":"#DIV/0!"}},{"$f":"E283/(E284+$X$31*$I$32*$E$238)","v":{"$error":"#DIV/0!"}},{"$f":"F283/(F284+$X$31*$I$32*$F$238)","v":{"$error":"#DIV/0!"}},{"$f":"G283/(G284+$X$31*$I$32*$G$238)","v":{"$error":"#DIV/0!"}},{"$f":"H283/(H284+$X$31*$I$32*$H$238)","v":{"$error":"#DIV/0!"}},{"$f":"I283/(I284+$X$31*$I$32*$I$238)","v":{"$error":"#DIV/0!"}},{"$f":"J283/(J284+$X$31*$I$32*$J$238)","v":{"$error":"#DIV/0!"}},{"$f":"K283/(K284+$X$31*$I$32*$K$238)","v":{"$error":"#DIV/0!"}},{"$f":"L283/(L284+$X$31*$I$32*$L$238)","v":{"$error":"#DIV/0!"}},{"$f":"M283/(M284+$X$31*$I$32*$M$238)","v":{"$error":"#DIV/0!"}},{"$f":"N283/(N284+$X$31*$I$32*$N$238)","v":{"$error":"#DIV/0!"}},{"$f":"O283/(O284+$X$31*$I$32*$O$238)","v":{"$error":"#DIV/0!"}},{"$f":"P283/(P284+$X$31*$I$32*$P$238)","v":{"$error":"#DIV/0!"}},{"$f":"Q283/(Q284+$X$31*$I$32*$Q$238)","v":{"$error":"#DIV/0!"}},{"$f":"R283/(R284+$X$31*$I$32*$R$238)","v":{"$error":"#DIV/0!"}},{"$f":"S283/(S284+$X$31*$I$32*$S$238)","v":{"$error":"#DIV/0!"}},{"$f":"T283/(T284+$X$31*$I$32*$T$238)","v":{"$error":"#DIV/0!"}},{"$f":"U283/(U284+$X$31*$I$32*$U$238)","v":{"$error":"#DIV/0!"}},{"$f":"V283/(V284+$X$31*$I$32*$V$238)","v":{"$error":"#DIV/0!"}},{"$f":"W283/(W284+$X$31*$I$32*$W$238)","v":{"$error":"#DIV/0!"}},{"$f":"X283/(X284+$X$31*$I$32*$X$238)","v":{"$error":"#DIV/0!"}},{"$f":"Y283/(Y284+$X$31*$I$32*$Y$238)","v":{"$error":"#DIV/0!"}},{"$f":"Z283/(Z284+$X$31*$I$32*$Z$238)","v":{"$error":"#DIV/0!"}},{"$f":"AA283/(AA284+$X$31*$I$32*$AA$238)","v":{"$error":"#DIV/0!"}},{"$f":"AB283/(AB284+$X$31*$I$32*$AB$238)","v":{"$error":"#DIV/0!"}},{"$f":"AC283/(AC284+$X$31*$I$32*$AC$238)","v":{"$error":"#DIV/0!"}},{"$f":"AD283/(AD284+$X$31*$I$32*$AD$238)","v":{"$error":"#DIV/0!"}},{"$f":"AE283/(AE284+$X$31*$I$32*$AE$238)","v":{"$error":"#DIV/0!"}},{"$f":"AF283/(AF284+$X$31*$I$32*$AF$238)","v":{"$error":"#DIV/0!"}},{"$f":"AG283/(AG284+$X$31*$I$32*$AG$238)","v":{"$error":"#DIV/0!"}},{"$f":"AH283/(AH284+$X$31*$I$32*$AH$238)","v":{"$error":"#DIV/0!"}},{"$f":"AI283/(AI284+$X$31*$I$32*$AI$238)","v":{"$error":"#DIV/0!"}},{"$f":"AJ283/(AJ284+$X$31*$I$32*$AJ$238)","v":{"$error":"#DIV/0!"}},{"$f":"AK283/(AK284+$X$31*$I$32*$AK$238)","v":{"$error":"#DIV/0!"}},{"$f":"AL283/(AL284+$X$31*$I$32*$AL$238)","v":{"$error":"#DIV/0!"}},{"$f":"AM283/(AM284+$X$31*$I$32*$AM$238)","v":{"$error":"#DIV/0!"}},{"$f":"AN283/(AN284+$X$31*$I$32*$AN$238)","v":{"$error":"#DIV/0!"}},{"$f":"AO283/(AO284+$X$31*$I$32*$AO$238)","v":{"$error":"#DIV/0!"}},{"$f":"AP283/(AP284+$X$31*$I$32*$AP$238)","v":{"$error":"#DIV/0!"}},{"$f":"AQ283/(AQ284+$X$31*$I$32*$AQ$238)","v":{"$error":"#DIV/0!"}},{"$f":"AR283/(AR284+$X$31*$I$32*$AR$238)","v":{"$error":"#DIV/0!"}},{"$f":"AS283/(AS284+$X$31*$I$32*$AS$238)","v":{"$error":"#DIV/0!"}},"冷房COP","σc"]
[null,null,"冷房COP比",{"$f":"D285/$X$32","v":{"$error":"#DIV/0!"}},{"$error":"#DIV/0!"},{"$error":"#DIV/0!"},{"$error":"#DIV/0!"},{"$error":"#DIV/0!"},{"$error":"#DIV/0!"},{"$error":"#DIV/0!"},{"$error":"#DIV/0!"},{"$error":"#DIV/0!"},{"$error":"#DIV/0!"},{"$error":"#DIV/0!"},{"$error":"#DIV/0!"},{"$error":"#DIV/0!"},{"$error":"#DIV/0!"},{"$error":"#DIV/0!"},{"$error":"#DIV/0!"},{"$error":"#DIV/0!"},{"$error":"#DIV/0!"},{"$error":"#DIV/0!"},{"$error":"#DIV/0!"},{"$error":"#DIV/0!"},{"$error":"#DIV/0!"},{"$error":"#DIV/0!"},{"$error":"#DIV/0!"},{"$error":"#DIV/0!"},{"$error":"#DIV/0!"},{"$error":"#DIV/0!"},{"$error":"#DIV/0!"},{"$error":"#DIV/0!"},{"$error":"#DIV/0!"},{"$error":"#DIV/0!"},{"$error":"#DIV/0!"},{"$error":"#DIV/0!"},{"$error":"#DIV/0!"},{"$error":"#DIV/0!"},{"$error":"#DIV/0!"},{"$error":"#DIV/0!"},{"$error":"#DIV/0!"},{"$error":"#DIV/0!"},{"$error":"#DIV/0!"},{"$error":"#DIV/0!"},{"$error":"#DIV/0!"},"冷房COP比","βc"]
[null,null,"Σ",{"$f":"$D$237*D282","v":{"$error":"#DIV/0!"}},{"$f":"$E$237*E282","v":{"$error":"#DIV/0!"}},{"$f":"$F$237*F282","v":{"$error":"#DIV/0!"}},{"$f":"$G$237*G282","v":{"$error":"#DIV/0!"}},{"$f":"$H$237*H282","v":{"$error":"#DIV/0!"}},{"$f":"$I$237*I282","v":{"$error":"#DIV/0!"}},{"$f":"$J$237*J282","v":{"$error":"#DIV/0!"}},{"$f":"$K$237*K282","v":{"$error":"#DIV/0!"}},{"$f":"$L$237*L282","v":{"$error":"#DIV/0!"}},{"$f":"$M$237*M282","v":{"$error":"#DIV/0!"}},{"$f":"$N$237*N282","v":{"$error":"#DIV/0!"}},{"$f":"$O$237*O282","v":{"$error":"#DIV/0!"}},{"$f":"$P$237*P282","v":{"$error":"#DIV/0!"}},{"$f":"$Q$237*Q282","v":{"$error":"#DIV/0!"}},{"$f":"$R$237*R282","v":{"$error":"#DIV/0!"}},{"$f":"$S$237*S282","v":{"$error":"#DIV/0!"}},{"$f":"$T$237*T282","v":{"$error":"#DIV/0!"}},{"$f":"$U$237*U282","v":{"$error":"#DIV/0!"}},{"$f":"$V$237*V282","v":{"$error":"#DIV/0!"}},{"$f":"$W$237*W282","v":{"$error":"#DIV/0!"}},{"$f":"$X$237*X282","v":{"$error":"#DIV/0!"}},{"$f":"$Y$237*Y282","v":{"$error":"#DIV/0!"}},{"$f":"$Z$237*Z282","v":{"$error":"#DIV/0!"}},{"$f":"$AA$237*AA282","v":{"$error":"#DIV/0!"}},{"$f":"$AB$237*AB282","v":{"$error":"#DIV/0!"}},{"$f":"$AC$237*AC282","v":{"$error":"#DIV/0!"}},{"$f":"$AD$237*AD282","v":{"$error":"#DIV/0!"}},{"$f":"$AE$237*AE282","v":{"$error":"#DIV/0!"}},{"$f":"$AF$237*AF282","v":{"$error":"#DIV/0!"}},{"$f":"$AG$237*AG282","v":{"$error":"#DIV/0!"}},{"$f":"$AH$237*AH282","v":{"$error":"#DIV/0!"}},{"$f":"$AI$237*AI282","v":{"$error":"#DIV/0!"}},{"$f":"$AJ$237*AJ282","v":{"$error":"#DIV/0!"}},{"$f":"$AK$237*AK282","v":{"$error":"#DIV/0!"}},{"$f":"$AL$237*AL282","v":{"$error":"#DIV/0!"}},{"$f":"$AM$237*AM282","v":{"$error":"#DIV/0!"}},{"$f":"$AN$237*AN282","v":{"$error":"#DIV/0!"}},{"$f":"$AO$237*AO282","v":{"$error":"#DIV/0!"}},{"$f":"$AP$237*AP282","v":{"$error":"#DIV/0!"}},{"$f":"$AQ$237*AQ282","v":{"$error":"#DIV/0!"}},{"$f":"$AR$237*AR282","v":{"$error":"#DIV/0!"}},{"$f":"$AS$237*AS282","v":{"$error":"#DIV/0!"}},{"$f":"SUM($D287:$AS287)","v":{"$error":"#DIV/0!"}},"Σ"]
[null,"前9","冷房時エネルギー消費量比",{"$f":"$D$238/D292","v":{"$error":"#DIV/0!"}},{"$f":"$E$238/E292","v":{"$error":"#DIV/0!"}},{"$f":"$F$238/F292","v":{"$error":"#DIV/0!"}},{"$f":"$G$238/G292","v":{"$error":"#DIV/0!"}},{"$f":"$H$238/H292","v":{"$error":"#DIV/0!"}},{"$f":"$I$238/I292","v":{"$error":"#DIV/0!"}},{"$f":"$J$238/J292","v":{"$error":"#DIV/0!"}},{"$f":"$K$238/K292","v":{"$error":"#DIV/0!"}},{"$f":"$L$238/L292","v":{"$error":"#DIV/0!"}},{"$f":"$M$238/M292","v":{"$error":"#DIV/0!"}},{"$f":"$N$238/N292","v":{"$error":"#DIV/0!"}},{"$f":"$O$238/O292","v":{"$error":"#DIV/0!"}},{"$f":"$P$238/P292","v":{"$error":"#DIV/0!"}},{"$f":"$Q$238/Q292","v":{"$error":"#DIV/0!"}},{"$f":"$R$238/R292","v":{"$error":"#DIV/0!"}},{"$f":"$S$238/S292","v":{"$error":"#DIV/0!"}},{"$f":"$T$238/T292","v":{"$error":"#DIV/0!"}},{"$f":"$U$238/U292","v":{"$error":"#DIV/0!"}},{"$f":"$V$238/V292","v":{"$error":"#DIV/0!"}},{"$f":"$W$238/W292","v":{"$error":"#DIV/0!"}},{"$f":"$X$238/X292","v":{"$error":"#DIV/0!"}},{"$f":"$Y$238/Y292","v":{"$error":"#DIV/0!"}},{"$f":"$Z$238/Z292","v":{"$error":"#DIV/0!"}},{"$f":"$AA$238/AA292","v":{"$error":"#DIV/0!"}},{"$f":"$AB$238/AB292","v":{"$error":"#DIV/0!"}},{"$f":"$AC$238/AC292","v":{"$error":"#DIV/0!"}},{"$f":"$AD$238/AD292","v":{"$error":"#DIV/0!"}},{"$f":"$AE$238/AE292","v":{"$error":"#DIV/0!"}},{"$f":"$AF$238/AF292","v":{"$error":"#DIV/0!"}},{"$f":"$AG$238/AG292","v":{"$error":"#DIV/0!"}},{"$f":"$AH$238/AH292","v":{"$error":"#DIV/0!"}},{"$f":"$AI$238/AI292","v":{"$error":"#DIV/0!"}},{"$f":"$AJ$238/AJ292","v":{"$error":"#DIV/0!"}},{"$f":"$AK$238/AK292","v":{"$error":"#DIV/0!"}},{"$f":"$AL$238/AL292","v":{"$error":"#DIV/0!"}},{"$f":"$AM$238/AM292","v":{"$error":"#DIV/0!"}},{"$f":"$AN$238/AN292","v":{"$error":"#DIV/0!"}},{"$f":"$AO$238/AO292","v":{"$error":"#DIV/0!"}},{"$f":"$AP$238/AP292","v":{"$error":"#DIV/0!"}},{"$f":"$AQ$238/AQ292","v":{"$error":"#DIV/0!"}},{"$f":"$AR$238/AR292","v":{"$error":"#DIV/0!"}},{"$f":"$AS$238/AS292","v":{"$error":"#DIV/0!"}},"冷房時エネルギー消費量比","εc"]
[null,null,"冷房能力",{"$f":"($Y$29-1.054*$Y$29)/6*(D$224-35)+$Y$29","v":0},0,0,0,0,0,0,0,0,0,0,0,0,0,0,0,0,0,0,0,0,0,0,0,0,0,0,0,0,0,0,0,0,0,0,0,0,0,0,0,0,0,"冷房能力","Φc"]
[null,null,"冷房エネルギー消費量",{"$f":"($Y$30-0.94*$Y$30)/6*(D$224-35)+$Y$30","v":0},0,0,0,0,0,0,0,0,0,0,0,0,0,0,0,0,0,0,0,0,0,0,0,0,0,0,0,0,0,0,0,0,0,0,0,0,0,0,0,0,0,"冷房エネルギー消費量","Pc"]
[null,null,"冷房COP",{"$f":"D289/(D290+$Y$31*$I$32*$D$238)","v":{"$error":"#DIV/0!"}},{"$f":"E289/(E290+$Y$31*$I$32*$E$238)","v":{"$error":"#DIV/0!"}},{"$f":"F289/(F290+$Y$31*$I$32*$F$238)","v":{"$error":"#DIV/0!"}},{"$f":"G289/(G290+$Y$31*$I$32*$G$238)","v":{"$error":"#DIV/0!"}},{"$f":"H289/(H290+$Y$31*$I$32*$H$238)","v":{"$error":"#DIV/0!"}},{"$f":"I289/(I290+$Y$31*$I$32*$I$238)","v":{"$error":"#DIV/0!"}},{"$f":"J289/(J290+$Y$31*$I$32*$J$238)","v":{"$error":"#DIV/0!"}},{"$f":"K289/(K290+$Y$31*$I$32*$K$238)","v":{"$error":"#DIV/0!"}},{"$f":"L289/(L290+$Y$31*$I$32*$L$238)","v":{"$error":"#DIV/0!"}},{"$f":"M289/(M290+$Y$31*$I$32*$M$238)","v":{"$error":"#DIV/0!"}},{"$f":"N289/(N290+$Y$31*$I$32*$N$238)","v":{"$error":"#DIV/0!"}},{"$f":"O289/(O290+$Y$31*$I$32*$O$238)","v":{"$error":"#DIV/0!"}},{"$f":"P289/(P290+$Y$31*$I$32*$P$238)","v":{"$error":"#DIV/0!"}},{"$f":"Q289/(Q290+$Y$31*$I$32*$Q$238)","v":{"$error":"#DIV/0!"}},{"$f":"R289/(R290+$Y$31*$I$32*$R$238)","v":{"$error":"#DIV/0!"}},{"$f":"S289/(S290+$Y$31*$I$32*$S$238)","v":{"$error":"#DIV/0!"}},{"$f":"T289/(T290+$Y$31*$I$32*$T$238)","v":{"$error":"#DIV/0!"}},{"$f":"U289/(U290+$Y$31*$I$32*$U$238)","v":{"$error":"#DIV/0!"}},{"$f":"V289/(V290+$Y$31*$I$32*$V$238)","v":{"$error":"#DIV/0!"}},{"$f":"W289/(W290+$Y$31*$I$32*$W$238)","v":{"$error":"#DIV/0!"}},{"$f":"X289/(X290+$Y$31*$I$32*$X$238)","v":{"$error":"#DIV/0!"}},{"$f":"Y289/(Y290+$Y$31*$I$32*$Y$238)","v":{"$error":"#DIV/0!"}},{"$f":"Z289/(Z290+$Y$31*$I$32*$Z$238)","v":{"$error":"#DIV/0!"}},{"$f":"AA289/(AA290+$Y$31*$I$32*$AA$238)","v":{"$error":"#DIV/0!"}},{"$f":"AB289/(AB290+$Y$31*$I$32*$AB$238)","v":{"$error":"#DIV/0!"}},{"$f":"AC289/(AC290+$Y$31*$I$32*$AC$238)","v":{"$error":"#DIV/0!"}},{"$f":"AD289/(AD290+$Y$31*$I$32*$AD$238)","v":{"$error":"#DIV/0!"}},{"$f":"AE289/(AE290+$Y$31*$I$32*$AE$238)","v":{"$error":"#DIV/0!"}},{"$f":"AF289/(AF290+$Y$31*$I$32*$AF$238)","v":{"$error":"#DIV/0!"}},{"$f":"AG289/(AG290+$Y$31*$I$32*$AG$238)","v":{"$error":"#DIV/0!"}},{"$f":"AH289/(AH290+$Y$31*$I$32*$AH$238)","v":{"$error":"#DIV/0!"}},{"$f":"AI289/(AI290+$Y$31*$I$32*$AI$238)","v":{"$error":"#DIV/0!"}},{"$f":"AJ289/(AJ290+$Y$31*$I$32*$AJ$238)","v":{"$error":"#DIV/0!"}},{"$f":"AK289/(AK290+$Y$31*$I$32*$AK$238)","v":{"$error":"#DIV/0!"}},{"$f":"AL289/(AL290+$Y$31*$I$32*$AL$238)","v":{"$error":"#DIV/0!"}},{"$f":"AM289/(AM290+$Y$31*$I$32*$AM$238)","v":{"$error":"#DIV/0!"}},{"$f":"AN289/(AN290+$Y$31*$I$32*$AN$238)","v":{"$error":"#DIV/0!"}},{"$f":"AO289/(AO290+$Y$31*$I$32*$AO$238)","v":{"$error":"#DIV/0!"}},{"$f":"AP289/(AP290+$Y$31*$I$32*$AP$238)","v":{"$error":"#DIV/0!"}},{"$f":"AQ289/(AQ290+$Y$31*$I$32*$AQ$238)","v":{"$error":"#DIV/0!"}},{"$f":"AR289/(AR290+$Y$31*$I$32*$AR$238)","v":{"$error":"#DIV/0!"}},{"$f":"AS289/(AS290+$Y$31*$I$32*$AS$238)","v":{"$error":"#DIV/0!"}},"冷房COP","σc"]
[null,null,"冷房COP比",{"$f":"D291/$Y$32","v":{"$error":"#DIV/0!"}},{"$error":"#DIV/0!"},{"$error":"#DIV/0!"},{"$error":"#DIV/0!"},{"$error":"#DIV/0!"},{"$error":"#DIV/0!"},{"$error":"#DIV/0!"},{"$error":"#DIV/0!"},{"$error":"#DIV/0!"},{"$error":"#DIV/0!"},{"$error":"#DIV/0!"},{"$error":"#DIV/0!"},{"$error":"#DIV/0!"},{"$error":"#DIV/0!"},{"$error":"#DIV/0!"},{"$error":"#DIV/0!"},{"$error":"#DIV/0!"},{"$error":"#DIV/0!"},{"$error":"#DIV/0!"},{"$error":"#DIV/0!"},{"$error":"#DIV/0!"},{"$error":"#DIV/0!"},{"$error":"#DIV/0!"},{"$error":"#DIV/0!"},{"$error":"#DIV/0!"},{"$error":"#DIV/0!"},{"$error":"#DIV/0!"},{"$error":"#DIV/0!"},{"$error":"#DIV/0!"},{"$error":"#DIV/0!"},{"$error":"#DIV/0!"},{"$error":"#DIV/0!"},{"$error":"#DIV/0!"},{"$error":"#DIV/0!"},{"$error":"#DIV/0!"},{"$error":"#DIV/0!"},{"$error":"#DIV/0!"},{"$error":"#DIV/0!"},{"$error":"#DIV/0!"},{"$error":"#DIV/0!"},{"$error":"#DIV/0!"},{"$error":"#DIV/0!"},"冷房COP比","βc"]
[null,null,"Σ",{"$f":"$D$237*D288","v":{"$error":"#DIV/0!"}},{"$f":"$E$237*E288","v":{"$error":"#DIV/0!"}},{"$f":"$F$237*F288","v":{"$error":"#DIV/0!"}},{"$f":"$G$237*G288","v":{"$error":"#DIV/0!"}},{"$f":"$H$237*H288","v":{"$error":"#DIV/0!"}},{"$f":"$I$237*I288","v":{"$error":"#DIV/0!"}},{"$f":"$J$237*J288","v":{"$error":"#DIV/0!"}},{"$f":"$K$237*K288","v":{"$error":"#DIV/0!"}},{"$f":"$L$237*L288","v":{"$error":"#DIV/0!"}},{"$f":"$M$237*M288","v":{"$error":"#DIV/0!"}},{"$f":"$N$237*N288","v":{"$error":"#DIV/0!"}},{"$f":"$O$237*O288","v":{"$error":"#DIV/0!"}},{"$f":"$P$237*P288","v":{"$error":"#DIV/0!"}},{"$f":"$Q$237*Q288","v":{"$error":"#DIV/0!"}},{"$f":"$R$237*R288","v":{"$error":"#DIV/0!"}},{"$f":"$S$237*S288","v":{"$error":"#DIV/0!"}},{"$f":"$T$237*T288","v":{"$error":"#DIV/0!"}},{"$f":"$U$237*U288","v":{"$error":"#DIV/0!"}},{"$f":"$V$237*V288","v":{"$error":"#DIV/0!"}},{"$f":"$W$237*W288","v":{"$error":"#DIV/0!"}},{"$f":"$X$237*X288","v":{"$error":"#DIV/0!"}},{"$f":"$Y$237*Y288","v":{"$error":"#DIV/0!"}},{"$f":"$Z$237*Z288","v":{"$error":"#DIV/0!"}},{"$f":"$AA$237*AA288","v":{"$error":"#DIV/0!"}},{"$f":"$AB$237*AB288","v":{"$error":"#DIV/0!"}},{"$f":"$AC$237*AC288","v":{"$error":"#DIV/0!"}},{"$f":"$AD$237*AD288","v":{"$error":"#DIV/0!"}},{"$f":"$AE$237*AE288","v":{"$error":"#DIV/0!"}},{"$f":"$AF$237*AF288","v":{"$error":"#DIV/0!"}},{"$f":"$AG$237*AG288","v":{"$error":"#DIV/0!"}},{"$f":"$AH$237*AH288","v":{"$error":"#DIV/0!"}},{"$f":"$AI$237*AI288","v":{"$error":"#DIV/0!"}},{"$f":"$AJ$237*AJ288","v":{"$error":"#DIV/0!"}},{"$f":"$AK$237*AK288","v":{"$error":"#DIV/0!"}},{"$f":"$AL$237*AL288","v":{"$error":"#DIV/0!"}},{"$f":"$AM$237*AM288","v":{"$error":"#DIV/0!"}},{"$f":"$AN$237*AN288","v":{"$error":"#DIV/0!"}},{"$f":"$AO$237*AO288","v":{"$error":"#DIV/0!"}},{"$f":"$AP$237*AP288","v":{"$error":"#DIV/0!"}},{"$f":"$AQ$237*AQ288","v":{"$error":"#DIV/0!"}},{"$f":"$AR$237*AR288","v":{"$error":"#DIV/0!"}},{"$f":"$AS$237*AS288","v":{"$error":"#DIV/0!"}},{"$f":"SUM($D293:$AS293)","v":{"$error":"#DIV/0!"}},"Σ"]
[null,"前10","冷房時エネルギー消費量比",{"$f":"$D$238/D298","v":{"$error":"#DIV/0!"}},{"$f":"$E$238/E298","v":{"$error":"#DIV/0!"}},{"$f":"$F$238/F298","v":{"$error":"#DIV/0!"}},{"$f":"$G$238/G298","v":{"$error":"#DIV/0!"}},{"$f":"$H$238/H298","v":{"$error":"#DIV/0!"}},{"$f":"$I$238/I298","v":{"$error":"#DIV/0!"}},{"$f":"$J$238/J298","v":{"$error":"#DIV/0!"}},{"$f":"$K$238/K298","v":{"$error":"#DIV/0!"}},{"$f":"$L$238/L298","v":{"$error":"#DIV/0!"}},{"$f":"$M$238/M298","v":{"$error":"#DIV/0!"}},{"$f":"$N$238/N298","v":{"$error":"#DIV/0!"}},{"$f":"$O$238/O298","v":{"$error":"#DIV/0!"}},{"$f":"$P$238/P298","v":{"$error":"#DIV/0!"}},{"$f":"$Q$238/Q298","v":{"$error":"#DIV/0!"}},{"$f":"$R$238/R298","v":{"$error":"#DIV/0!"}},{"$f":"$S$238/S298","v":{"$error":"#DIV/0!"}},{"$f":"$T$238/T298","v":{"$error":"#DIV/0!"}},{"$f":"$U$238/U298","v":{"$error":"#DIV/0!"}},{"$f":"$V$238/V298","v":{"$error":"#DIV/0!"}},{"$f":"$W$238/W298","v":{"$error":"#DIV/0!"}},{"$f":"$X$238/X298","v":{"$error":"#DIV/0!"}},{"$f":"$Y$238/Y298","v":{"$error":"#DIV/0!"}},{"$f":"$Z$238/Z298","v":{"$error":"#DIV/0!"}},{"$f":"$AA$238/AA298","v":{"$error":"#DIV/0!"}},{"$f":"$AB$238/AB298","v":{"$error":"#DIV/0!"}},{"$f":"$AC$238/AC298","v":{"$error":"#DIV/0!"}},{"$f":"$AD$238/AD298","v":{"$error":"#DIV/0!"}},{"$f":"$AE$238/AE298","v":{"$error":"#DIV/0!"}},{"$f":"$AF$238/AF298","v":{"$error":"#DIV/0!"}},{"$f":"$AG$238/AG298","v":{"$error":"#DIV/0!"}},{"$f":"$AH$238/AH298","v":{"$error":"#DIV/0!"}},{"$f":"$AI$238/AI298","v":{"$error":"#DIV/0!"}},{"$f":"$AJ$238/AJ298","v":{"$error":"#DIV/0!"}},{"$f":"$AK$238/AK298","v":{"$error":"#DIV/0!"}},{"$f":"$AL$238/AL298","v":{"$error":"#DIV/0!"}},{"$f":"$AM$238/AM298","v":{"$error":"#DIV/0!"}},{"$f":"$AN$238/AN298","v":{"$error":"#DIV/0!"}},{"$f":"$AO$238/AO298","v":{"$error":"#DIV/0!"}},{"$f":"$AP$238/AP298","v":{"$error":"#DIV/0!"}},{"$f":"$AQ$238/AQ298","v":{"$error":"#DIV/0!"}},{"$f":"$AR$238/AR298","v":{"$error":"#DIV/0!"}},{"$f":"$AS$238/AS298","v":{"$error":"#DIV/0!"}},"冷房時エネルギー消費量比","εc"]
[null,null,"冷房能力",{"$f":"($Z$29-1.054*$Z$29)/6*(D$224-35)+$Z$29","v":0},0,0,0,0,0,0,0,0,0,0,0,0,0,0,0,0,0,0,0,0,0,0,0,0,0,0,0,0,0,0,0,0,0,0,0,0,0,0,0,0,0,"冷房能力","Φc"]
[null,null,"冷房エネルギー消費量",{"$f":"($Z$30-0.94*$Z$30)/6*(D$224-35)+$Z$30","v":0},0,0,0,0,0,0,0,0,0,0,0,0,0,0,0,0,0,0,0,0,0,0,0,0,0,0,0,0,0,0,0,0,0,0,0,0,0,0,0,0,0,"冷房エネルギー消費量","Pc"]
[null,null,"冷房COP",{"$f":"D295/(D296+$Z$31*$I$32*$D$238)","v":{"$error":"#DIV/0!"}},{"$f":"E295/(E296+$Z$31*$I$32*$E$238)","v":{"$error":"#DIV/0!"}},{"$f":"F295/(F296+$Z$31*$I$32*$F$238)","v":{"$error":"#DIV/0!"}},{"$f":"G295/(G296+$Z$31*$I$32*$G$238)","v":{"$error":"#DIV/0!"}},{"$f":"H295/(H296+$Z$31*$I$32*$H$238)","v":{"$error":"#DIV/0!"}},{"$f":"I295/(I296+$Z$31*$I$32*$I$238)","v":{"$error":"#DIV/0!"}},{"$f":"J295/(J296+$Z$31*$I$32*$J$238)","v":{"$error":"#DIV/0!"}},{"$f":"K295/(K296+$Z$31*$I$32*$K$238)","v":{"$error":"#DIV/0!"}},{"$f":"L295/(L296+$Z$31*$I$32*$L$238)","v":{"$error":"#DIV/0!"}},{"$f":"M295/(M296+$Z$31*$I$32*$M$238)","v":{"$error":"#DIV/0!"}},{"$f":"N295/(N296+$Z$31*$I$32*$N$238)","v":{"$error":"#DIV/0!"}},{"$f":"O295/(O296+$Z$31*$I$32*$O$238)","v":{"$error":"#DIV/0!"}},{"$f":"P295/(P296+$Z$31*$I$32*$P$238)","v":{"$error":"#DIV/0!"}},{"$f":"Q295/(Q296+$Z$31*$I$32*$Q$238)","v":{"$error":"#DIV/0!"}},{"$f":"R295/(R296+$Z$31*$I$32*$R$238)","v":{"$error":"#DIV/0!"}},{"$f":"S295/(S296+$Z$31*$I$32*$S$238)","v":{"$error":"#DIV/0!"}},{"$f":"T295/(T296+$Z$31*$I$32*$T$238)","v":{"$error":"#DIV/0!"}},{"$f":"U295/(U296+$Z$31*$I$32*$U$238)","v":{"$error":"#DIV/0!"}},{"$f":"V295/(V296+$Z$31*$I$32*$V$238)","v":{"$error":"#DIV/0!"}},{"$f":"W295/(W296+$Z$31*$I$32*$W$238)","v":{"$error":"#DIV/0!"}},{"$f":"X295/(X296+$Z$31*$I$32*$X$238)","v":{"$error":"#DIV/0!"}},{"$f":"Y295/(Y296+$Z$31*$I$32*$Y$238)","v":{"$error":"#DIV/0!"}},{"$f":"Z295/(Z296+$Z$31*$I$32*$Z$238)","v":{"$error":"#DIV/0!"}},{"$f":"AA295/(AA296+$Z$31*$I$32*$AA$238)","v":{"$error":"#DIV/0!"}},{"$f":"AB295/(AB296+$Z$31*$I$32*$AB$238)","v":{"$error":"#DIV/0!"}},{"$f":"AC295/(AC296+$Z$31*$I$32*$AC$238)","v":{"$error":"#DIV/0!"}},{"$f":"AD295/(AD296+$Z$31*$I$32*$AD$238)","v":{"$error":"#DIV/0!"}},{"$f":"AE295/(AE296+$Z$31*$I$32*$AE$238)","v":{"$error":"#DIV/0!"}},{"$f":"AF295/(AF296+$Z$31*$I$32*$AF$238)","v":{"$error":"#DIV/0!"}},{"$f":"AG295/(AG296+$Z$31*$I$32*$AG$238)","v":{"$error":"#DIV/0!"}},{"$f":"AH295/(AH296+$Z$31*$I$32*$AH$238)","v":{"$error":"#DIV/0!"}},{"$f":"AI295/(AI296+$Z$31*$I$32*$AI$238)","v":{"$error":"#DIV/0!"}},{"$f":"AJ295/(AJ296+$Z$31*$I$32*$AJ$238)","v":{"$error":"#DIV/0!"}},{"$f":"AK295/(AK296+$Z$31*$I$32*$AK$238)","v":{"$error":"#DIV/0!"}},{"$f":"AL295/(AL296+$Z$31*$I$32*$AL$238)","v":{"$error":"#DIV/0!"}},{"$f":"AM295/(AM296+$Z$31*$I$32*$AM$238)","v":{"$error":"#DIV/0!"}},{"$f":"AN295/(AN296+$Z$31*$I$32*$AN$238)","v":{"$error":"#DIV/0!"}},{"$f":"AO295/(AO296+$Z$31*$I$32*$AO$238)","v":{"$error":"#DIV/0!"}},{"$f":"AP295/(AP296+$Z$31*$I$32*$AP$238)","v":{"$error":"#DIV/0!"}},{"$f":"AQ295/(AQ296+$Z$31*$I$32*$AQ$238)","v":{"$error":"#DIV/0!"}},{"$f":"AR295/(AR296+$Z$31*$I$32*$AR$238)","v":{"$error":"#DIV/0!"}},{"$f":"AS295/(AS296+$Z$31*$I$32*$AS$238)","v":{"$error":"#DIV/0!"}},"冷房COP","σc"]
[null,null,"冷房COP比",{"$f":"D297/$Z$32","v":{"$error":"#DIV/0!"}},{"$error":"#DIV/0!"},{"$error":"#DIV/0!"},{"$error":"#DIV/0!"},{"$error":"#DIV/0!"},{"$error":"#DIV/0!"},{"$error":"#DIV/0!"},{"$error":"#DIV/0!"},{"$error":"#DIV/0!"},{"$error":"#DIV/0!"},{"$error":"#DIV/0!"},{"$error":"#DIV/0!"},{"$error":"#DIV/0!"},{"$error":"#DIV/0!"},{"$error":"#DIV/0!"},{"$error":"#DIV/0!"},{"$error":"#DIV/0!"},{"$error":"#DIV/0!"},{"$error":"#DIV/0!"},{"$error":"#DIV/0!"},{"$error":"#DIV/0!"},{"$error":"#DIV/0!"},{"$error":"#DIV/0!"},{"$error":"#DIV/0!"},{"$error":"#DIV/0!"},{"$error":"#DIV/0!"},{"$error":"#DIV/0!"},{"$error":"#DIV/0!"},{"$error":"#DIV/0!"},{"$error":"#DIV/0!"},{"$error":"#DIV/0!"},{"$error":"#DIV/0!"},{"$error":"#DIV/0!"},{"$error":"#DIV/0!"},{"$error":"#DIV/0!"},{"$error":"#DIV/0!"},{"$error":"#DIV/0!"},{"$error":"#DIV/0!"},{"$error":"#DIV/0!"},{"$error":"#DIV/0!"},{"$error":"#DIV/0!"},{"$error":"#DIV/0!"},"冷房COP比","βc"]
[null,null,"Σ",{"$f":"$D$237*D294","v":{"$error":"#DIV/0!"}},{"$f":"$E$237*E294","v":{"$error":"#DIV/0!"}},{"$f":"$F$237*F294","v":{"$error":"#DIV/0!"}},{"$f":"$G$237*G294","v":{"$error":"#DIV/0!"}},{"$f":"$H$237*H294","v":{"$error":"#DIV/0!"}},{"$f":"$I$237*I294","v":{"$error":"#DIV/0!"}},{"$f":"$J$237*J294","v":{"$error":"#DIV/0!"}},{"$f":"$K$237*K294","v":{"$error":"#DIV/0!"}},{"$f":"$L$237*L294","v":{"$error":"#DIV/0!"}},{"$f":"$M$237*M294","v":{"$error":"#DIV/0!"}},{"$f":"$N$237*N294","v":{"$error":"#DIV/0!"}},{"$f":"$O$237*O294","v":{"$error":"#DIV/0!"}},{"$f":"$P$237*P294","v":{"$error":"#DIV/0!"}},{"$f":"$Q$237*Q294","v":{"$error":"#DIV/0!"}},{"$f":"$R$237*R294","v":{"$error":"#DIV/0!"}},{"$f":"$S$237*S294","v":{"$error":"#DIV/0!"}},{"$f":"$T$237*T294","v":{"$error":"#DIV/0!"}},{"$f":"$U$237*U294","v":{"$error":"#DIV/0!"}},{"$f":"$V$237*V294","v":{"$error":"#DIV/0!"}},{"$f":"$W$237*W294","v":{"$error":"#DIV/0!"}},{"$f":"$X$237*X294","v":{"$error":"#DIV/0!"}},{"$f":"$Y$237*Y294","v":{"$error":"#DIV/0!"}},{"$f":"$Z$237*Z294","v":{"$error":"#DIV/0!"}},{"$f":"$AA$237*AA294","v":{"$error":"#DIV/0!"}},{"$f":"$AB$237*AB294","v":{"$error":"#DIV/0!"}},{"$f":"$AC$237*AC294","v":{"$error":"#DIV/0!"}},{"$f":"$AD$237*AD294","v":{"$error":"#DIV/0!"}},{"$f":"$AE$237*AE294","v":{"$error":"#DIV/0!"}},{"$f":"$AF$237*AF294","v":{"$error":"#DIV/0!"}},{"$f":"$AG$237*AG294","v":{"$error":"#DIV/0!"}},{"$f":"$AH$237*AH294","v":{"$error":"#DIV/0!"}},{"$f":"$AI$237*AI294","v":{"$error":"#DIV/0!"}},{"$f":"$AJ$237*AJ294","v":{"$error":"#DIV/0!"}},{"$f":"$AK$237*AK294","v":{"$error":"#DIV/0!"}},{"$f":"$AL$237*AL294","v":{"$error":"#DIV/0!"}},{"$f":"$AM$237*AM294","v":{"$error":"#DIV/0!"}},{"$f":"$AN$237*AN294","v":{"$error":"#DIV/0!"}},{"$f":"$AO$237*AO294","v":{"$error":"#DIV/0!"}},{"$f":"$AP$237*AP294","v":{"$error":"#DIV/0!"}},{"$f":"$AQ$237*AQ294","v":{"$error":"#DIV/0!"}},{"$f":"$AR$237*AR294","v":{"$error":"#DIV/0!"}},{"$f":"$AS$237*AS294","v":{"$error":"#DIV/0!"}},{"$f":"SUM($D299:$AS299)","v":{"$error":"#DIV/0!"}},"Σ"]
[]
[null,"後1","冷房時エネルギー消費量比",{"$f":"D$238/D305","v":{"$error":"#DIV/0!"}},{"$f":"E$238/E305","v":{"$error":"#DIV/0!"}},{"$error":"#DIV/0!"},{"$error":"#DIV/0!"},{"$error":"#DIV/0!"},{"$error":"#DIV/0!"},{"$error":"#DIV/0!"},{"$error":"#DIV/0!"},{"$error":"#DIV/0!"},{"$error":"#DIV/0!"},{"$error":"#DIV/0!"},{"$error":"#DIV/0!"},{"$error":"#DIV/0!"},{"$error":"#DIV/0!"},{"$error":"#DIV/0!"},{"$error":"#DIV/0!"},{"$error":"#DIV/0!"},{"$error":"#DIV/0!"},{"$error":"#DIV/0!"},{"$error":"#DIV/0!"},{"$error":"#DIV/0!"},{"$error":"#DIV/0!"},{"$error":"#DIV/0!"},{"$error":"#DIV/0!"},{"$error":"#DIV/0!"},{"$error":"#DIV/0!"},{"$error":"#DIV/0!"},{"$error":"#DIV/0!"},{"$error":"#DIV/0!"},{"$error":"#DIV/0!"},{"$error":"#DIV/0!"},{"$error":"#DIV/0!"},{"$error":"#DIV/0!"},{"$error":"#DIV/0!"},{"$error":"#DIV/0!"},{"$error":"#DIV/0!"},{"$error":"#DIV/0!"},{"$error":"#DIV/0!"},{"$error":"#DIV/0!"},{"$error":"#DIV/0!"},{"$error":"#DIV/0!"},{"$error":"#DIV/0!"},"冷房時エネルギー消費量比","εc"]
[null,null,"冷房能力",{"$f":"($Q$43-1.054*$Q$43)/6*(D$224-35)+$Q$43","v":0},{"$f":"($Q$43-1.054*$Q$43)/6*(E$224-35)+$Q$43","v":0},0,0,0,0,0,0,0,0,0,0,0,0,0,0,0,0,0,0,0,0,0,0,0,0,0,0,0,0,0,0,0,0,0,0,0,0,0,0,0,0,"冷房能力","Φc"]
[null,null,"冷房エネルギー消費量",{"$f":"($Q$44-0.94*$Q$44)/6*(D$224-35)+$Q$44","v":0},{"$f":"($Q$44-0.94*$Q$44)/6*(E$224-35)+$Q$44","v":0},0,0,0,0,0,0,0,0,0,0,0,0,0,0,0,0,0,0,0,0,0,0,0,0,0,0,0,0,0,0,0,0,0,0,0,0,0,0,0,0,"冷房エネルギー消費量","Pc"]
[null,null,"冷房COP",{"$f":"D302/(D303+$Q$45*$I$46*$D$238)","v":{"$error":"#DIV/0!"}},{"$f":"E302/(E303+$Q$45*$I$46*$E$238)","v":{"$error":"#DIV/0!"}},{"$f":"F302/(F303+$Q$45*$I$46*$F$238)","v":{"$error":"#DIV/0!"}},{"$f":"G302/(G303+$Q$45*$I$46*$G$238)","v":{"$error":"#DIV/0!"}},{"$f":"H302/(H303+$Q$45*$I$46*$H$238)","v":{"$error":"#DIV/0!"}},{"$f":"I302/(I303+$Q$45*$I$46*$I$238)","v":{"$error":"#DIV/0!"}},{"$f":"J302/(J303+$Q$45*$I$46*$J$238)","v":{"$error":"#DIV/0!"}},{"$f":"K302/(K303+$Q$45*$I$46*$K$238)","v":{"$error":"#DIV/0!"}},{"$f":"L302/(L303+$Q$45*$I$46*$L$238)","v":{"$error":"#DIV/0!"}},{"$f":"M302/(M303+$Q$45*$I$46*$M$238)","v":{"$error":"#DIV/0!"}},{"$f":"N302/(N303+$Q$45*$I$46*$N$238)","v":{"$error":"#DIV/0!"}},{"$f":"O302/(O303+$Q$45*$I$46*$O$238)","v":{"$error":"#DIV/0!"}},{"$f":"P302/(P303+$Q$45*$I$46*$P$238)","v":{"$error":"#DIV/0!"}},{"$f":"Q302/(Q303+$Q$45*$I$46*$Q$238)","v":{"$error":"#DIV/0!"}},{"$f":"R302/(R303+$Q$45*$I$46*$R$238)","v":{"$error":"#DIV/0!"}},{"$f":"S302/(S303+$Q$45*$I$46*$S$238)","v":{"$error":"#DIV/0!"}},{"$f":"T302/(T303+$Q$45*$I$46*$T$238)","v":{"$error":"#DIV/0!"}},{"$f":"U302/(U303+$Q$45*$I$46*$U$238)","v":{"$error":"#DIV/0!"}},{"$f":"V302/(V303+$Q$45*$I$46*$V$238)","v":{"$error":"#DIV/0!"}},{"$f":"W302/(W303+$Q$45*$I$46*$W$238)","v":{"$error":"#DIV/0!"}},{"$f":"X302/(X303+$Q$45*$I$46*$X$238)","v":{"$error":"#DIV/0!"}},{"$f":"Y302/(Y303+$Q$45*$I$46*$Y$238)","v":{"$error":"#DIV/0!"}},{"$f":"Z302/(Z303+$Q$45*$I$46*$Z$238)","v":{"$error":"#DIV/0!"}},{"$f":"AA302/(AA303+$Q$45*$I$46*$AA$238)","v":{"$error":"#DIV/0!"}},{"$f":"AB302/(AB303+$Q$45*$I$46*$AB$238)","v":{"$error":"#DIV/0!"}},{"$f":"AC302/(AC303+$Q$45*$I$46*$AC$238)","v":{"$error":"#DIV/0!"}},{"$f":"AD302/(AD303+$Q$45*$I$46*$AD$238)","v":{"$error":"#DIV/0!"}},{"$f":"AE302/(AE303+$Q$45*$I$46*$AE$238)","v":{"$error":"#DIV/0!"}},{"$f":"AF302/(AF303+$Q$45*$I$46*$AF$238)","v":{"$error":"#DIV/0!"}},{"$f":"AG302/(AG303+$Q$45*$I$46*$AG$238)","v":{"$error":"#DIV/0!"}},{"$f":"AH302/(AH303+$Q$45*$I$46*$AH$238)","v":{"$error":"#DIV/0!"}},{"$f":"AI302/(AI303+$Q$45*$I$46*$AI$238)","v":{"$error":"#DIV/0!"}},{"$f":"AJ302/(AJ303+$Q$45*$I$46*$AJ$238)","v":{"$error":"#DIV/0!"}},{"$f":"AK302/(AK303+$Q$45*$I$46*$AK$238)","v":{"$error":"#DIV/0!"}},{"$f":"AL302/(AL303+$Q$45*$I$46*$AL$238)","v":{"$error":"#DIV/0!"}},{"$f":"AM302/(AM303+$Q$45*$I$46*$AM$238)","v":{"$error":"#DIV/0!"}},{"$f":"AN302/(AN303+$Q$45*$I$46*$AN$238)","v":{"$error":"#DIV/0!"}},{"$f":"AO302/(AO303+$Q$45*$I$46*$AO$238)","v":{"$error":"#DIV/0!"}},{"$f":"AP302/(AP303+$Q$45*$I$46*$AP$238)","v":{"$error":"#DIV/0!"}},{"$f":"AQ302/(AQ303+$Q$45*$I$46*$AQ$238)","v":{"$error":"#DIV/0!"}},{"$f":"AR302/(AR303+$Q$45*$I$46*$AR$238)","v":{"$error":"#DIV/0!"}},{"$f":"AS302/(AS303+$Q$45*$I$46*$AS$238)","v":{"$error":"#DIV/0!"}},"冷房COP","σc"]
[null,null,"冷房COP比",{"$f":"D304/$Q$46","v":{"$error":"#DIV/0!"}},{"$error":"#DIV/0!"},{"$error":"#DIV/0!"},{"$error":"#DIV/0!"},{"$error":"#DIV/0!"},{"$error":"#DIV/0!"},{"$error":"#DIV/0!"},{"$error":"#DIV/0!"},{"$error":"#DIV/0!"},{"$error":"#DIV/0!"},{"$error":"#DIV/0!"},{"$error":"#DIV/0!"},{"$error":"#DIV/0!"},{"$error":"#DIV/0!"},{"$error":"#DIV/0!"},{"$error":"#DIV/0!"},{"$error":"#DIV/0!"},{"$error":"#DIV/0!"},{"$error":"#DIV/0!"},{"$error":"#DIV/0!"},{"$error":"#DIV/0!"},{"$error":"#DIV/0!"},{"$error":"#DIV/0!"},{"$error":"#DIV/0!"},{"$error":"#DIV/0!"},{"$error":"#DIV/0!"},{"$error":"#DIV/0!"},{"$error":"#DIV/0!"},{"$error":"#DIV/0!"},{"$error":"#DIV/0!"},{"$error":"#DIV/0!"},{"$error":"#DIV/0!"},{"$error":"#DIV/0!"},{"$error":"#DIV/0!"},{"$error":"#DIV/0!"},{"$error":"#DIV/0!"},{"$error":"#DIV/0!"},{"$error":"#DIV/0!"},{"$error":"#DIV/0!"},{"$error":"#DIV/0!"},{"$error":"#DIV/0!"},{"$error":"#DIV/0!"},"冷房COP比","βc"]
[null,null,"Σ",{"$f":"$D$237*D301","v":{"$error":"#DIV/0!"}},{"$f":"$E$237*E301","v":{"$error":"#DIV/0!"}},{"$f":"$F$237*F301","v":{"$error":"#DIV/0!"}},{"$f":"$G$237*G301","v":{"$error":"#DIV/0!"}},{"$f":"$H$237*H301","v":{"$error":"#DIV/0!"}},{"$f":"$I$237*I301","v":{"$error":"#DIV/0!"}},{"$f":"$J$237*J301","v":{"$error":"#DIV/0!"}},{"$f":"$K$237*K301","v":{"$error":"#DIV/0!"}},{"$f":"$L$237*L301","v":{"$error":"#DIV/0!"}},{"$f":"$M$237*M301","v":{"$error":"#DIV/0!"}},{"$f":"$N$237*N301","v":{"$error":"#DIV/0!"}},{"$f":"$O$237*O301","v":{"$error":"#DIV/0!"}},{"$f":"$P$237*P301","v":{"$error":"#DIV/0!"}},{"$f":"$Q$237*Q301","v":{"$error":"#DIV/0!"}},{"$f":"$R$237*R301","v":{"$error":"#DIV/0!"}},{"$f":"$S$237*S301","v":{"$error":"#DIV/0!"}},{"$f":"$T$237*T301","v":{"$error":"#DIV/0!"}},{"$f":"$U$237*U301","v":{"$error":"#DIV/0!"}},{"$f":"$V$237*V301","v":{"$error":"#DIV/0!"}},{"$f":"$W$237*W301","v":{"$error":"#DIV/0!"}},{"$f":"$X$237*X301","v":{"$error":"#DIV/0!"}},{"$f":"$Y$237*Y301","v":{"$error":"#DIV/0!"}},{"$f":"$Z$237*Z301","v":{"$error":"#DIV/0!"}},{"$f":"$AA$237*AA301","v":{"$error":"#DIV/0!"}},{"$f":"$AB$237*AB301","v":{"$error":"#DIV/0!"}},{"$f":"$AC$237*AC301","v":{"$error":"#DIV/0!"}},{"$f":"$AD$237*AD301","v":{"$error":"#DIV/0!"}},{"$f":"$AE$237*AE301","v":{"$error":"#DIV/0!"}},{"$f":"$AF$237*AF301","v":{"$error":"#DIV/0!"}},{"$f":"$AG$237*AG301","v":{"$error":"#DIV/0!"}},{"$f":"$AH$237*AH301","v":{"$error":"#DIV/0!"}},{"$f":"$AI$237*AI301","v":{"$error":"#DIV/0!"}},{"$f":"$AJ$237*AJ301","v":{"$error":"#DIV/0!"}},{"$f":"$AK$237*AK301","v":{"$error":"#DIV/0!"}},{"$f":"$AL$237*AL301","v":{"$error":"#DIV/0!"}},{"$f":"$AM$237*AM301","v":{"$error":"#DIV/0!"}},{"$f":"$AN$237*AN301","v":{"$error":"#DIV/0!"}},{"$f":"$AO$237*AO301","v":{"$error":"#DIV/0!"}},{"$f":"$AP$237*AP301","v":{"$error":"#DIV/0!"}},{"$f":"$AQ$237*AQ301","v":{"$error":"#DIV/0!"}},{"$f":"$AR$237*AR301","v":{"$error":"#DIV/0!"}},{"$f":"$AS$237*AS301","v":{"$error":"#DIV/0!"}},{"$f":"SUM($D306:$AS306)","v":{"$error":"#DIV/0!"}},"Σ"]
[null,"後2","冷房時エネルギー消費量比",{"$f":"D$238/D311","v":{"$error":"#DIV/0!"}},{"$f":"E$238/E311","v":{"$error":"#DIV/0!"}},{"$error":"#DIV/0!"},{"$error":"#DIV/0!"},{"$error":"#DIV/0!"},{"$error":"#DIV/0!"},{"$error":"#DIV/0!"},{"$error":"#DIV/0!"},{"$error":"#DIV/0!"},{"$error":"#DIV/0!"},{"$error":"#DIV/0!"},{"$error":"#DIV/0!"},{"$error":"#DIV/0!"},{"$error":"#DIV/0!"},{"$error":"#DIV/0!"},{"$error":"#DIV/0!"},{"$error":"#DIV/0!"},{"$error":"#DIV/0!"},{"$error":"#DIV/0!"},{"$error":"#DIV/0!"},{"$error":"#DIV/0!"},{"$error":"#DIV/0!"},{"$error":"#DIV/0!"},{"$error":"#DIV/0!"},{"$error":"#DIV/0!"},{"$error":"#DIV/0!"},{"$error":"#DIV/0!"},{"$error":"#DIV/0!"},{"$error":"#DIV/0!"},{"$error":"#DIV/0!"},{"$error":"#DIV/0!"},{"$error":"#DIV/0!"},{"$error":"#DIV/0!"},{"$error":"#DIV/0!"},{"$error":"#DIV/0!"},{"$error":"#DIV/0!"},{"$error":"#DIV/0!"},{"$error":"#DIV/0!"},{"$error":"#DIV/0!"},{"$error":"#DIV/0!"},{"$error":"#DIV/0!"},{"$error":"#DIV/0!"},"冷房時エネルギー消費量比","εc"]
[null,null,"冷房能力",{"$f":"($R$43-1.054*$R$43)/6*(D$224-35)+$R$43","v":0},0,0,0,0,0,0,0,0,0,0,0,0,0,0,0,0,0,0,0,0,0,0,0,0,0,0,0,0,0,0,0,0,0,0,0,0,0,0,0,0,0,"冷房能力","Φc"]
[null,null,"冷房エネルギー消費量",{"$f":"($R$44-0.94*$R$44)/6*(D$224-35)+$R$44","v":0},0,0,0,0,0,0,0,0,0,0,0,0,0,0,0,0,0,0,0,0,0,0,0,0,0,0,0,0,0,0,0,0,0,0,0,0,0,0,0,0,0,"冷房エネルギー消費量","Pc"]
[null,null,"冷房COP",{"$f":"D308/(D309+$R$45*$I$46*$D$238)","v":{"$error":"#DIV/0!"}},{"$f":"E308/(E309+$R$45*$I$46*$E$238)","v":{"$error":"#DIV/0!"}},{"$f":"F308/(F309+$R$45*$I$46*$F$238)","v":{"$error":"#DIV/0!"}},{"$f":"G308/(G309+$R$45*$I$46*$G$238)","v":{"$error":"#DIV/0!"}},{"$f":"H308/(H309+$R$45*$I$46*$H$238)","v":{"$error":"#DIV/0!"}},{"$f":"I308/(I309+$R$45*$I$46*$I$238)","v":{"$error":"#DIV/0!"}},{"$f":"J308/(J309+$R$45*$I$46*$J$238)","v":{"$error":"#DIV/0!"}},{"$f":"K308/(K309+$R$45*$I$46*$K$238)","v":{"$error":"#DIV/0!"}},{"$f":"L308/(L309+$R$45*$I$46*$L$238)","v":{"$error":"#DIV/0!"}},{"$f":"M308/(M309+$R$45*$I$46*$M$238)","v":{"$error":"#DIV/0!"}},{"$f":"N308/(N309+$R$45*$I$46*$N$238)","v":{"$error":"#DIV/0!"}},{"$f":"O308/(O309+$R$45*$I$46*$O$238)","v":{"$error":"#DIV/0!"}},{"$f":"P308/(P309+$R$45*$I$46*$P$238)","v":{"$error":"#DIV/0!"}},{"$f":"Q308/(Q309+$R$45*$I$46*$Q$238)","v":{"$error":"#DIV/0!"}},{"$f":"R308/(R309+$R$45*$I$46*$R$238)","v":{"$error":"#DIV/0!"}},{"$f":"S308/(S309+$R$45*$I$46*$S$238)","v":{"$error":"#DIV/0!"}},{"$f":"T308/(T309+$R$45*$I$46*$T$238)","v":{"$error":"#DIV/0!"}},{"$f":"U308/(U309+$R$45*$I$46*$U$238)","v":{"$error":"#DIV/0!"}},{"$f":"V308/(V309+$R$45*$I$46*$V$238)","v":{"$error":"#DIV/0!"}},{"$f":"W308/(W309+$R$45*$I$46*$W$238)","v":{"$error":"#DIV/0!"}},{"$f":"X308/(X309+$R$45*$I$46*$X$238)","v":{"$error":"#DIV/0!"}},{"$f":"Y308/(Y309+$R$45*$I$46*$Y$238)","v":{"$error":"#DIV/0!"}},{"$f":"Z308/(Z309+$R$45*$I$46*$Z$238)","v":{"$error":"#DIV/0!"}},{"$f":"AA308/(AA309+$R$45*$I$46*$AA$238)","v":{"$error":"#DIV/0!"}},{"$f":"AB308/(AB309+$R$45*$I$46*$AB$238)","v":{"$error":"#DIV/0!"}},{"$f":"AC308/(AC309+$R$45*$I$46*$AC$238)","v":{"$error":"#DIV/0!"}},{"$f":"AD308/(AD309+$R$45*$I$46*$AD$238)","v":{"$error":"#DIV/0!"}},{"$f":"AE308/(AE309+$R$45*$I$46*$AE$238)","v":{"$error":"#DIV/0!"}},{"$f":"AF308/(AF309+$R$45*$I$46*$AF$238)","v":{"$error":"#DIV/0!"}},{"$f":"AG308/(AG309+$R$45*$I$46*$AG$238)","v":{"$error":"#DIV/0!"}},{"$f":"AH308/(AH309+$R$45*$I$46*$AH$238)","v":{"$error":"#DIV/0!"}},{"$f":"AI308/(AI309+$R$45*$I$46*$AI$238)","v":{"$error":"#DIV/0!"}},{"$f":"AJ308/(AJ309+$R$45*$I$46*$AJ$238)","v":{"$error":"#DIV/0!"}},{"$f":"AK308/(AK309+$R$45*$I$46*$AK$238)","v":{"$error":"#DIV/0!"}},{"$f":"AL308/(AL309+$R$45*$I$46*$AL$238)","v":{"$error":"#DIV/0!"}},{"$f":"AM308/(AM309+$R$45*$I$46*$AM$238)","v":{"$error":"#DIV/0!"}},{"$f":"AN308/(AN309+$R$45*$I$46*$AN$238)","v":{"$error":"#DIV/0!"}},{"$f":"AO308/(AO309+$R$45*$I$46*$AO$238)","v":{"$error":"#DIV/0!"}},{"$f":"AP308/(AP309+$R$45*$I$46*$AP$238)","v":{"$error":"#DIV/0!"}},{"$f":"AQ308/(AQ309+$R$45*$I$46*$AQ$238)","v":{"$error":"#DIV/0!"}},{"$f":"AR308/(AR309+$R$45*$I$46*$AR$238)","v":{"$error":"#DIV/0!"}},{"$f":"AS308/(AS309+$R$45*$I$46*$AS$238)","v":{"$error":"#DIV/0!"}},"冷房COP","σc"]
[null,null,"冷房COP比",{"$f":"D310/$R$46","v":{"$error":"#DIV/0!"}},{"$error":"#DIV/0!"},{"$error":"#DIV/0!"},{"$error":"#DIV/0!"},{"$error":"#DIV/0!"},{"$error":"#DIV/0!"},{"$error":"#DIV/0!"},{"$error":"#DIV/0!"},{"$error":"#DIV/0!"},{"$error":"#DIV/0!"},{"$error":"#DIV/0!"},{"$error":"#DIV/0!"},{"$error":"#DIV/0!"},{"$error":"#DIV/0!"},{"$error":"#DIV/0!"},{"$error":"#DIV/0!"},{"$error":"#DIV/0!"},{"$error":"#DIV/0!"},{"$error":"#DIV/0!"},{"$error":"#DIV/0!"},{"$error":"#DIV/0!"},{"$error":"#DIV/0!"},{"$error":"#DIV/0!"},{"$error":"#DIV/0!"},{"$error":"#DIV/0!"},{"$error":"#DIV/0!"},{"$error":"#DIV/0!"},{"$error":"#DIV/0!"},{"$error":"#DIV/0!"},{"$error":"#DIV/0!"},{"$error":"#DIV/0!"},{"$error":"#DIV/0!"},{"$error":"#DIV/0!"},{"$error":"#DIV/0!"},{"$error":"#DIV/0!"},{"$error":"#DIV/0!"},{"$error":"#DIV/0!"},{"$error":"#DIV/0!"},{"$error":"#DIV/0!"},{"$error":"#DIV/0!"},{"$error":"#DIV/0!"},{"$error":"#DIV/0!"},"冷房COP比","βc"]
[null,null,"Σ",{"$f":"$D$237*D307","v":{"$error":"#DIV/0!"}},{"$f":"$E$237*E307","v":{"$error":"#DIV/0!"}},{"$f":"$F$237*F307","v":{"$error":"#DIV/0!"}},{"$f":"$G$237*G307","v":{"$error":"#DIV/0!"}},{"$f":"$H$237*H307","v":{"$error":"#DIV/0!"}},{"$f":"$I$237*I307","v":{"$error":"#DIV/0!"}},{"$f":"$J$237*J307","v":{"$error":"#DIV/0!"}},{"$f":"$K$237*K307","v":{"$error":"#DIV/0!"}},{"$f":"$L$237*L307","v":{"$error":"#DIV/0!"}},{"$f":"$M$237*M307","v":{"$error":"#DIV/0!"}},{"$f":"$N$237*N307","v":{"$error":"#DIV/0!"}},{"$f":"$O$237*O307","v":{"$error":"#DIV/0!"}},{"$f":"$P$237*P307","v":{"$error":"#DIV/0!"}},{"$f":"$Q$237*Q307","v":{"$error":"#DIV/0!"}},{"$f":"$R$237*R307","v":{"$error":"#DIV/0!"}},{"$f":"$S$237*S307","v":{"$error":"#DIV/0!"}},{"$f":"$T$237*T307","v":{"$error":"#DIV/0!"}},{"$f":"$U$237*U307","v":{"$error":"#DIV/0!"}},{"$f":"$V$237*V307","v":{"$error":"#DIV/0!"}},{"$f":"$W$237*W307","v":{"$error":"#DIV/0!"}},{"$f":"$X$237*X307","v":{"$error":"#DIV/0!"}},{"$f":"$Y$237*Y307","v":{"$error":"#DIV/0!"}},{"$f":"$Z$237*Z307","v":{"$error":"#DIV/0!"}},{"$f":"$AA$237*AA307","v":{"$error":"#DIV/0!"}},{"$f":"$AB$237*AB307","v":{"$error":"#DIV/0!"}},{"$f":"$AC$237*AC307","v":{"$error":"#DIV/0!"}},{"$f":"$AD$237*AD307","v":{"$error":"#DIV/0!"}},{"$f":"$AE$237*AE307","v":{"$error":"#DIV/0!"}},{"$f":"$AF$237*AF307","v":{"$error":"#DIV/0!"}},{"$f":"$AG$237*AG307","v":{"$error":"#DIV/0!"}},{"$f":"$AH$237*AH307","v":{"$error":"#DIV/0!"}},{"$f":"$AI$237*AI307","v":{"$error":"#DIV/0!"}},{"$f":"$AJ$237*AJ307","v":{"$error":"#DIV/0!"}},{"$f":"$AK$237*AK307","v":{"$error":"#DIV/0!"}},{"$f":"$AL$237*AL307","v":{"$error":"#DIV/0!"}},{"$f":"$AM$237*AM307","v":{"$error":"#DIV/0!"}},{"$f":"$AN$237*AN307","v":{"$error":"#DIV/0!"}},{"$f":"$AO$237*AO307","v":{"$error":"#DIV/0!"}},{"$f":"$AP$237*AP307","v":{"$error":"#DIV/0!"}},{"$f":"$AQ$237*AQ307","v":{"$error":"#DIV/0!"}},{"$f":"$AR$237*AR307","v":{"$error":"#DIV/0!"}},{"$f":"$AS$237*AS307","v":{"$error":"#DIV/0!"}},{"$f":"SUM($D312:$AS312)","v":{"$error":"#DIV/0!"}},"Σ"]
[null,"後3","冷房時エネルギー消費量比",{"$f":"D$238/D317","v":{"$error":"#DIV/0!"}},{"$f":"E$238/E317","v":{"$error":"#DIV/0!"}},{"$error":"#DIV/0!"},{"$error":"#DIV/0!"},{"$error":"#DIV/0!"},{"$error":"#DIV/0!"},{"$error":"#DIV/0!"},{"$error":"#DIV/0!"},{"$error":"#DIV/0!"},{"$error":"#DIV/0!"},{"$error":"#DIV/0!"},{"$error":"#DIV/0!"},{"$error":"#DIV/0!"},{"$error":"#DIV/0!"},{"$error":"#DIV/0!"},{"$error":"#DIV/0!"},{"$error":"#DIV/0!"},{"$error":"#DIV/0!"},{"$error":"#DIV/0!"},{"$error":"#DIV/0!"},{"$error":"#DIV/0!"},{"$error":"#DIV/0!"},{"$error":"#DIV/0!"},{"$error":"#DIV/0!"},{"$error":"#DIV/0!"},{"$error":"#DIV/0!"},{"$error":"#DIV/0!"},{"$error":"#DIV/0!"},{"$error":"#DIV/0!"},{"$error":"#DIV/0!"},{"$error":"#DIV/0!"},{"$error":"#DIV/0!"},{"$error":"#DIV/0!"},{"$error":"#DIV/0!"},{"$error":"#DIV/0!"},{"$error":"#DIV/0!"},{"$error":"#DIV/0!"},{"$error":"#DIV/0!"},{"$error":"#DIV/0!"},{"$error":"#DIV/0!"},{"$error":"#DIV/0!"},{"$error":"#DIV/0!"},"冷房時エネルギー消費量比","εc"]
[null,null,"冷房能力",{"$f":"($S$43-1.054*$S$43)/6*(D$224-35)+$S$43","v":0},0,0,0,0,0,0,0,0,0,0,0,0,0,0,0,0,0,0,0,0,0,0,0,0,0,0,0,0,0,0,0,0,0,0,0,0,0,0,0,0,0,"冷房能力","Φc"]
[null,null,"冷房エネルギー消費量",{"$f":"($S$44-0.94*$S$44)/6*(D$224-35)+$S$44","v":0},0,0,0,0,0,0,0,0,0,0,0,0,0,0,0,0,0,0,0,0,0,0,0,0,0,0,0,0,0,0,0,0,0,0,0,0,0,0,0,0,0,"冷房エネルギー消費量","Pc"]
[null,null,"冷房COP",{"$f":"D314/(D315+$S$45*$I$46*$D$238)","v":{"$error":"#DIV/0!"}},{"$f":"E314/(E315+$S$45*$I$46*$E$238)","v":{"$error":"#DIV/0!"}},{"$f":"F314/(F315+$S$45*$I$46*$F$238)","v":{"$error":"#DIV/0!"}},{"$f":"G314/(G315+$S$45*$I$46*$G$238)","v":{"$error":"#DIV/0!"}},{"$f":"H314/(H315+$S$45*$I$46*$H$238)","v":{"$error":"#DIV/0!"}},{"$f":"I314/(I315+$S$45*$I$46*$I$238)","v":{"$error":"#DIV/0!"}},{"$f":"J314/(J315+$S$45*$I$46*$J$238)","v":{"$error":"#DIV/0!"}},{"$f":"K314/(K315+$S$45*$I$46*$K$238)","v":{"$error":"#DIV/0!"}},{"$f":"L314/(L315+$S$45*$I$46*$L$238)","v":{"$error":"#DIV/0!"}},{"$f":"M314/(M315+$S$45*$I$46*$M$238)","v":{"$error":"#DIV/0!"}},{"$f":"N314/(N315+$S$45*$I$46*$N$238)","v":{"$error":"#DIV/0!"}},{"$f":"O314/(O315+$S$45*$I$46*$O$238)","v":{"$error":"#DIV/0!"}},{"$f":"P314/(P315+$S$45*$I$46*$P$238)","v":{"$error":"#DIV/0!"}},{"$f":"Q314/(Q315+$S$45*$I$46*$Q$238)","v":{"$error":"#DIV/0!"}},{"$f":"R314/(R315+$S$45*$I$46*$R$238)","v":{"$error":"#DIV/0!"}},{"$f":"S314/(S315+$S$45*$I$46*$S$238)","v":{"$error":"#DIV/0!"}},{"$f":"T314/(T315+$S$45*$I$46*$T$238)","v":{"$error":"#DIV/0!"}},{"$f":"U314/(U315+$S$45*$I$46*$U$238)","v":{"$error":"#DIV/0!"}},{"$f":"V314/(V315+$S$45*$I$46*$V$238)","v":{"$error":"#DIV/0!"}},{"$f":"W314/(W315+$S$45*$I$46*$W$238)","v":{"$error":"#DIV/0!"}},{"$f":"X314/(X315+$S$45*$I$46*$X$238)","v":{"$error":"#DIV/0!"}},{"$f":"Y314/(Y315+$S$45*$I$46*$Y$238)","v":{"$error":"#DIV/0!"}},{"$f":"Z314/(Z315+$S$45*$I$46*$Z$238)","v":{"$error":"#DIV/0!"}},{"$f":"AA314/(AA315+$S$45*$I$46*$AA$238)","v":{"$error":"#DIV/0!"}},{"$f":"AB314/(AB315+$S$45*$I$46*$AB$238)","v":{"$error":"#DIV/0!"}},{"$f":"AC314/(AC315+$S$45*$I$46*$AC$238)","v":{"$error":"#DIV/0!"}},{"$f":"AD314/(AD315+$S$45*$I$46*$AD$238)","v":{"$error":"#DIV/0!"}},{"$f":"AE314/(AE315+$S$45*$I$46*$AE$238)","v":{"$error":"#DIV/0!"}},{"$f":"AF314/(AF315+$S$45*$I$46*$AF$238)","v":{"$error":"#DIV/0!"}},{"$f":"AG314/(AG315+$S$45*$I$46*$AG$238)","v":{"$error":"#DIV/0!"}},{"$f":"AH314/(AH315+$S$45*$I$46*$AH$238)","v":{"$error":"#DIV/0!"}},{"$f":"AI314/(AI315+$S$45*$I$46*$AI$238)","v":{"$error":"#DIV/0!"}},{"$f":"AJ314/(AJ315+$S$45*$I$46*$AJ$238)","v":{"$error":"#DIV/0!"}},{"$f":"AK314/(AK315+$S$45*$I$46*$AK$238)","v":{"$error":"#DIV/0!"}},{"$f":"AL314/(AL315+$S$45*$I$46*$AL$238)","v":{"$error":"#DIV/0!"}},{"$f":"AM314/(AM315+$S$45*$I$46*$AM$238)","v":{"$error":"#DIV/0!"}},{"$f":"AN314/(AN315+$S$45*$I$46*$AN$238)","v":{"$error":"#DIV/0!"}},{"$f":"AO314/(AO315+$S$45*$I$46*$AO$238)","v":{"$error":"#DIV/0!"}},{"$f":"AP314/(AP315+$S$45*$I$46*$AP$238)","v":{"$error":"#DIV/0!"}},{"$f":"AQ314/(AQ315+$S$45*$I$46*$AQ$238)","v":{"$error":"#DIV/0!"}},{"$f":"AR314/(AR315+$S$45*$I$46*$AR$238)","v":{"$error":"#DIV/0!"}},{"$f":"AS314/(AS315+$S$45*$I$46*$AS$238)","v":{"$error":"#DIV/0!"}},"冷房COP","σc"]
[null,null,"冷房COP比",{"$f":"D316/$S$46","v":{"$error":"#DIV/0!"}},{"$error":"#DIV/0!"},{"$error":"#DIV/0!"},{"$error":"#DIV/0!"},{"$error":"#DIV/0!"},{"$error":"#DIV/0!"},{"$error":"#DIV/0!"},{"$error":"#DIV/0!"},{"$error":"#DIV/0!"},{"$error":"#DIV/0!"},{"$error":"#DIV/0!"},{"$error":"#DIV/0!"},{"$error":"#DIV/0!"},{"$error":"#DIV/0!"},{"$error":"#DIV/0!"},{"$error":"#DIV/0!"},{"$error":"#DIV/0!"},{"$error":"#DIV/0!"},{"$error":"#DIV/0!"},{"$error":"#DIV/0!"},{"$error":"#DIV/0!"},{"$error":"#DIV/0!"},{"$error":"#DIV/0!"},{"$error":"#DIV/0!"},{"$error":"#DIV/0!"},{"$error":"#DIV/0!"},{"$error":"#DIV/0!"},{"$error":"#DIV/0!"},{"$error":"#DIV/0!"},{"$error":"#DIV/0!"},{"$error":"#DIV/0!"},{"$error":"#DIV/0!"},{"$error":"#DIV/0!"},{"$error":"#DIV/0!"},{"$error":"#DIV/0!"},{"$error":"#DIV/0!"},{"$error":"#DIV/0!"},{"$error":"#DIV/0!"},{"$error":"#DIV/0!"},{"$error":"#DIV/0!"},{"$error":"#DIV/0!"},{"$error":"#DIV/0!"},"冷房COP比","βc"]
[null,null,"Σ",{"$f":"$D$237*D313","v":{"$error":"#DIV/0!"}},{"$f":"$E$237*E313","v":{"$error":"#DIV/0!"}},{"$f":"$F$237*F313","v":{"$error":"#DIV/0!"}},{"$f":"$G$237*G313","v":{"$error":"#DIV/0!"}},{"$f":"$H$237*H313","v":{"$error":"#DIV/0!"}},{"$f":"$I$237*I313","v":{"$error":"#DIV/0!"}},{"$f":"$J$237*J313","v":{"$error":"#DIV/0!"}},{"$f":"$K$237*K313","v":{"$error":"#DIV/0!"}},{"$f":"$L$237*L313","v":{"$error":"#DIV/0!"}},{"$f":"$M$237*M313","v":{"$error":"#DIV/0!"}},{"$f":"$N$237*N313","v":{"$error":"#DIV/0!"}},{"$f":"$O$237*O313","v":{"$error":"#DIV/0!"}},{"$f":"$P$237*P313","v":{"$error":"#DIV/0!"}},{"$f":"$Q$237*Q313","v":{"$error":"#DIV/0!"}},{"$f":"$R$237*R313","v":{"$error":"#DIV/0!"}},{"$f":"$S$237*S313","v":{"$error":"#DIV/0!"}},{"$f":"$T$237*T313","v":{"$error":"#DIV/0!"}},{"$f":"$U$237*U313","v":{"$error":"#DIV/0!"}},{"$f":"$V$237*V313","v":{"$error":"#DIV/0!"}},{"$f":"$W$237*W313","v":{"$error":"#DIV/0!"}},{"$f":"$X$237*X313","v":{"$error":"#DIV/0!"}},{"$f":"$Y$237*Y313","v":{"$error":"#DIV/0!"}},{"$f":"$Z$237*Z313","v":{"$error":"#DIV/0!"}},{"$f":"$AA$237*AA313","v":{"$error":"#DIV/0!"}},{"$f":"$AB$237*AB313","v":{"$error":"#DIV/0!"}},{"$f":"$AC$237*AC313","v":{"$error":"#DIV/0!"}},{"$f":"$AD$237*AD313","v":{"$error":"#DIV/0!"}},{"$f":"$AE$237*AE313","v":{"$error":"#DIV/0!"}},{"$f":"$AF$237*AF313","v":{"$error":"#DIV/0!"}},{"$f":"$AG$237*AG313","v":{"$error":"#DIV/0!"}},{"$f":"$AH$237*AH313","v":{"$error":"#DIV/0!"}},{"$f":"$AI$237*AI313","v":{"$error":"#DIV/0!"}},{"$f":"$AJ$237*AJ313","v":{"$error":"#DIV/0!"}},{"$f":"$AK$237*AK313","v":{"$error":"#DIV/0!"}},{"$f":"$AL$237*AL313","v":{"$error":"#DIV/0!"}},{"$f":"$AM$237*AM313","v":{"$error":"#DIV/0!"}},{"$f":"$AN$237*AN313","v":{"$error":"#DIV/0!"}},{"$f":"$AO$237*AO313","v":{"$error":"#DIV/0!"}},{"$f":"$AP$237*AP313","v":{"$error":"#DIV/0!"}},{"$f":"$AQ$237*AQ313","v":{"$error":"#DIV/0!"}},{"$f":"$AR$237*AR313","v":{"$error":"#DIV/0!"}},{"$f":"$AS$237*AS313","v":{"$error":"#DIV/0!"}},{"$f":"SUM($D318:$AS318)","v":{"$error":"#DIV/0!"}},"Σ"]
[null,"後4","冷房時エネルギー消費量比",{"$f":"D$238/D323","v":{"$error":"#DIV/0!"}},{"$f":"E$238/E323","v":{"$error":"#DIV/0!"}},{"$error":"#DIV/0!"},{"$error":"#DIV/0!"},{"$error":"#DIV/0!"},{"$error":"#DIV/0!"},{"$error":"#DIV/0!"},{"$error":"#DIV/0!"},{"$error":"#DIV/0!"},{"$error":"#DIV/0!"},{"$error":"#DIV/0!"},{"$error":"#DIV/0!"},{"$error":"#DIV/0!"},{"$error":"#DIV/0!"},{"$error":"#DIV/0!"},{"$error":"#DIV/0!"},{"$error":"#DIV/0!"},{"$error":"#DIV/0!"},{"$error":"#DIV/0!"},{"$error":"#DIV/0!"},{"$error":"#DIV/0!"},{"$error":"#DIV/0!"},{"$error":"#DIV/0!"},{"$error":"#DIV/0!"},{"$error":"#DIV/0!"},{"$error":"#DIV/0!"},{"$error":"#DIV/0!"},{"$error":"#DIV/0!"},{"$error":"#DIV/0!"},{"$error":"#DIV/0!"},{"$error":"#DIV/0!"},{"$error":"#DIV/0!"},{"$error":"#DIV/0!"},{"$error":"#DIV/0!"},{"$error":"#DIV/0!"},{"$error":"#DIV/0!"},{"$error":"#DIV/0!"},{"$error":"#DIV/0!"},{"$error":"#DIV/0!"},{"$error":"#DIV/0!"},{"$error":"#DIV/0!"},{"$error":"#DIV/0!"},"冷房時エネルギー消費量比","εc"]
[null,null,"冷房能力",{"$f":"($T$43-1.054*$T$43)/6*(D$224-35)+$T$43","v":0},0,0,0,0,0,0,0,0,0,0,0,0,0,0,0,0,0,0,0,0,0,0,0,0,0,0,0,0,0,0,0,0,0,0,0,0,0,0,0,0,0,"冷房能力","Φc"]
[null,null,"冷房エネルギー消費量",{"$f":"($T$44-0.94*$T$44)/6*(D$224-35)+$T$44","v":0},0,0,0,0,0,0,0,0,0,0,0,0,0,0,0,0,0,0,0,0,0,0,0,0,0,0,0,0,0,0,0,0,0,0,0,0,0,0,0,0,0,"冷房エネルギー消費量","Pc"]
[null,null,"冷房COP",{"$f":"D320/(D321+$T$45*$I$46*$D$238)","v":{"$error":"#DIV/0!"}},{"$f":"E320/(E321+$T$45*$I$46*$E$238)","v":{"$error":"#DIV/0!"}},{"$f":"F320/(F321+$T$45*$I$46*$F$238)","v":{"$error":"#DIV/0!"}},{"$f":"G320/(G321+$T$45*$I$46*$G$238)","v":{"$error":"#DIV/0!"}},{"$f":"H320/(H321+$T$45*$I$46*$H$238)","v":{"$error":"#DIV/0!"}},{"$f":"I320/(I321+$T$45*$I$46*$I$238)","v":{"$error":"#DIV/0!"}},{"$f":"J320/(J321+$T$45*$I$46*$J$238)","v":{"$error":"#DIV/0!"}},{"$f":"K320/(K321+$T$45*$I$46*$K$238)","v":{"$error":"#DIV/0!"}},{"$f":"L320/(L321+$T$45*$I$46*$L$238)","v":{"$error":"#DIV/0!"}},{"$f":"M320/(M321+$T$45*$I$46*$M$238)","v":{"$error":"#DIV/0!"}},{"$f":"N320/(N321+$T$45*$I$46*$N$238)","v":{"$error":"#DIV/0!"}},{"$f":"O320/(O321+$T$45*$I$46*$O$238)","v":{"$error":"#DIV/0!"}},{"$f":"P320/(P321+$T$45*$I$46*$P$238)","v":{"$error":"#DIV/0!"}},{"$f":"Q320/(Q321+$T$45*$I$46*$Q$238)","v":{"$error":"#DIV/0!"}},{"$f":"R320/(R321+$T$45*$I$46*$R$238)","v":{"$error":"#DIV/0!"}},{"$f":"S320/(S321+$T$45*$I$46*$S$238)","v":{"$error":"#DIV/0!"}},{"$f":"T320/(T321+$T$45*$I$46*$T$238)","v":{"$error":"#DIV/0!"}},{"$f":"U320/(U321+$T$45*$I$46*$U$238)","v":{"$error":"#DIV/0!"}},{"$f":"V320/(V321+$T$45*$I$46*$V$238)","v":{"$error":"#DIV/0!"}},{"$f":"W320/(W321+$T$45*$I$46*$W$238)","v":{"$error":"#DIV/0!"}},{"$f":"X320/(X321+$T$45*$I$46*$X$238)","v":{"$error":"#DIV/0!"}},{"$f":"Y320/(Y321+$T$45*$I$46*$Y$238)","v":{"$error":"#DIV/0!"}},{"$f":"Z320/(Z321+$T$45*$I$46*$Z$238)","v":{"$error":"#DIV/0!"}},{"$f":"AA320/(AA321+$T$45*$I$46*$AA$238)","v":{"$error":"#DIV/0!"}},{"$f":"AB320/(AB321+$T$45*$I$46*$AB$238)","v":{"$error":"#DIV/0!"}},{"$f":"AC320/(AC321+$T$45*$I$46*$AC$238)","v":{"$error":"#DIV/0!"}},{"$f":"AD320/(AD321+$T$45*$I$46*$AD$238)","v":{"$error":"#DIV/0!"}},{"$f":"AE320/(AE321+$T$45*$I$46*$AE$238)","v":{"$error":"#DIV/0!"}},{"$f":"AF320/(AF321+$T$45*$I$46*$AF$238)","v":{"$error":"#DIV/0!"}},{"$f":"AG320/(AG321+$T$45*$I$46*$AG$238)","v":{"$error":"#DIV/0!"}},{"$f":"AH320/(AH321+$T$45*$I$46*$AH$238)","v":{"$error":"#DIV/0!"}},{"$f":"AI320/(AI321+$T$45*$I$46*$AI$238)","v":{"$error":"#DIV/0!"}},{"$f":"AJ320/(AJ321+$T$45*$I$46*$AJ$238)","v":{"$error":"#DIV/0!"}},{"$f":"AK320/(AK321+$T$45*$I$46*$AK$238)","v":{"$error":"#DIV/0!"}},{"$f":"AL320/(AL321+$T$45*$I$46*$AL$238)","v":{"$error":"#DIV/0!"}},{"$f":"AM320/(AM321+$T$45*$I$46*$AM$238)","v":{"$error":"#DIV/0!"}},{"$f":"AN320/(AN321+$T$45*$I$46*$AN$238)","v":{"$error":"#DIV/0!"}},{"$f":"AO320/(AO321+$T$45*$I$46*$AO$238)","v":{"$error":"#DIV/0!"}},{"$f":"AP320/(AP321+$T$45*$I$46*$AP$238)","v":{"$error":"#DIV/0!"}},{"$f":"AQ320/(AQ321+$T$45*$I$46*$AQ$238)","v":{"$error":"#DIV/0!"}},{"$f":"AR320/(AR321+$T$45*$I$46*$AR$238)","v":{"$error":"#DIV/0!"}},{"$f":"AS320/(AS321+$T$45*$I$46*$AS$238)","v":{"$error":"#DIV/0!"}},"冷房COP","σc"]
[null,null,"冷房COP比",{"$f":"D322/$T$46","v":{"$error":"#DIV/0!"}},{"$error":"#DIV/0!"},{"$error":"#DIV/0!"},{"$error":"#DIV/0!"},{"$error":"#DIV/0!"},{"$error":"#DIV/0!"},{"$error":"#DIV/0!"},{"$error":"#DIV/0!"},{"$error":"#DIV/0!"},{"$error":"#DIV/0!"},{"$error":"#DIV/0!"},{"$error":"#DIV/0!"},{"$error":"#DIV/0!"},{"$error":"#DIV/0!"},{"$error":"#DIV/0!"},{"$error":"#DIV/0!"},{"$error":"#DIV/0!"},{"$error":"#DIV/0!"},{"$error":"#DIV/0!"},{"$error":"#DIV/0!"},{"$error":"#DIV/0!"},{"$error":"#DIV/0!"},{"$error":"#DIV/0!"},{"$error":"#DIV/0!"},{"$error":"#DIV/0!"},{"$error":"#DIV/0!"},{"$error":"#DIV/0!"},{"$error":"#DIV/0!"},{"$error":"#DIV/0!"},{"$error":"#DIV/0!"},{"$error":"#DIV/0!"},{"$error":"#DIV/0!"},{"$error":"#DIV/0!"},{"$error":"#DIV/0!"},{"$error":"#DIV/0!"},{"$error":"#DIV/0!"},{"$error":"#DIV/0!"},{"$error":"#DIV/0!"},{"$error":"#DIV/0!"},{"$error":"#DIV/0!"},{"$error":"#DIV/0!"},{"$error":"#DIV/0!"},"冷房COP比","βc"]
[null,null,"Σ",{"$f":"$D$237*D319","v":{"$error":"#DIV/0!"}},{"$f":"$E$237*E319","v":{"$error":"#DIV/0!"}},{"$f":"$F$237*F319","v":{"$error":"#DIV/0!"}},{"$f":"$G$237*G319","v":{"$error":"#DIV/0!"}},{"$f":"$H$237*H319","v":{"$error":"#DIV/0!"}},{"$f":"$I$237*I319","v":{"$error":"#DIV/0!"}},{"$f":"$J$237*J319","v":{"$error":"#DIV/0!"}},{"$f":"$K$237*K319","v":{"$error":"#DIV/0!"}},{"$f":"$L$237*L319","v":{"$error":"#DIV/0!"}},{"$f":"$M$237*M319","v":{"$error":"#DIV/0!"}},{"$f":"$N$237*N319","v":{"$error":"#DIV/0!"}},{"$f":"$O$237*O319","v":{"$error":"#DIV/0!"}},{"$f":"$P$237*P319","v":{"$error":"#DIV/0!"}},{"$f":"$Q$237*Q319","v":{"$error":"#DIV/0!"}},{"$f":"$R$237*R319","v":{"$error":"#DIV/0!"}},{"$f":"$S$237*S319","v":{"$error":"#DIV/0!"}},{"$f":"$T$237*T319","v":{"$error":"#DIV/0!"}},{"$f":"$U$237*U319","v":{"$error":"#DIV/0!"}},{"$f":"$V$237*V319","v":{"$error":"#DIV/0!"}},{"$f":"$W$237*W319","v":{"$error":"#DIV/0!"}},{"$f":"$X$237*X319","v":{"$error":"#DIV/0!"}},{"$f":"$Y$237*Y319","v":{"$error":"#DIV/0!"}},{"$f":"$Z$237*Z319","v":{"$error":"#DIV/0!"}},{"$f":"$AA$237*AA319","v":{"$error":"#DIV/0!"}},{"$f":"$AB$237*AB319","v":{"$error":"#DIV/0!"}},{"$f":"$AC$237*AC319","v":{"$error":"#DIV/0!"}},{"$f":"$AD$237*AD319","v":{"$error":"#DIV/0!"}},{"$f":"$AE$237*AE319","v":{"$error":"#DIV/0!"}},{"$f":"$AF$237*AF319","v":{"$error":"#DIV/0!"}},{"$f":"$AG$237*AG319","v":{"$error":"#DIV/0!"}},{"$f":"$AH$237*AH319","v":{"$error":"#DIV/0!"}},{"$f":"$AI$237*AI319","v":{"$error":"#DIV/0!"}},{"$f":"$AJ$237*AJ319","v":{"$error":"#DIV/0!"}},{"$f":"$AK$237*AK319","v":{"$error":"#DIV/0!"}},{"$f":"$AL$237*AL319","v":{"$error":"#DIV/0!"}},{"$f":"$AM$237*AM319","v":{"$error":"#DIV/0!"}},{"$f":"$AN$237*AN319","v":{"$error":"#DIV/0!"}},{"$f":"$AO$237*AO319","v":{"$error":"#DIV/0!"}},{"$f":"$AP$237*AP319","v":{"$error":"#DIV/0!"}},{"$f":"$AQ$237*AQ319","v":{"$error":"#DIV/0!"}},{"$f":"$AR$237*AR319","v":{"$error":"#DIV/0!"}},{"$f":"$AS$237*AS319","v":{"$error":"#DIV/0!"}},{"$f":"SUM($D324:$AS324)","v":{"$error":"#DIV/0!"}},"Σ"]
[null,"後5","冷房時エネルギー消費量比",{"$f":"D$238/D329","v":{"$error":"#DIV/0!"}},{"$f":"E$238/E329","v":{"$error":"#DIV/0!"}},{"$error":"#DIV/0!"},{"$error":"#DIV/0!"},{"$error":"#DIV/0!"},{"$error":"#DIV/0!"},{"$error":"#DIV/0!"},{"$error":"#DIV/0!"},{"$error":"#DIV/0!"},{"$error":"#DIV/0!"},{"$error":"#DIV/0!"},{"$error":"#DIV/0!"},{"$error":"#DIV/0!"},{"$error":"#DIV/0!"},{"$error":"#DIV/0!"},{"$error":"#DIV/0!"},{"$error":"#DIV/0!"},{"$error":"#DIV/0!"},{"$error":"#DIV/0!"},{"$error":"#DIV/0!"},{"$error":"#DIV/0!"},{"$error":"#DIV/0!"},{"$error":"#DIV/0!"},{"$error":"#DIV/0!"},{"$error":"#DIV/0!"},{"$error":"#DIV/0!"},{"$error":"#DIV/0!"},{"$error":"#DIV/0!"},{"$error":"#DIV/0!"},{"$error":"#DIV/0!"},{"$error":"#DIV/0!"},{"$error":"#DIV/0!"},{"$error":"#DIV/0!"},{"$error":"#DIV/0!"},{"$error":"#DIV/0!"},{"$error":"#DIV/0!"},{"$error":"#DIV/0!"},{"$error":"#DIV/0!"},{"$error":"#DIV/0!"},{"$error":"#DIV/0!"},{"$error":"#DIV/0!"},{"$error":"#DIV/0!"},"冷房時エネルギー消費量比","εc"]
[null,null,"冷房能力",{"$f":"($U$43-1.054*$U$43)/6*(D$224-35)+$U$43","v":0},0,0,0,0,0,0,0,0,0,0,0,0,0,0,0,0,0,0,0,0,0,0,0,0,0,0,0,0,0,0,0,0,0,0,0,0,0,0,0,0,0,"冷房能力","Φc"]
[null,null,"冷房エネルギー消費量",{"$f":"($U$44-0.94*$U$44)/6*(D$224-35)+$U$44","v":0},0,0,0,0,0,0,0,0,0,0,0,0,0,0,0,0,0,0,0,0,0,0,0,0,0,0,0,0,0,0,0,0,0,0,0,0,0,0,0,0,0,"冷房エネルギー消費量","Pc"]
[null,null,"冷房COP",{"$f":"D326/(D327+$U$45*$I$46*$D$238)","v":{"$error":"#DIV/0!"}},{"$f":"E326/(E327+$U$45*$I$46*$E$238)","v":{"$error":"#DIV/0!"}},{"$f":"F326/(F327+$U$45*$I$46*$F$238)","v":{"$error":"#DIV/0!"}},{"$f":"G326/(G327+$U$45*$I$46*$G$238)","v":{"$error":"#DIV/0!"}},{"$f":"H326/(H327+$U$45*$I$46*$H$238)","v":{"$error":"#DIV/0!"}},{"$f":"I326/(I327+$U$45*$I$46*$I$238)","v":{"$error":"#DIV/0!"}},{"$f":"J326/(J327+$U$45*$I$46*$J$238)","v":{"$error":"#DIV/0!"}},{"$f":"K326/(K327+$U$45*$I$46*$K$238)","v":{"$error":"#DIV/0!"}},{"$f":"L326/(L327+$U$45*$I$46*$L$238)","v":{"$error":"#DIV/0!"}},{"$f":"M326/(M327+$U$45*$I$46*$M$238)","v":{"$error":"#DIV/0!"}},{"$f":"N326/(N327+$U$45*$I$46*$N$238)","v":{"$error":"#DIV/0!"}},{"$f":"O326/(O327+$U$45*$I$46*$O$238)","v":{"$error":"#DIV/0!"}},{"$f":"P326/(P327+$U$45*$I$46*$P$238)","v":{"$error":"#DIV/0!"}},{"$f":"Q326/(Q327+$U$45*$I$46*$Q$238)","v":{"$error":"#DIV/0!"}},{"$f":"R326/(R327+$U$45*$I$46*$R$238)","v":{"$error":"#DIV/0!"}},{"$f":"S326/(S327+$U$45*$I$46*$S$238)","v":{"$error":"#DIV/0!"}},{"$f":"T326/(T327+$U$45*$I$46*$T$238)","v":{"$error":"#DIV/0!"}},{"$f":"U326/(U327+$U$45*$I$46*$U$238)","v":{"$error":"#DIV/0!"}},{"$f":"V326/(V327+$U$45*$I$46*$V$238)","v":{"$error":"#DIV/0!"}},{"$f":"W326/(W327+$U$45*$I$46*$W$238)","v":{"$error":"#DIV/0!"}},{"$f":"X326/(X327+$U$45*$I$46*$X$238)","v":{"$error":"#DIV/0!"}},{"$f":"Y326/(Y327+$U$45*$I$46*$Y$238)","v":{"$error":"#DIV/0!"}},{"$f":"Z326/(Z327+$U$45*$I$46*$Z$238)","v":{"$error":"#DIV/0!"}},{"$f":"AA326/(AA327+$U$45*$I$46*$AA$238)","v":{"$error":"#DIV/0!"}},{"$f":"AB326/(AB327+$U$45*$I$46*$AB$238)","v":{"$error":"#DIV/0!"}},{"$f":"AC326/(AC327+$U$45*$I$46*$AC$238)","v":{"$error":"#DIV/0!"}},{"$f":"AD326/(AD327+$U$45*$I$46*$AD$238)","v":{"$error":"#DIV/0!"}},{"$f":"AE326/(AE327+$U$45*$I$46*$AE$238)","v":{"$error":"#DIV/0!"}},{"$f":"AF326/(AF327+$U$45*$I$46*$AF$238)","v":{"$error":"#DIV/0!"}},{"$f":"AG326/(AG327+$U$45*$I$46*$AG$238)","v":{"$error":"#DIV/0!"}},{"$f":"AH326/(AH327+$U$45*$I$46*$AH$238)","v":{"$error":"#DIV/0!"}},{"$f":"AI326/(AI327+$U$45*$I$46*$AI$238)","v":{"$error":"#DIV/0!"}},{"$f":"AJ326/(AJ327+$U$45*$I$46*$AJ$238)","v":{"$error":"#DIV/0!"}},{"$f":"AK326/(AK327+$U$45*$I$46*$AK$238)","v":{"$error":"#DIV/0!"}},{"$f":"AL326/(AL327+$U$45*$I$46*$AL$238)","v":{"$error":"#DIV/0!"}},{"$f":"AM326/(AM327+$U$45*$I$46*$AM$238)","v":{"$error":"#DIV/0!"}},{"$f":"AN326/(AN327+$U$45*$I$46*$AN$238)","v":{"$error":"#DIV/0!"}},{"$f":"AO326/(AO327+$U$45*$I$46*$AO$238)","v":{"$error":"#DIV/0!"}},{"$f":"AP326/(AP327+$U$45*$I$46*$AP$238)","v":{"$error":"#DIV/0!"}},{"$f":"AQ326/(AQ327+$U$45*$I$46*$AQ$238)","v":{"$error":"#DIV/0!"}},{"$f":"AR326/(AR327+$U$45*$I$46*$AR$238)","v":{"$error":"#DIV/0!"}},{"$f":"AS326/(AS327+$U$45*$I$46*$AS$238)","v":{"$error":"#DIV/0!"}},"冷房COP","σc"]
[null,null,"冷房COP比",{"$f":"D328/$U$46","v":{"$error":"#DIV/0!"}},{"$error":"#DIV/0!"},{"$error":"#DIV/0!"},{"$error":"#DIV/0!"},{"$error":"#DIV/0!"},{"$error":"#DIV/0!"},{"$error":"#DIV/0!"},{"$error":"#DIV/0!"},{"$error":"#DIV/0!"},{"$error":"#DIV/0!"},{"$error":"#DIV/0!"},{"$error":"#DIV/0!"},{"$error":"#DIV/0!"},{"$error":"#DIV/0!"},{"$error":"#DIV/0!"},{"$error":"#DIV/0!"},{"$error":"#DIV/0!"},{"$error":"#DIV/0!"},{"$error":"#DIV/0!"},{"$error":"#DIV/0!"},{"$error":"#DIV/0!"},{"$error":"#DIV/0!"},{"$error":"#DIV/0!"},{"$error":"#DIV/0!"},{"$error":"#DIV/0!"},{"$error":"#DIV/0!"},{"$error":"#DIV/0!"},{"$error":"#DIV/0!"},{"$error":"#DIV/0!"},{"$error":"#DIV/0!"},{"$error":"#DIV/0!"},{"$error":"#DIV/0!"},{"$error":"#DIV/0!"},{"$error":"#DIV/0!"},{"$error":"#DIV/0!"},{"$error":"#DIV/0!"},{"$error":"#DIV/0!"},{"$error":"#DIV/0!"},{"$error":"#DIV/0!"},{"$error":"#DIV/0!"},{"$error":"#DIV/0!"},{"$error":"#DIV/0!"},"冷房COP比","βc"]
[null,null,"Σ",{"$f":"$D$237*D325","v":{"$error":"#DIV/0!"}},{"$f":"$E$237*E325","v":{"$error":"#DIV/0!"}},{"$f":"$F$237*F325","v":{"$error":"#DIV/0!"}},{"$f":"$G$237*G325","v":{"$error":"#DIV/0!"}},{"$f":"$H$237*H325","v":{"$error":"#DIV/0!"}},{"$f":"$I$237*I325","v":{"$error":"#DIV/0!"}},{"$f":"$J$237*J325","v":{"$error":"#DIV/0!"}},{"$f":"$K$237*K325","v":{"$error":"#DIV/0!"}},{"$f":"$L$237*L325","v":{"$error":"#DIV/0!"}},{"$f":"$M$237*M325","v":{"$error":"#DIV/0!"}},{"$f":"$N$237*N325","v":{"$error":"#DIV/0!"}},{"$f":"$O$237*O325","v":{"$error":"#DIV/0!"}},{"$f":"$P$237*P325","v":{"$error":"#DIV/0!"}},{"$f":"$Q$237*Q325","v":{"$error":"#DIV/0!"}},{"$f":"$R$237*R325","v":{"$error":"#DIV/0!"}},{"$f":"$S$237*S325","v":{"$error":"#DIV/0!"}},{"$f":"$T$237*T325","v":{"$error":"#DIV/0!"}},{"$f":"$U$237*U325","v":{"$error":"#DIV/0!"}},{"$f":"$V$237*V325","v":{"$error":"#DIV/0!"}},{"$f":"$W$237*W325","v":{"$error":"#DIV/0!"}},{"$f":"$X$237*X325","v":{"$error":"#DIV/0!"}},{"$f":"$Y$237*Y325","v":{"$error":"#DIV/0!"}},{"$f":"$Z$237*Z325","v":{"$error":"#DIV/0!"}},{"$f":"$AA$237*AA325","v":{"$error":"#DIV/0!"}},{"$f":"$AB$237*AB325","v":{"$error":"#DIV/0!"}},{"$f":"$AC$237*AC325","v":{"$error":"#DIV/0!"}},{"$f":"$AD$237*AD325","v":{"$error":"#DIV/0!"}},{"$f":"$AE$237*AE325","v":{"$error":"#DIV/0!"}},{"$f":"$AF$237*AF325","v":{"$error":"#DIV/0!"}},{"$f":"$AG$237*AG325","v":{"$error":"#DIV/0!"}},{"$f":"$AH$237*AH325","v":{"$error":"#DIV/0!"}},{"$f":"$AI$237*AI325","v":{"$error":"#DIV/0!"}},{"$f":"$AJ$237*AJ325","v":{"$error":"#DIV/0!"}},{"$f":"$AK$237*AK325","v":{"$error":"#DIV/0!"}},{"$f":"$AL$237*AL325","v":{"$error":"#DIV/0!"}},{"$f":"$AM$237*AM325","v":{"$error":"#DIV/0!"}},{"$f":"$AN$237*AN325","v":{"$error":"#DIV/0!"}},{"$f":"$AO$237*AO325","v":{"$error":"#DIV/0!"}},{"$f":"$AP$237*AP325","v":{"$error":"#DIV/0!"}},{"$f":"$AQ$237*AQ325","v":{"$error":"#DIV/0!"}},{"$f":"$AR$237*AR325","v":{"$error":"#DIV/0!"}},{"$f":"$AS$237*AS325","v":{"$error":"#DIV/0!"}},{"$f":"SUM($D330:$AS330)","v":{"$error":"#DIV/0!"}},"Σ"]
[null,"後6","冷房時エネルギー消費量比",{"$f":"D$238/D335","v":{"$error":"#DIV/0!"}},{"$f":"E$238/E335","v":{"$error":"#DIV/0!"}},{"$error":"#DIV/0!"},{"$error":"#DIV/0!"},{"$error":"#DIV/0!"},{"$error":"#DIV/0!"},{"$error":"#DIV/0!"},{"$error":"#DIV/0!"},{"$error":"#DIV/0!"},{"$error":"#DIV/0!"},{"$error":"#DIV/0!"},{"$error":"#DIV/0!"},{"$error":"#DIV/0!"},{"$error":"#DIV/0!"},{"$error":"#DIV/0!"},{"$error":"#DIV/0!"},{"$error":"#DIV/0!"},{"$error":"#DIV/0!"},{"$error":"#DIV/0!"},{"$error":"#DIV/0!"},{"$error":"#DIV/0!"},{"$error":"#DIV/0!"},{"$error":"#DIV/0!"},{"$error":"#DIV/0!"},{"$error":"#DIV/0!"},{"$error":"#DIV/0!"},{"$error":"#DIV/0!"},{"$error":"#DIV/0!"},{"$error":"#DIV/0!"},{"$error":"#DIV/0!"},{"$error":"#DIV/0!"},{"$error":"#DIV/0!"},{"$error":"#DIV/0!"},{"$error":"#DIV/0!"},{"$error":"#DIV/0!"},{"$error":"#DIV/0!"},{"$error":"#DIV/0!"},{"$error":"#DIV/0!"},{"$error":"#DIV/0!"},{"$error":"#DIV/0!"},{"$error":"#DIV/0!"},{"$error":"#DIV/0!"},"冷房時エネルギー消費量比","εc"]
[null,null,"冷房能力",{"$f":"($V$43-1.054*$V$43)/6*(D$224-35)+$V$43","v":0},0,0,0,0,0,0,0,0,0,0,0,0,0,0,0,0,0,0,0,0,0,0,0,0,0,0,0,0,0,0,0,0,0,0,0,0,0,0,0,0,0,"冷房能力","Φc"]
[null,null,"冷房エネルギー消費量",{"$f":"($V$44-0.94*$V$44)/6*(D$224-35)+$V$44","v":0},0,0,0,0,0,0,0,0,0,0,0,0,0,0,0,0,0,0,0,0,0,0,0,0,0,0,0,0,0,0,0,0,0,0,0,0,0,0,0,0,0,"冷房エネルギー消費量","Pc"]
[null,null,"冷房COP",{"$f":"D332/(D333+$V$45*$I$46*$D$238)","v":{"$error":"#DIV/0!"}},{"$f":"E332/(E333+$V$45*$I$46*$E$238)","v":{"$error":"#DIV/0!"}},{"$f":"F332/(F333+$V$45*$I$46*$F$238)","v":{"$error":"#DIV/0!"}},{"$f":"G332/(G333+$V$45*$I$46*$G$238)","v":{"$error":"#DIV/0!"}},{"$f":"H332/(H333+$V$45*$I$46*$H$238)","v":{"$error":"#DIV/0!"}},{"$f":"I332/(I333+$V$45*$I$46*$I$238)","v":{"$error":"#DIV/0!"}},{"$f":"J332/(J333+$V$45*$I$46*$J$238)","v":{"$error":"#DIV/0!"}},{"$f":"K332/(K333+$V$45*$I$46*$K$238)","v":{"$error":"#DIV/0!"}},{"$f":"L332/(L333+$V$45*$I$46*$L$238)","v":{"$error":"#DIV/0!"}},{"$f":"M332/(M333+$V$45*$I$46*$M$238)","v":{"$error":"#DIV/0!"}},{"$f":"N332/(N333+$V$45*$I$46*$N$238)","v":{"$error":"#DIV/0!"}},{"$f":"O332/(O333+$V$45*$I$46*$O$238)","v":{"$error":"#DIV/0!"}},{"$f":"P332/(P333+$V$45*$I$46*$P$238)","v":{"$error":"#DIV/0!"}},{"$f":"Q332/(Q333+$V$45*$I$46*$Q$238)","v":{"$error":"#DIV/0!"}},{"$f":"R332/(R333+$V$45*$I$46*$R$238)","v":{"$error":"#DIV/0!"}},{"$f":"S332/(S333+$V$45*$I$46*$S$238)","v":{"$error":"#DIV/0!"}},{"$f":"T332/(T333+$V$45*$I$46*$T$238)","v":{"$error":"#DIV/0!"}},{"$f":"U332/(U333+$V$45*$I$46*$U$238)","v":{"$error":"#DIV/0!"}},{"$f":"V332/(V333+$V$45*$I$46*$V$238)","v":{"$error":"#DIV/0!"}},{"$f":"W332/(W333+$V$45*$I$46*$W$238)","v":{"$error":"#DIV/0!"}},{"$f":"X332/(X333+$V$45*$I$46*$X$238)","v":{"$error":"#DIV/0!"}},{"$f":"Y332/(Y333+$V$45*$I$46*$Y$238)","v":{"$error":"#DIV/0!"}},{"$f":"Z332/(Z333+$V$45*$I$46*$Z$238)","v":{"$error":"#DIV/0!"}},{"$f":"AA332/(AA333+$V$45*$I$46*$AA$238)","v":{"$error":"#DIV/0!"}},{"$f":"AB332/(AB333+$V$45*$I$46*$AB$238)","v":{"$error":"#DIV/0!"}},{"$f":"AC332/(AC333+$V$45*$I$46*$AC$238)","v":{"$error":"#DIV/0!"}},{"$f":"AD332/(AD333+$V$45*$I$46*$AD$238)","v":{"$error":"#DIV/0!"}},{"$f":"AE332/(AE333+$V$45*$I$46*$AE$238)","v":{"$error":"#DIV/0!"}},{"$f":"AF332/(AF333+$V$45*$I$46*$AF$238)","v":{"$error":"#DIV/0!"}},{"$f":"AG332/(AG333+$V$45*$I$46*$AG$238)","v":{"$error":"#DIV/0!"}},{"$f":"AH332/(AH333+$V$45*$I$46*$AH$238)","v":{"$error":"#DIV/0!"}},{"$f":"AI332/(AI333+$V$45*$I$46*$AI$238)","v":{"$error":"#DIV/0!"}},{"$f":"AJ332/(AJ333+$V$45*$I$46*$AJ$238)","v":{"$error":"#DIV/0!"}},{"$f":"AK332/(AK333+$V$45*$I$46*$AK$238)","v":{"$error":"#DIV/0!"}},{"$f":"AL332/(AL333+$V$45*$I$46*$AL$238)","v":{"$error":"#DIV/0!"}},{"$f":"AM332/(AM333+$V$45*$I$46*$AM$238)","v":{"$error":"#DIV/0!"}},{"$f":"AN332/(AN333+$V$45*$I$46*$AN$238)","v":{"$error":"#DIV/0!"}},{"$f":"AO332/(AO333+$V$45*$I$46*$AO$238)","v":{"$error":"#DIV/0!"}},{"$f":"AP332/(AP333+$V$45*$I$46*$AP$238)","v":{"$error":"#DIV/0!"}},{"$f":"AQ332/(AQ333+$V$45*$I$46*$AQ$238)","v":{"$error":"#DIV/0!"}},{"$f":"AR332/(AR333+$V$45*$I$46*$AR$238)","v":{"$error":"#DIV/0!"}},{"$f":"AS332/(AS333+$V$45*$I$46*$AS$238)","v":{"$error":"#DIV/0!"}},"冷房COP","σc"]
[null,null,"冷房COP比",{"$f":"D334/$V$46","v":{"$error":"#DIV/0!"}},{"$error":"#DIV/0!"},{"$error":"#DIV/0!"},{"$error":"#DIV/0!"},{"$error":"#DIV/0!"},{"$error":"#DIV/0!"},{"$error":"#DIV/0!"},{"$error":"#DIV/0!"},{"$error":"#DIV/0!"},{"$error":"#DIV/0!"},{"$error":"#DIV/0!"},{"$error":"#DIV/0!"},{"$error":"#DIV/0!"},{"$error":"#DIV/0!"},{"$error":"#DIV/0!"},{"$error":"#DIV/0!"},{"$error":"#DIV/0!"},{"$error":"#DIV/0!"},{"$error":"#DIV/0!"},{"$error":"#DIV/0!"},{"$error":"#DIV/0!"},{"$error":"#DIV/0!"},{"$error":"#DIV/0!"},{"$error":"#DIV/0!"},{"$error":"#DIV/0!"},{"$error":"#DIV/0!"},{"$error":"#DIV/0!"},{"$error":"#DIV/0!"},{"$error":"#DIV/0!"},{"$error":"#DIV/0!"},{"$error":"#DIV/0!"},{"$error":"#DIV/0!"},{"$error":"#DIV/0!"},{"$error":"#DIV/0!"},{"$error":"#DIV/0!"},{"$error":"#DIV/0!"},{"$error":"#DIV/0!"},{"$error":"#DIV/0!"},{"$error":"#DIV/0!"},{"$error":"#DIV/0!"},{"$error":"#DIV/0!"},{"$error":"#DIV/0!"},"冷房COP比","βc"]
[null,null,"Σ",{"$f":"$D$237*D331","v":{"$error":"#DIV/0!"}},{"$f":"$E$237*E331","v":{"$error":"#DIV/0!"}},{"$f":"$F$237*F331","v":{"$error":"#DIV/0!"}},{"$f":"$G$237*G331","v":{"$error":"#DIV/0!"}},{"$f":"$H$237*H331","v":{"$error":"#DIV/0!"}},{"$f":"$I$237*I331","v":{"$error":"#DIV/0!"}},{"$f":"$J$237*J331","v":{"$error":"#DIV/0!"}},{"$f":"$K$237*K331","v":{"$error":"#DIV/0!"}},{"$f":"$L$237*L331","v":{"$error":"#DIV/0!"}},{"$f":"$M$237*M331","v":{"$error":"#DIV/0!"}},{"$f":"$N$237*N331","v":{"$error":"#DIV/0!"}},{"$f":"$O$237*O331","v":{"$error":"#DIV/0!"}},{"$f":"$P$237*P331","v":{"$error":"#DIV/0!"}},{"$f":"$Q$237*Q331","v":{"$error":"#DIV/0!"}},{"$f":"$R$237*R331","v":{"$error":"#DIV/0!"}},{"$f":"$S$237*S331","v":{"$error":"#DIV/0!"}},{"$f":"$T$237*T331","v":{"$error":"#DIV/0!"}},{"$f":"$U$237*U331","v":{"$error":"#DIV/0!"}},{"$f":"$V$237*V331","v":{"$error":"#DIV/0!"}},{"$f":"$W$237*W331","v":{"$error":"#DIV/0!"}},{"$f":"$X$237*X331","v":{"$error":"#DIV/0!"}},{"$f":"$Y$237*Y331","v":{"$error":"#DIV/0!"}},{"$f":"$Z$237*Z331","v":{"$error":"#DIV/0!"}},{"$f":"$AA$237*AA331","v":{"$error":"#DIV/0!"}},{"$f":"$AB$237*AB331","v":{"$error":"#DIV/0!"}},{"$f":"$AC$237*AC331","v":{"$error":"#DIV/0!"}},{"$f":"$AD$237*AD331","v":{"$error":"#DIV/0!"}},{"$f":"$AE$237*AE331","v":{"$error":"#DIV/0!"}},{"$f":"$AF$237*AF331","v":{"$error":"#DIV/0!"}},{"$f":"$AG$237*AG331","v":{"$error":"#DIV/0!"}},{"$f":"$AH$237*AH331","v":{"$error":"#DIV/0!"}},{"$f":"$AI$237*AI331","v":{"$error":"#DIV/0!"}},{"$f":"$AJ$237*AJ331","v":{"$error":"#DIV/0!"}},{"$f":"$AK$237*AK331","v":{"$error":"#DIV/0!"}},{"$f":"$AL$237*AL331","v":{"$error":"#DIV/0!"}},{"$f":"$AM$237*AM331","v":{"$error":"#DIV/0!"}},{"$f":"$AN$237*AN331","v":{"$error":"#DIV/0!"}},{"$f":"$AO$237*AO331","v":{"$error":"#DIV/0!"}},{"$f":"$AP$237*AP331","v":{"$error":"#DIV/0!"}},{"$f":"$AQ$237*AQ331","v":{"$error":"#DIV/0!"}},{"$f":"$AR$237*AR331","v":{"$error":"#DIV/0!"}},{"$f":"$AS$237*AS331","v":{"$error":"#DIV/0!"}},{"$f":"SUM($D336:$AS336)","v":{"$error":"#DIV/0!"}},"Σ"]
[null,"後7","冷房時エネルギー消費量比",{"$f":"D$238/D341","v":{"$error":"#DIV/0!"}},{"$f":"E$238/E341","v":{"$error":"#DIV/0!"}},{"$error":"#DIV/0!"},{"$error":"#DIV/0!"},{"$error":"#DIV/0!"},{"$error":"#DIV/0!"},{"$error":"#DIV/0!"},{"$error":"#DIV/0!"},{"$error":"#DIV/0!"},{"$error":"#DIV/0!"},{"$error":"#DIV/0!"},{"$error":"#DIV/0!"},{"$error":"#DIV/0!"},{"$error":"#DIV/0!"},{"$error":"#DIV/0!"},{"$error":"#DIV/0!"},{"$error":"#DIV/0!"},{"$error":"#DIV/0!"},{"$error":"#DIV/0!"},{"$error":"#DIV/0!"},{"$error":"#DIV/0!"},{"$error":"#DIV/0!"},{"$error":"#DIV/0!"},{"$error":"#DIV/0!"},{"$error":"#DIV/0!"},{"$error":"#DIV/0!"},{"$error":"#DIV/0!"},{"$error":"#DIV/0!"},{"$error":"#DIV/0!"},{"$error":"#DIV/0!"},{"$error":"#DIV/0!"},{"$error":"#DIV/0!"},{"$error":"#DIV/0!"},{"$error":"#DIV/0!"},{"$error":"#DIV/0!"},{"$error":"#DIV/0!"},{"$error":"#DIV/0!"},{"$error":"#DIV/0!"},{"$error":"#DIV/0!"},{"$error":"#DIV/0!"},{"$error":"#DIV/0!"},{"$error":"#DIV/0!"},"冷房時エネルギー消費量比","εc"]
[null,null,"冷房能力",{"$f":"($W$43-1.054*$W$43)/6*(D$224-35)+$W$43","v":0},0,0,0,0,0,0,0,0,0,0,0,0,0,0,0,0,0,0,0,0,0,0,0,0,0,0,0,0,0,0,0,0,0,0,0,0,0,0,0,0,0,"冷房能力","Φc"]
[null,null,"冷房エネルギー消費量",{"$f":"($W$44-0.94*$W$44)/6*(D$224-35)+$W$44","v":0},0,0,0,0,0,0,0,0,0,0,0,0,0,0,0,0,0,0,0,0,0,0,0,0,0,0,0,0,0,0,0,0,0,0,0,0,0,0,0,0,0,"冷房エネルギー消費量","Pc"]
[null,null,"冷房COP",{"$f":"D338/(D339+$W$45*$I$46*$D$238)","v":{"$error":"#DIV/0!"}},{"$f":"E338/(E339+$W$45*$I$46*$E$238)","v":{"$error":"#DIV/0!"}},{"$f":"F338/(F339+$W$45*$I$46*$F$238)","v":{"$error":"#DIV/0!"}},{"$f":"G338/(G339+$W$45*$I$46*$G$238)","v":{"$error":"#DIV/0!"}},{"$f":"H338/(H339+$W$45*$I$46*$H$238)","v":{"$error":"#DIV/0!"}},{"$f":"I338/(I339+$W$45*$I$46*$I$238)","v":{"$error":"#DIV/0!"}},{"$f":"J338/(J339+$W$45*$I$46*$J$238)","v":{"$error":"#DIV/0!"}},{"$f":"K338/(K339+$W$45*$I$46*$K$238)","v":{"$error":"#DIV/0!"}},{"$f":"L338/(L339+$W$45*$I$46*$L$238)","v":{"$error":"#DIV/0!"}},{"$f":"M338/(M339+$W$45*$I$46*$M$238)","v":{"$error":"#DIV/0!"}},{"$f":"N338/(N339+$W$45*$I$46*$N$238)","v":{"$error":"#DIV/0!"}},{"$f":"O338/(O339+$W$45*$I$46*$O$238)","v":{"$error":"#DIV/0!"}},{"$f":"P338/(P339+$W$45*$I$46*$P$238)","v":{"$error":"#DIV/0!"}},{"$f":"Q338/(Q339+$W$45*$I$46*$Q$238)","v":{"$error":"#DIV/0!"}},{"$f":"R338/(R339+$W$45*$I$46*$R$238)","v":{"$error":"#DIV/0!"}},{"$f":"S338/(S339+$W$45*$I$46*$S$238)","v":{"$error":"#DIV/0!"}},{"$f":"T338/(T339+$W$45*$I$46*$T$238)","v":{"$error":"#DIV/0!"}},{"$f":"U338/(U339+$W$45*$I$46*$U$238)","v":{"$error":"#DIV/0!"}},{"$f":"V338/(V339+$W$45*$I$46*$V$238)","v":{"$error":"#DIV/0!"}},{"$f":"W338/(W339+$W$45*$I$46*$W$238)","v":{"$error":"#DIV/0!"}},{"$f":"X338/(X339+$W$45*$I$46*$X$238)","v":{"$error":"#DIV/0!"}},{"$f":"Y338/(Y339+$W$45*$I$46*$Y$238)","v":{"$error":"#DIV/0!"}},{"$f":"Z338/(Z339+$W$45*$I$46*$Z$238)","v":{"$error":"#DIV/0!"}},{"$f":"AA338/(AA339+$W$45*$I$46*$AA$238)","v":{"$error":"#DIV/0!"}},{"$f":"AB338/(AB339+$W$45*$I$46*$AB$238)","v":{"$error":"#DIV/0!"}},{"$f":"AC338/(AC339+$W$45*$I$46*$AC$238)","v":{"$error":"#DIV/0!"}},{"$f":"AD338/(AD339+$W$45*$I$46*$AD$238)","v":{"$error":"#DIV/0!"}},{"$f":"AE338/(AE339+$W$45*$I$46*$AE$238)","v":{"$error":"#DIV/0!"}},{"$f":"AF338/(AF339+$W$45*$I$46*$AF$238)","v":{"$error":"#DIV/0!"}},{"$f":"AG338/(AG339+$W$45*$I$46*$AG$238)","v":{"$error":"#DIV/0!"}},{"$f":"AH338/(AH339+$W$45*$I$46*$AH$238)","v":{"$error":"#DIV/0!"}},{"$f":"AI338/(AI339+$W$45*$I$46*$AI$238)","v":{"$error":"#DIV/0!"}},{"$f":"AJ338/(AJ339+$W$45*$I$46*$AJ$238)","v":{"$error":"#DIV/0!"}},{"$f":"AK338/(AK339+$W$45*$I$46*$AK$238)","v":{"$error":"#DIV/0!"}},{"$f":"AL338/(AL339+$W$45*$I$46*$AL$238)","v":{"$error":"#DIV/0!"}},{"$f":"AM338/(AM339+$W$45*$I$46*$AM$238)","v":{"$error":"#DIV/0!"}},{"$f":"AN338/(AN339+$W$45*$I$46*$AN$238)","v":{"$error":"#DIV/0!"}},{"$f":"AO338/(AO339+$W$45*$I$46*$AO$238)","v":{"$error":"#DIV/0!"}},{"$f":"AP338/(AP339+$W$45*$I$46*$AP$238)","v":{"$error":"#DIV/0!"}},{"$f":"AQ338/(AQ339+$W$45*$I$46*$AQ$238)","v":{"$error":"#DIV/0!"}},{"$f":"AR338/(AR339+$W$45*$I$46*$AR$238)","v":{"$error":"#DIV/0!"}},{"$f":"AS338/(AS339+$W$45*$I$46*$AS$238)","v":{"$error":"#DIV/0!"}},"冷房COP","σc"]
[null,null,"冷房COP比",{"$f":"D340/$W$46","v":{"$error":"#DIV/0!"}},{"$error":"#DIV/0!"},{"$error":"#DIV/0!"},{"$error":"#DIV/0!"},{"$error":"#DIV/0!"},{"$error":"#DIV/0!"},{"$error":"#DIV/0!"},{"$error":"#DIV/0!"},{"$error":"#DIV/0!"},{"$error":"#DIV/0!"},{"$error":"#DIV/0!"},{"$error":"#DIV/0!"},{"$error":"#DIV/0!"},{"$error":"#DIV/0!"},{"$error":"#DIV/0!"},{"$error":"#DIV/0!"},{"$error":"#DIV/0!"},{"$error":"#DIV/0!"},{"$error":"#DIV/0!"},{"$error":"#DIV/0!"},{"$error":"#DIV/0!"},{"$error":"#DIV/0!"},{"$error":"#DIV/0!"},{"$error":"#DIV/0!"},{"$error":"#DIV/0!"},{"$error":"#DIV/0!"},{"$error":"#DIV/0!"},{"$error":"#DIV/0!"},{"$error":"#DIV/0!"},{"$error":"#DIV/0!"},{"$error":"#DIV/0!"},{"$error":"#DIV/0!"},{"$error":"#DIV/0!"},{"$error":"#DIV/0!"},{"$error":"#DIV/0!"},{"$error":"#DIV/0!"},{"$error":"#DIV/0!"},{"$error":"#DIV/0!"},{"$error":"#DIV/0!"},{"$error":"#DIV/0!"},{"$error":"#DIV/0!"},{"$error":"#DIV/0!"},"冷房COP比","βc"]
[null,null,"Σ",{"$f":"$D$237*D337","v":{"$error":"#DIV/0!"}},{"$f":"$E$237*E337","v":{"$error":"#DIV/0!"}},{"$f":"$F$237*F337","v":{"$error":"#DIV/0!"}},{"$f":"$G$237*G337","v":{"$error":"#DIV/0!"}},{"$f":"$H$237*H337","v":{"$error":"#DIV/0!"}},{"$f":"$I$237*I337","v":{"$error":"#DIV/0!"}},{"$f":"$J$237*J337","v":{"$error":"#DIV/0!"}},{"$f":"$K$237*K337","v":{"$error":"#DIV/0!"}},{"$f":"$L$237*L337","v":{"$error":"#DIV/0!"}},{"$f":"$M$237*M337","v":{"$error":"#DIV/0!"}},{"$f":"$N$237*N337","v":{"$error":"#DIV/0!"}},{"$f":"$O$237*O337","v":{"$error":"#DIV/0!"}},{"$f":"$P$237*P337","v":{"$error":"#DIV/0!"}},{"$f":"$Q$237*Q337","v":{"$error":"#DIV/0!"}},{"$f":"$R$237*R337","v":{"$error":"#DIV/0!"}},{"$f":"$S$237*S337","v":{"$error":"#DIV/0!"}},{"$f":"$T$237*T337","v":{"$error":"#DIV/0!"}},{"$f":"$U$237*U337","v":{"$error":"#DIV/0!"}},{"$f":"$V$237*V337","v":{"$error":"#DIV/0!"}},{"$f":"$W$237*W337","v":{"$error":"#DIV/0!"}},{"$f":"$X$237*X337","v":{"$error":"#DIV/0!"}},{"$f":"$Y$237*Y337","v":{"$error":"#DIV/0!"}},{"$f":"$Z$237*Z337","v":{"$error":"#DIV/0!"}},{"$f":"$AA$237*AA337","v":{"$error":"#DIV/0!"}},{"$f":"$AB$237*AB337","v":{"$error":"#DIV/0!"}},{"$f":"$AC$237*AC337","v":{"$error":"#DIV/0!"}},{"$f":"$AD$237*AD337","v":{"$error":"#DIV/0!"}},{"$f":"$AE$237*AE337","v":{"$error":"#DIV/0!"}},{"$f":"$AF$237*AF337","v":{"$error":"#DIV/0!"}},{"$f":"$AG$237*AG337","v":{"$error":"#DIV/0!"}},{"$f":"$AH$237*AH337","v":{"$error":"#DIV/0!"}},{"$f":"$AI$237*AI337","v":{"$error":"#DIV/0!"}},{"$f":"$AJ$237*AJ337","v":{"$error":"#DIV/0!"}},{"$f":"$AK$237*AK337","v":{"$error":"#DIV/0!"}},{"$f":"$AL$237*AL337","v":{"$error":"#DIV/0!"}},{"$f":"$AM$237*AM337","v":{"$error":"#DIV/0!"}},{"$f":"$AN$237*AN337","v":{"$error":"#DIV/0!"}},{"$f":"$AO$237*AO337","v":{"$error":"#DIV/0!"}},{"$f":"$AP$237*AP337","v":{"$error":"#DIV/0!"}},{"$f":"$AQ$237*AQ337","v":{"$error":"#DIV/0!"}},{"$f":"$AR$237*AR337","v":{"$error":"#DIV/0!"}},{"$f":"$AS$237*AS337","v":{"$error":"#DIV/0!"}},{"$f":"SUM($D342:$AS342)","v":{"$error":"#DIV/0!"}},"Σ"]
[null,"後8","冷房時エネルギー消費量比",{"$f":"D$238/D347","v":{"$error":"#DIV/0!"}},{"$f":"E$238/E347","v":{"$error":"#DIV/0!"}},{"$error":"#DIV/0!"},{"$error":"#DIV/0!"},{"$error":"#DIV/0!"},{"$error":"#DIV/0!"},{"$error":"#DIV/0!"},{"$error":"#DIV/0!"},{"$error":"#DIV/0!"},{"$error":"#DIV/0!"},{"$error":"#DIV/0!"},{"$error":"#DIV/0!"},{"$error":"#DIV/0!"},{"$error":"#DIV/0!"},{"$error":"#DIV/0!"},{"$error":"#DIV/0!"},{"$error":"#DIV/0!"},{"$error":"#DIV/0!"},{"$error":"#DIV/0!"},{"$error":"#DIV/0!"},{"$error":"#DIV/0!"},{"$error":"#DIV/0!"},{"$error":"#DIV/0!"},{"$error":"#DIV/0!"},{"$error":"#DIV/0!"},{"$error":"#DIV/0!"},{"$error":"#DIV/0!"},{"$error":"#DIV/0!"},{"$error":"#DIV/0!"},{"$error":"#DIV/0!"},{"$error":"#DIV/0!"},{"$error":"#DIV/0!"},{"$error":"#DIV/0!"},{"$error":"#DIV/0!"},{"$error":"#DIV/0!"},{"$error":"#DIV/0!"},{"$error":"#DIV/0!"},{"$error":"#DIV/0!"},{"$error":"#DIV/0!"},{"$error":"#DIV/0!"},{"$error":"#DIV/0!"},{"$error":"#DIV/0!"},"冷房時エネルギー消費量比","εc"]
[null,null,"冷房能力",{"$f":"($X$43-1.054*$X$43)/6*(D$224-35)+$X$43","v":0},0,0,0,0,0,0,0,0,0,0,0,0,0,0,0,0,0,0,0,0,0,0,0,0,0,0,0,0,0,0,0,0,0,0,0,0,0,0,0,0,0,"冷房能力","Φc"]
[null,null,"冷房エネルギー消費量",{"$f":"($X$44-0.94*$X$44)/6*(D$224-35)+$X$44","v":0},0,0,0,0,0,0,0,0,0,0,0,0,0,0,0,0,0,0,0,0,0,0,0,0,0,0,0,0,0,0,0,0,0,0,0,0,0,0,0,0,0,"冷房エネルギー消費量","Pc"]
[null,null,"冷房COP",{"$f":"D344/(D345+$X$45*$I$46*$D$238)","v":{"$error":"#DIV/0!"}},{"$f":"E344/(E345+$X$45*$I$46*$E$238)","v":{"$error":"#DIV/0!"}},{"$f":"F344/(F345+$X$45*$I$46*$F$238)","v":{"$error":"#DIV/0!"}},{"$f":"G344/(G345+$X$45*$I$46*$G$238)","v":{"$error":"#DIV/0!"}},{"$f":"H344/(H345+$X$45*$I$46*$H$238)","v":{"$error":"#DIV/0!"}},{"$f":"I344/(I345+$X$45*$I$46*$I$238)","v":{"$error":"#DIV/0!"}},{"$f":"J344/(J345+$X$45*$I$46*$J$238)","v":{"$error":"#DIV/0!"}},{"$f":"K344/(K345+$X$45*$I$46*$K$238)","v":{"$error":"#DIV/0!"}},{"$f":"L344/(L345+$X$45*$I$46*$L$238)","v":{"$error":"#DIV/0!"}},{"$f":"M344/(M345+$X$45*$I$46*$M$238)","v":{"$error":"#DIV/0!"}},{"$f":"N344/(N345+$X$45*$I$46*$N$238)","v":{"$error":"#DIV/0!"}},{"$f":"O344/(O345+$X$45*$I$46*$O$238)","v":{"$error":"#DIV/0!"}},{"$f":"P344/(P345+$X$45*$I$46*$P$238)","v":{"$error":"#DIV/0!"}},{"$f":"Q344/(Q345+$X$45*$I$46*$Q$238)","v":{"$error":"#DIV/0!"}},{"$f":"R344/(R345+$X$45*$I$46*$R$238)","v":{"$error":"#DIV/0!"}},{"$f":"S344/(S345+$X$45*$I$46*$S$238)","v":{"$error":"#DIV/0!"}},{"$f":"T344/(T345+$X$45*$I$46*$T$238)","v":{"$error":"#DIV/0!"}},{"$f":"U344/(U345+$X$45*$I$46*$U$238)","v":{"$error":"#DIV/0!"}},{"$f":"V344/(V345+$X$45*$I$46*$V$238)","v":{"$error":"#DIV/0!"}},{"$f":"W344/(W345+$X$45*$I$46*$W$238)","v":{"$error":"#DIV/0!"}},{"$f":"X344/(X345+$X$45*$I$46*$X$238)","v":{"$error":"#DIV/0!"}},{"$f":"Y344/(Y345+$X$45*$I$46*$Y$238)","v":{"$error":"#DIV/0!"}},{"$f":"Z344/(Z345+$X$45*$I$46*$Z$238)","v":{"$error":"#DIV/0!"}},{"$f":"AA344/(AA345+$X$45*$I$46*$AA$238)","v":{"$error":"#DIV/0!"}},{"$f":"AB344/(AB345+$X$45*$I$46*$AB$238)","v":{"$error":"#DIV/0!"}},{"$f":"AC344/(AC345+$X$45*$I$46*$AC$238)","v":{"$error":"#DIV/0!"}},{"$f":"AD344/(AD345+$X$45*$I$46*$AD$238)","v":{"$error":"#DIV/0!"}},{"$f":"AE344/(AE345+$X$45*$I$46*$AE$238)","v":{"$error":"#DIV/0!"}},{"$f":"AF344/(AF345+$X$45*$I$46*$AF$238)","v":{"$error":"#DIV/0!"}},{"$f":"AG344/(AG345+$X$45*$I$46*$AG$238)","v":{"$error":"#DIV/0!"}},{"$f":"AH344/(AH345+$X$45*$I$46*$AH$238)","v":{"$error":"#DIV/0!"}},{"$f":"AI344/(AI345+$X$45*$I$46*$AI$238)","v":{"$error":"#DIV/0!"}},{"$f":"AJ344/(AJ345+$X$45*$I$46*$AJ$238)","v":{"$error":"#DIV/0!"}},{"$f":"AK344/(AK345+$X$45*$I$46*$AK$238)","v":{"$error":"#DIV/0!"}},{"$f":"AL344/(AL345+$X$45*$I$46*$AL$238)","v":{"$error":"#DIV/0!"}},{"$f":"AM344/(AM345+$X$45*$I$46*$AM$238)","v":{"$error":"#DIV/0!"}},{"$f":"AN344/(AN345+$X$45*$I$46*$AN$238)","v":{"$error":"#DIV/0!"}},{"$f":"AO344/(AO345+$X$45*$I$46*$AO$238)","v":{"$error":"#DIV/0!"}},{"$f":"AP344/(AP345+$X$45*$I$46*$AP$238)","v":{"$error":"#DIV/0!"}},{"$f":"AQ344/(AQ345+$X$45*$I$46*$AQ$238)","v":{"$error":"#DIV/0!"}},{"$f":"AR344/(AR345+$X$45*$I$46*$AR$238)","v":{"$error":"#DIV/0!"}},{"$f":"AS344/(AS345+$X$45*$I$46*$AS$238)","v":{"$error":"#DIV/0!"}},"冷房COP","σc"]
[null,null,"冷房COP比",{"$f":"D346/$X$46","v":{"$error":"#DIV/0!"}},{"$error":"#DIV/0!"},{"$error":"#DIV/0!"},{"$error":"#DIV/0!"},{"$error":"#DIV/0!"},{"$error":"#DIV/0!"},{"$error":"#DIV/0!"},{"$error":"#DIV/0!"},{"$error":"#DIV/0!"},{"$error":"#DIV/0!"},{"$error":"#DIV/0!"},{"$error":"#DIV/0!"},{"$error":"#DIV/0!"},{"$error":"#DIV/0!"},{"$error":"#DIV/0!"},{"$error":"#DIV/0!"},{"$error":"#DIV/0!"},{"$error":"#DIV/0!"},{"$error":"#DIV/0!"},{"$error":"#DIV/0!"},{"$error":"#DIV/0!"},{"$error":"#DIV/0!"},{"$error":"#DIV/0!"},{"$error":"#DIV/0!"},{"$error":"#DIV/0!"},{"$error":"#DIV/0!"},{"$error":"#DIV/0!"},{"$error":"#DIV/0!"},{"$error":"#DIV/0!"},{"$error":"#DIV/0!"},{"$error":"#DIV/0!"},{"$error":"#DIV/0!"},{"$error":"#DIV/0!"},{"$error":"#DIV/0!"},{"$error":"#DIV/0!"},{"$error":"#DIV/0!"},{"$error":"#DIV/0!"},{"$error":"#DIV/0!"},{"$error":"#DIV/0!"},{"$error":"#DIV/0!"},{"$error":"#DIV/0!"},{"$error":"#DIV/0!"},"冷房COP比","βc"]
[null,null,"Σ",{"$f":"$D$237*D343","v":{"$error":"#DIV/0!"}},{"$f":"$E$237*E343","v":{"$error":"#DIV/0!"}},{"$f":"$F$237*F343","v":{"$error":"#DIV/0!"}},{"$f":"$G$237*G343","v":{"$error":"#DIV/0!"}},{"$f":"$H$237*H343","v":{"$error":"#DIV/0!"}},{"$f":"$I$237*I343","v":{"$error":"#DIV/0!"}},{"$f":"$J$237*J343","v":{"$error":"#DIV/0!"}},{"$f":"$K$237*K343","v":{"$error":"#DIV/0!"}},{"$f":"$L$237*L343","v":{"$error":"#DIV/0!"}},{"$f":"$M$237*M343","v":{"$error":"#DIV/0!"}},{"$f":"$N$237*N343","v":{"$error":"#DIV/0!"}},{"$f":"$O$237*O343","v":{"$error":"#DIV/0!"}},{"$f":"$P$237*P343","v":{"$error":"#DIV/0!"}},{"$f":"$Q$237*Q343","v":{"$error":"#DIV/0!"}},{"$f":"$R$237*R343","v":{"$error":"#DIV/0!"}},{"$f":"$S$237*S343","v":{"$error":"#DIV/0!"}},{"$f":"$T$237*T343","v":{"$error":"#DIV/0!"}},{"$f":"$U$237*U343","v":{"$error":"#DIV/0!"}},{"$f":"$V$237*V343","v":{"$error":"#DIV/0!"}},{"$f":"$W$237*W343","v":{"$error":"#DIV/0!"}},{"$f":"$X$237*X343","v":{"$error":"#DIV/0!"}},{"$f":"$Y$237*Y343","v":{"$error":"#DIV/0!"}},{"$f":"$Z$237*Z343","v":{"$error":"#DIV/0!"}},{"$f":"$AA$237*AA343","v":{"$error":"#DIV/0!"}},{"$f":"$AB$237*AB343","v":{"$error":"#DIV/0!"}},{"$f":"$AC$237*AC343","v":{"$error":"#DIV/0!"}},{"$f":"$AD$237*AD343","v":{"$error":"#DIV/0!"}},{"$f":"$AE$237*AE343","v":{"$error":"#DIV/0!"}},{"$f":"$AF$237*AF343","v":{"$error":"#DIV/0!"}},{"$f":"$AG$237*AG343","v":{"$error":"#DIV/0!"}},{"$f":"$AH$237*AH343","v":{"$error":"#DIV/0!"}},{"$f":"$AI$237*AI343","v":{"$error":"#DIV/0!"}},{"$f":"$AJ$237*AJ343","v":{"$error":"#DIV/0!"}},{"$f":"$AK$237*AK343","v":{"$error":"#DIV/0!"}},{"$f":"$AL$237*AL343","v":{"$error":"#DIV/0!"}},{"$f":"$AM$237*AM343","v":{"$error":"#DIV/0!"}},{"$f":"$AN$237*AN343","v":{"$error":"#DIV/0!"}},{"$f":"$AO$237*AO343","v":{"$error":"#DIV/0!"}},{"$f":"$AP$237*AP343","v":{"$error":"#DIV/0!"}},{"$f":"$AQ$237*AQ343","v":{"$error":"#DIV/0!"}},{"$f":"$AR$237*AR343","v":{"$error":"#DIV/0!"}},{"$f":"$AS$237*AS343","v":{"$error":"#DIV/0!"}},{"$f":"SUM($D348:$AS348)","v":{"$error":"#DIV/0!"}},"Σ"]
[null,"後9","冷房時エネルギー消費量比",{"$f":"D$238/D353","v":{"$error":"#DIV/0!"}},{"$f":"E$238/E353","v":{"$error":"#DIV/0!"}},{"$error":"#DIV/0!"},{"$error":"#DIV/0!"},{"$error":"#DIV/0!"},{"$error":"#DIV/0!"},{"$error":"#DIV/0!"},{"$error":"#DIV/0!"},{"$error":"#DIV/0!"},{"$error":"#DIV/0!"},{"$error":"#DIV/0!"},{"$error":"#DIV/0!"},{"$error":"#DIV/0!"},{"$error":"#DIV/0!"},{"$error":"#DIV/0!"},{"$error":"#DIV/0!"},{"$error":"#DIV/0!"},{"$error":"#DIV/0!"},{"$error":"#DIV/0!"},{"$error":"#DIV/0!"},{"$error":"#DIV/0!"},{"$error":"#DIV/0!"},{"$error":"#DIV/0!"},{"$error":"#DIV/0!"},{"$error":"#DIV/0!"},{"$error":"#DIV/0!"},{"$error":"#DIV/0!"},{"$error":"#DIV/0!"},{"$error":"#DIV/0!"},{"$error":"#DIV/0!"},{"$error":"#DIV/0!"},{"$error":"#DIV/0!"},{"$error":"#DIV/0!"},{"$error":"#DIV/0!"},{"$error":"#DIV/0!"},{"$error":"#DIV/0!"},{"$error":"#DIV/0!"},{"$error":"#DIV/0!"},{"$error":"#DIV/0!"},{"$error":"#DIV/0!"},{"$error":"#DIV/0!"},{"$error":"#DIV/0!"},"冷房時エネルギー消費量比","εc"]
[null,null,"冷房能力",{"$f":"($Y$43-1.054*$Y$43)/6*(D$224-35)+$Y$43","v":0},0,0,0,0,0,0,0,0,0,0,0,0,0,0,0,0,0,0,0,0,0,0,0,0,0,0,0,0,0,0,0,0,0,0,0,0,0,0,0,0,0,"冷房能力","Φc"]
[null,null,"冷房エネルギー消費量",{"$f":"($Y$44-0.94*$Y$44)/6*(D$224-35)+$Y$44","v":0},0,0,0,0,0,0,0,0,0,0,0,0,0,0,0,0,0,0,0,0,0,0,0,0,0,0,0,0,0,0,0,0,0,0,0,0,0,0,0,0,0,"冷房エネルギー消費量","Pc"]
[null,null,"冷房COP",{"$f":"D350/(D351+$Y$45*$I$46*$D$238)","v":{"$error":"#DIV/0!"}},{"$f":"E350/(E351+$Y$45*$I$46*$E$238)","v":{"$error":"#DIV/0!"}},{"$f":"F350/(F351+$Y$45*$I$46*$F$238)","v":{"$error":"#DIV/0!"}},{"$f":"G350/(G351+$Y$45*$I$46*$G$238)","v":{"$error":"#DIV/0!"}},{"$f":"H350/(H351+$Y$45*$I$46*$H$238)","v":{"$error":"#DIV/0!"}},{"$f":"I350/(I351+$Y$45*$I$46*$I$238)","v":{"$error":"#DIV/0!"}},{"$f":"J350/(J351+$Y$45*$I$46*$J$238)","v":{"$error":"#DIV/0!"}},{"$f":"K350/(K351+$Y$45*$I$46*$K$238)","v":{"$error":"#DIV/0!"}},{"$f":"L350/(L351+$Y$45*$I$46*$L$238)","v":{"$error":"#DIV/0!"}},{"$f":"M350/(M351+$Y$45*$I$46*$M$238)","v":{"$error":"#DIV/0!"}},{"$f":"N350/(N351+$Y$45*$I$46*$N$238)","v":{"$error":"#DIV/0!"}},{"$f":"O350/(O351+$Y$45*$I$46*$O$238)","v":{"$error":"#DIV/0!"}},{"$f":"P350/(P351+$Y$45*$I$46*$P$238)","v":{"$error":"#DIV/0!"}},{"$f":"Q350/(Q351+$Y$45*$I$46*$Q$238)","v":{"$error":"#DIV/0!"}},{"$f":"R350/(R351+$Y$45*$I$46*$R$238)","v":{"$error":"#DIV/0!"}},{"$f":"S350/(S351+$Y$45*$I$46*$S$238)","v":{"$error":"#DIV/0!"}},{"$f":"T350/(T351+$Y$45*$I$46*$T$238)","v":{"$error":"#DIV/0!"}},{"$f":"U350/(U351+$Y$45*$I$46*$U$238)","v":{"$error":"#DIV/0!"}},{"$f":"V350/(V351+$Y$45*$I$46*$V$238)","v":{"$error":"#DIV/0!"}},{"$f":"W350/(W351+$Y$45*$I$46*$W$238)","v":{"$error":"#DIV/0!"}},{"$f":"X350/(X351+$Y$45*$I$46*$X$238)","v":{"$error":"#DIV/0!"}},{"$f":"Y350/(Y351+$Y$45*$I$46*$Y$238)","v":{"$error":"#DIV/0!"}},{"$f":"Z350/(Z351+$Y$45*$I$46*$Z$238)","v":{"$error":"#DIV/0!"}},{"$f":"AA350/(AA351+$Y$45*$I$46*$AA$238)","v":{"$error":"#DIV/0!"}},{"$f":"AB350/(AB351+$Y$45*$I$46*$AB$238)","v":{"$error":"#DIV/0!"}},{"$f":"AC350/(AC351+$Y$45*$I$46*$AC$238)","v":{"$error":"#DIV/0!"}},{"$f":"AD350/(AD351+$Y$45*$I$46*$AD$238)","v":{"$error":"#DIV/0!"}},{"$f":"AE350/(AE351+$Y$45*$I$46*$AE$238)","v":{"$error":"#DIV/0!"}},{"$f":"AF350/(AF351+$Y$45*$I$46*$AF$238)","v":{"$error":"#DIV/0!"}},{"$f":"AG350/(AG351+$Y$45*$I$46*$AG$238)","v":{"$error":"#DIV/0!"}},{"$f":"AH350/(AH351+$Y$45*$I$46*$AH$238)","v":{"$error":"#DIV/0!"}},{"$f":"AI350/(AI351+$Y$45*$I$46*$AI$238)","v":{"$error":"#DIV/0!"}},{"$f":"AJ350/(AJ351+$Y$45*$I$46*$AJ$238)","v":{"$error":"#DIV/0!"}},{"$f":"AK350/(AK351+$Y$45*$I$46*$AK$238)","v":{"$error":"#DIV/0!"}},{"$f":"AL350/(AL351+$Y$45*$I$46*$AL$238)","v":{"$error":"#DIV/0!"}},{"$f":"AM350/(AM351+$Y$45*$I$46*$AM$238)","v":{"$error":"#DIV/0!"}},{"$f":"AN350/(AN351+$Y$45*$I$46*$AN$238)","v":{"$error":"#DIV/0!"}},{"$f":"AO350/(AO351+$Y$45*$I$46*$AO$238)","v":{"$error":"#DIV/0!"}},{"$f":"AP350/(AP351+$Y$45*$I$46*$AP$238)","v":{"$error":"#DIV/0!"}},{"$f":"AQ350/(AQ351+$Y$45*$I$46*$AQ$238)","v":{"$error":"#DIV/0!"}},{"$f":"AR350/(AR351+$Y$45*$I$46*$AR$238)","v":{"$error":"#DIV/0!"}},{"$f":"AS350/(AS351+$Y$45*$I$46*$AS$238)","v":{"$error":"#DIV/0!"}},"冷房COP","σc"]
[null,null,"冷房COP比",{"$f":"D352/$Y$46","v":{"$error":"#DIV/0!"}},{"$error":"#DIV/0!"},{"$error":"#DIV/0!"},{"$error":"#DIV/0!"},{"$error":"#DIV/0!"},{"$error":"#DIV/0!"},{"$error":"#DIV/0!"},{"$error":"#DIV/0!"},{"$error":"#DIV/0!"},{"$error":"#DIV/0!"},{"$error":"#DIV/0!"},{"$error":"#DIV/0!"},{"$error":"#DIV/0!"},{"$error":"#DIV/0!"},{"$error":"#DIV/0!"},{"$error":"#DIV/0!"},{"$error":"#DIV/0!"},{"$error":"#DIV/0!"},{"$error":"#DIV/0!"},{"$error":"#DIV/0!"},{"$error":"#DIV/0!"},{"$error":"#DIV/0!"},{"$error":"#DIV/0!"},{"$error":"#DIV/0!"},{"$error":"#DIV/0!"},{"$error":"#DIV/0!"},{"$error":"#DIV/0!"},{"$error":"#DIV/0!"},{"$error":"#DIV/0!"},{"$error":"#DIV/0!"},{"$error":"#DIV/0!"},{"$error":"#DIV/0!"},{"$error":"#DIV/0!"},{"$error":"#DIV/0!"},{"$error":"#DIV/0!"},{"$error":"#DIV/0!"},{"$error":"#DIV/0!"},{"$error":"#DIV/0!"},{"$error":"#DIV/0!"},{"$error":"#DIV/0!"},{"$error":"#DIV/0!"},{"$error":"#DIV/0!"},"冷房COP比","βc"]
[null,null,"Σ",{"$f":"$D$237*D349","v":{"$error":"#DIV/0!"}},{"$f":"$E$237*E349","v":{"$error":"#DIV/0!"}},{"$f":"$F$237*F349","v":{"$error":"#DIV/0!"}},{"$f":"$G$237*G349","v":{"$error":"#DIV/0!"}},{"$f":"$H$237*H349","v":{"$error":"#DIV/0!"}},{"$f":"$I$237*I349","v":{"$error":"#DIV/0!"}},{"$f":"$J$237*J349","v":{"$error":"#DIV/0!"}},{"$f":"$K$237*K349","v":{"$error":"#DIV/0!"}},{"$f":"$L$237*L349","v":{"$error":"#DIV/0!"}},{"$f":"$M$237*M349","v":{"$error":"#DIV/0!"}},{"$f":"$N$237*N349","v":{"$error":"#DIV/0!"}},{"$f":"$O$237*O349","v":{"$error":"#DIV/0!"}},{"$f":"$P$237*P349","v":{"$error":"#DIV/0!"}},{"$f":"$Q$237*Q349","v":{"$error":"#DIV/0!"}},{"$f":"$R$237*R349","v":{"$error":"#DIV/0!"}},{"$f":"$S$237*S349","v":{"$error":"#DIV/0!"}},{"$f":"$T$237*T349","v":{"$error":"#DIV/0!"}},{"$f":"$U$237*U349","v":{"$error":"#DIV/0!"}},{"$f":"$V$237*V349","v":{"$error":"#DIV/0!"}},{"$f":"$W$237*W349","v":{"$error":"#DIV/0!"}},{"$f":"$X$237*X349","v":{"$error":"#DIV/0!"}},{"$f":"$Y$237*Y349","v":{"$error":"#DIV/0!"}},{"$f":"$Z$237*Z349","v":{"$error":"#DIV/0!"}},{"$f":"$AA$237*AA349","v":{"$error":"#DIV/0!"}},{"$f":"$AB$237*AB349","v":{"$error":"#DIV/0!"}},{"$f":"$AC$237*AC349","v":{"$error":"#DIV/0!"}},{"$f":"$AD$237*AD349","v":{"$error":"#DIV/0!"}},{"$f":"$AE$237*AE349","v":{"$error":"#DIV/0!"}},{"$f":"$AF$237*AF349","v":{"$error":"#DIV/0!"}},{"$f":"$AG$237*AG349","v":{"$error":"#DIV/0!"}},{"$f":"$AH$237*AH349","v":{"$error":"#DIV/0!"}},{"$f":"$AI$237*AI349","v":{"$error":"#DIV/0!"}},{"$f":"$AJ$237*AJ349","v":{"$error":"#DIV/0!"}},{"$f":"$AK$237*AK349","v":{"$error":"#DIV/0!"}},{"$f":"$AL$237*AL349","v":{"$error":"#DIV/0!"}},{"$f":"$AM$237*AM349","v":{"$error":"#DIV/0!"}},{"$f":"$AN$237*AN349","v":{"$error":"#DIV/0!"}},{"$f":"$AO$237*AO349","v":{"$error":"#DIV/0!"}},{"$f":"$AP$237*AP349","v":{"$error":"#DIV/0!"}},{"$f":"$AQ$237*AQ349","v":{"$error":"#DIV/0!"}},{"$f":"$AR$237*AR349","v":{"$error":"#DIV/0!"}},{"$f":"$AS$237*AS349","v":{"$error":"#DIV/0!"}},{"$f":"SUM($D354:$AS354)","v":{"$error":"#DIV/0!"}},"Σ"]
[null,"後10","冷房時エネルギー消費量比",{"$f":"D$238/D359","v":{"$error":"#DIV/0!"}},{"$f":"E$238/E359","v":{"$error":"#DIV/0!"}},{"$error":"#DIV/0!"},{"$error":"#DIV/0!"},{"$error":"#DIV/0!"},{"$error":"#DIV/0!"},{"$error":"#DIV/0!"},{"$error":"#DIV/0!"},{"$error":"#DIV/0!"},{"$error":"#DIV/0!"},{"$error":"#DIV/0!"},{"$error":"#DIV/0!"},{"$error":"#DIV/0!"},{"$error":"#DIV/0!"},{"$error":"#DIV/0!"},{"$error":"#DIV/0!"},{"$error":"#DIV/0!"},{"$error":"#DIV/0!"},{"$error":"#DIV/0!"},{"$error":"#DIV/0!"},{"$error":"#DIV/0!"},{"$error":"#DIV/0!"},{"$error":"#DIV/0!"},{"$error":"#DIV/0!"},{"$error":"#DIV/0!"},{"$error":"#DIV/0!"},{"$error":"#DIV/0!"},{"$error":"#DIV/0!"},{"$error":"#DIV/0!"},{"$error":"#DIV/0!"},{"$error":"#DIV/0!"},{"$error":"#DIV/0!"},{"$error":"#DIV/0!"},{"$error":"#DIV/0!"},{"$error":"#DIV/0!"},{"$error":"#DIV/0!"},{"$error":"#DIV/0!"},{"$error":"#DIV/0!"},{"$error":"#DIV/0!"},{"$error":"#DIV/0!"},{"$error":"#DIV/0!"},{"$error":"#DIV/0!"},"冷房時エネルギー消費量比","εc"]
[null,null,"冷房能力",{"$f":"($Z$43-1.054*$Z$43)/6*(D$224-35)+$Z$43","v":0},0,0,0,0,0,0,0,0,0,0,0,0,0,0,0,0,0,0,0,0,0,0,0,0,0,0,0,0,0,0,0,0,0,0,0,0,0,0,0,0,0,"冷房能力","Φc"]
[null,null,"冷房エネルギー消費量",{"$f":"($Z$44-0.94*$Z$44)/6*(D$224-35)+$Z$44","v":0},0,0,0,0,0,0,0,0,0,0,0,0,0,0,0,0,0,0,0,0,0,0,0,0,0,0,0,0,0,0,0,0,0,0,0,0,0,0,0,0,0,"冷房エネルギー消費量","Pc"]
[null,null,"冷房COP",{"$f":"D356/(D357+$Z$45*$I$46*$D$238)","v":{"$error":"#DIV/0!"}},{"$f":"E356/(E357+$Z$45*$I$46*$E$238)","v":{"$error":"#DIV/0!"}},{"$f":"F356/(F357+$Z$45*$I$46*$F$238)","v":{"$error":"#DIV/0!"}},{"$f":"G356/(G357+$Z$45*$I$46*$G$238)","v":{"$error":"#DIV/0!"}},{"$f":"H356/(H357+$Z$45*$I$46*$H$238)","v":{"$error":"#DIV/0!"}},{"$f":"I356/(I357+$Z$45*$I$46*$I$238)","v":{"$error":"#DIV/0!"}},{"$f":"J356/(J357+$Z$45*$I$46*$J$238)","v":{"$error":"#DIV/0!"}},{"$f":"K356/(K357+$Z$45*$I$46*$K$238)","v":{"$error":"#DIV/0!"}},{"$f":"L356/(L357+$Z$45*$I$46*$L$238)","v":{"$error":"#DIV/0!"}},{"$f":"M356/(M357+$Z$45*$I$46*$M$238)","v":{"$error":"#DIV/0!"}},{"$f":"N356/(N357+$Z$45*$I$46*$N$238)","v":{"$error":"#DIV/0!"}},{"$f":"O356/(O357+$Z$45*$I$46*$O$238)","v":{"$error":"#DIV/0!"}},{"$f":"P356/(P357+$Z$45*$I$46*$P$238)","v":{"$error":"#DIV/0!"}},{"$f":"Q356/(Q357+$Z$45*$I$46*$Q$238)","v":{"$error":"#DIV/0!"}},{"$f":"R356/(R357+$Z$45*$I$46*$R$238)","v":{"$error":"#DIV/0!"}},{"$f":"S356/(S357+$Z$45*$I$46*$S$238)","v":{"$error":"#DIV/0!"}},{"$f":"T356/(T357+$Z$45*$I$46*$T$238)","v":{"$error":"#DIV/0!"}},{"$f":"U356/(U357+$Z$45*$I$46*$U$238)","v":{"$error":"#DIV/0!"}},{"$f":"V356/(V357+$Z$45*$I$46*$V$238)","v":{"$error":"#DIV/0!"}},{"$f":"W356/(W357+$Z$45*$I$46*$W$238)","v":{"$error":"#DIV/0!"}},{"$f":"X356/(X357+$Z$45*$I$46*$X$238)","v":{"$error":"#DIV/0!"}},{"$f":"Y356/(Y357+$Z$45*$I$46*$Y$238)","v":{"$error":"#DIV/0!"}},{"$f":"Z356/(Z357+$Z$45*$I$46*$Z$238)","v":{"$error":"#DIV/0!"}},{"$f":"AA356/(AA357+$Z$45*$I$46*$AA$238)","v":{"$error":"#DIV/0!"}},{"$f":"AB356/(AB357+$Z$45*$I$46*$AB$238)","v":{"$error":"#DIV/0!"}},{"$f":"AC356/(AC357+$Z$45*$I$46*$AC$238)","v":{"$error":"#DIV/0!"}},{"$f":"AD356/(AD357+$Z$45*$I$46*$AD$238)","v":{"$error":"#DIV/0!"}},{"$f":"AE356/(AE357+$Z$45*$I$46*$AE$238)","v":{"$error":"#DIV/0!"}},{"$f":"AF356/(AF357+$Z$45*$I$46*$AF$238)","v":{"$error":"#DIV/0!"}},{"$f":"AG356/(AG357+$Z$45*$I$46*$AG$238)","v":{"$error":"#DIV/0!"}},{"$f":"AH356/(AH357+$Z$45*$I$46*$AH$238)","v":{"$error":"#DIV/0!"}},{"$f":"AI356/(AI357+$Z$45*$I$46*$AI$238)","v":{"$error":"#DIV/0!"}},{"$f":"AJ356/(AJ357+$Z$45*$I$46*$AJ$238)","v":{"$error":"#DIV/0!"}},{"$f":"AK356/(AK357+$Z$45*$I$46*$AK$238)","v":{"$error":"#DIV/0!"}},{"$f":"AL356/(AL357+$Z$45*$I$46*$AL$238)","v":{"$error":"#DIV/0!"}},{"$f":"AM356/(AM357+$Z$45*$I$46*$AM$238)","v":{"$error":"#DIV/0!"}},{"$f":"AN356/(AN357+$Z$45*$I$46*$AN$238)","v":{"$error":"#DIV/0!"}},{"$f":"AO356/(AO357+$Z$45*$I$46*$AO$238)","v":{"$error":"#DIV/0!"}},{"$f":"AP356/(AP357+$Z$45*$I$46*$AP$238)","v":{"$error":"#DIV/0!"}},{"$f":"AQ356/(AQ357+$Z$45*$I$46*$AQ$238)","v":{"$error":"#DIV/0!"}},{"$f":"AR356/(AR357+$Z$45*$I$46*$AR$238)","v":{"$error":"#DIV/0!"}},{"$f":"AS356/(AS357+$Z$45*$I$46*$AS$238)","v":{"$error":"#DIV/0!"}},"冷房COP","σc"]
[null,null,"冷房COP比",{"$f":"D358/$Z$46","v":{"$error":"#DIV/0!"}},{"$error":"#DIV/0!"},{"$error":"#DIV/0!"},{"$error":"#DIV/0!"},{"$error":"#DIV/0!"},{"$error":"#DIV/0!"},{"$error":"#DIV/0!"},{"$error":"#DIV/0!"},{"$error":"#DIV/0!"},{"$error":"#DIV/0!"},{"$error":"#DIV/0!"},{"$error":"#DIV/0!"},{"$error":"#DIV/0!"},{"$error":"#DIV/0!"},{"$error":"#DIV/0!"},{"$error":"#DIV/0!"},{"$error":"#DIV/0!"},{"$error":"#DIV/0!"},{"$error":"#DIV/0!"},{"$error":"#DIV/0!"},{"$error":"#DIV/0!"},{"$error":"#DIV/0!"},{"$error":"#DIV/0!"},{"$error":"#DIV/0!"},{"$error":"#DIV/0!"},{"$error":"#DIV/0!"},{"$error":"#DIV/0!"},{"$error":"#DIV/0!"},{"$error":"#DIV/0!"},{"$error":"#DIV/0!"},{"$error":"#DIV/0!"},{"$error":"#DIV/0!"},{"$error":"#DIV/0!"},{"$error":"#DIV/0!"},{"$error":"#DIV/0!"},{"$error":"#DIV/0!"},{"$error":"#DIV/0!"},{"$error":"#DIV/0!"},{"$error":"#DIV/0!"},{"$error":"#DIV/0!"},{"$error":"#DIV/0!"},{"$error":"#DIV/0!"},"冷房COP比","βc"]
[null,null,"Σ",{"$f":"$D$237*D355","v":{"$error":"#DIV/0!"}},{"$f":"$E$237*E355","v":{"$error":"#DIV/0!"}},{"$f":"$F$237*F355","v":{"$error":"#DIV/0!"}},{"$f":"$G$237*G355","v":{"$error":"#DIV/0!"}},{"$f":"$H$237*H355","v":{"$error":"#DIV/0!"}},{"$f":"$I$237*I355","v":{"$error":"#DIV/0!"}},{"$f":"$J$237*J355","v":{"$error":"#DIV/0!"}},{"$f":"$K$237*K355","v":{"$error":"#DIV/0!"}},{"$f":"$L$237*L355","v":{"$error":"#DIV/0!"}},{"$f":"$M$237*M355","v":{"$error":"#DIV/0!"}},{"$f":"$N$237*N355","v":{"$error":"#DIV/0!"}},{"$f":"$O$237*O355","v":{"$error":"#DIV/0!"}},{"$f":"$P$237*P355","v":{"$error":"#DIV/0!"}},{"$f":"$Q$237*Q355","v":{"$error":"#DIV/0!"}},{"$f":"$R$237*R355","v":{"$error":"#DIV/0!"}},{"$f":"$S$237*S355","v":{"$error":"#DIV/0!"}},{"$f":"$T$237*T355","v":{"$error":"#DIV/0!"}},{"$f":"$U$237*U355","v":{"$error":"#DIV/0!"}},{"$f":"$V$237*V355","v":{"$error":"#DIV/0!"}},{"$f":"$W$237*W355","v":{"$error":"#DIV/0!"}},{"$f":"$X$237*X355","v":{"$error":"#DIV/0!"}},{"$f":"$Y$237*Y355","v":{"$error":"#DIV/0!"}},{"$f":"$Z$237*Z355","v":{"$error":"#DIV/0!"}},{"$f":"$AA$237*AA355","v":{"$error":"#DIV/0!"}},{"$f":"$AB$237*AB355","v":{"$error":"#DIV/0!"}},{"$f":"$AC$237*AC355","v":{"$error":"#DIV/0!"}},{"$f":"$AD$237*AD355","v":{"$error":"#DIV/0!"}},{"$f":"$AE$237*AE355","v":{"$error":"#DIV/0!"}},{"$f":"$AF$237*AF355","v":{"$error":"#DIV/0!"}},{"$f":"$AG$237*AG355","v":{"$error":"#DIV/0!"}},{"$f":"$AH$237*AH355","v":{"$error":"#DIV/0!"}},{"$f":"$AI$237*AI355","v":{"$error":"#DIV/0!"}},{"$f":"$AJ$237*AJ355","v":{"$error":"#DIV/0!"}},{"$f":"$AK$237*AK355","v":{"$error":"#DIV/0!"}},{"$f":"$AL$237*AL355","v":{"$error":"#DIV/0!"}},{"$f":"$AM$237*AM355","v":{"$error":"#DIV/0!"}},{"$f":"$AN$237*AN355","v":{"$error":"#DIV/0!"}},{"$f":"$AO$237*AO355","v":{"$error":"#DIV/0!"}},{"$f":"$AP$237*AP355","v":{"$error":"#DIV/0!"}},{"$f":"$AQ$237*AQ355","v":{"$error":"#DIV/0!"}},{"$f":"$AR$237*AR355","v":{"$error":"#DIV/0!"}},{"$f":"$AS$237*AS355","v":{"$error":"#DIV/0!"}},{"$f":"SUM($D360:$AS360)","v":{"$error":"#DIV/0!"}},"Σ"]
[]
[null,null,"暖房期間中　温度(T)が発生する時間[hour]"]
[null,null,null," 温度(T)",null,null,null,null,null,null,null,null,null,null,null,null,null,null,null,null,null,null,null,null,null,null,null,null,null,null,null,null,null,null,null,null,null,null,null,null,null,null,null,null,null,null,"月単位"]
[null,null,"月",-6,-5,-4,-3,-2,-1,0,1,2,3,4,5,6,7,8,9,10,11,12,13,14,15,16,17,18,19,20,21,22,23,24,25,26,27,28,29,30,31,32,33,34,35,"月","前1","前2","前3","前4","前5","前6","前7","前8","前9","前10",null,"後1","後2","後3","後4","後5","後6","後7","後8","後9","後10"]
[null,null,4,{"$f":"COUNTIF($D$209:$AA$209,$D$364)*$AB$12","v":0},{"$f":"COUNTIF($D$209:$AA$209,$E$364)*$AB$12","v":0},{"$f":"COUNTIF($D$209:$AA$209,$F$364)*$AB$12","v":0},{"$f":"COUNTIF($D$209:$AA$209,$G$364)*$AB$12","v":0},{"$f":"COUNTIF($D$209:$AA$209,$H$364)*$AB$12","v":0},{"$f":"COUNTIF($D$209:$AA$209,$I$364)*$AB$12","v":0},{"$f":"COUNTIF($D$209:$AA$209,$J$364)*$AB$12","v":0},{"$f":"COUNTIF($D$209:$AA$209,$K$364)*$AB$12","v":0},{"$f":"COUNTIF($D$209:$AA$209,$L$364)*$AB$12","v":0},{"$f":"COUNTIF($D$209:$AA$209,$M$364)*$AB$12","v":0},{"$f":"COUNTIF($D$209:$AA$209,$N$364)*$AB$12","v":0},{"$f":"COUNTIF($D$209:$AA$209,$O$364)*$AB$12","v":0},{"$f":"COUNTIF($D$209:$AA$209,$P$364)*$AB$12","v":0},{"$f":"COUNTIF($D$209:$AA$209,$Q$364)*$AB$12","v":0},{"$f":"COUNTIF($D$209:$AA$209,$R$364)*$AB$12","v":0},{"$f":"COUNTIF($D$209:$AA$209,$S$364)*$AB$12","v":0},{"$f":"COUNTIF($D$209:$AA$209,$T$364)*$AB$12","v":0},{"$f":"COUNTIF($D$209:$AA$209,$U$364)*$AB$12","v":0},{"$f":"COUNTIF($D$209:$AA$209,$V$364)*$AB$12","v":0},{"$f":"COUNTIF($D$209:$AA$209,$W$364)*$AB$12","v":0},{"$f":"COUNTIF($D$209:$AA$209,$X$364)*$AB$12","v":0},{"$f":"COUNTIF($D$209:$AA$209,$Y$364)*$AB$12","v":0},{"$f":"COUNTIF($D$209:$AA$209,$Z$364)*$AB$12","v":0},{"$f":"COUNTIF($D$209:$AA$209,$AA$364)*$AB$12","v":0},{"$f":"COUNTIF($D$209:$AA$209,$AB$364)*$AB$12","v":0},{"$f":"COUNTIF($D$209:$AA$209,$AC$364)*$AB$12","v":0},{"$f":"COUNTIF($D$209:$AA$209,$AD$364)*$AB$12","v":0},{"$f":"COUNTIF($D$209:$AA$209,$AE$364)*$AB$12","v":0},{"$f":"COUNTIF($D$209:$AA$209,$AF$364)*$AB$12","v":0},{"$f":"COUNTIF($D$209:$AA$209,$AG$364)*$AB$12","v":0},{"$f":"COUNTIF($D$209:$AA$209,$AH$364)*$AB$12","v":0},{"$f":"COUNTIF($D$209:$AA$209,$AI$364)*$AB$12","v":0},{"$f":"COUNTIF($D$209:$AA$209,$AJ$364)*$AB$12","v":0},{"$f":"COUNTIF($D$209:$AA$209,$AK$364)*$AB$12","v":0},{"$f":"COUNTIF($D$209:$AA$209,$AL$364)*$AB$12","v":0},{"$f":"COUNTIF($D$209:$AA$209,$AM$364)*$AB$12","v":0},{"$f":"COUNTIF($D$209:$AA$209,$AN$364)*$AB$12","v":0},{"$f":"COUNTIF($D$209:$AA$209,$AO$364)*$AB$12","v":0},{"$f":"COUNTIF($D$209:$AA$209,$AP$364)*$AB$12","v":0},{"$f":"COUNTIF($D$209:$AA$209,$AQ$364)*$AB$12","v":0},{"$f":"COUNTIF($D$209:$AA$209,$AR$364)*$AB$12","v":0},{"$f":"COUNTIF($D$209:$AA$209,$AS$364)*$AB$12","v":0},4,{"$f":"SUMPRODUCT($D365:$AS365,$D$380:$AS$380)","v":0},{"$f":"SUMPRODUCT($D365:$AS365,$D$388:$AS$388)","v":{"$error":"#DIV/0!"}},{"$f":"SUMPRODUCT($D365:$AS365,$D$396:$AS$396)","v":{"$error":"#DIV/0!"}},{"$f":"SUMPRODUCT($D365:$AS365,$D$404:$AS$404)","v":{"$error":"#DIV/0!"}},{"$f":"SUMPRODUCT($D365:$AS365,$D$412:$AS$412)","v":{"$error":"#DIV/0!"}},{"$f":"SUMPRODUCT($D365:$AS365,$D$420:$AS$420)","v":{"$error":"#DIV/0!"}},{"$f":"SUMPRODUCT($D365:$AS365,$D$428:$AS$428)","v":{"$error":"#DIV/0!"}},{"$f":"SUMPRODUCT($D365:$AS365,$D$436:$AS$436)","v":{"$error":"#DIV/0!"}},{"$f":"SUMPRODUCT($D365:$AS365,$D$444:$AS$444)","v":{"$error":"#DIV/0!"}},{"$f":"SUMPRODUCT($D365:$AS365,$D$452:$AS$452)","v":{"$error":"#DIV/0!"}},null,{"$f":"SUMPRODUCT($D365:$AS365,$D$461:$AS$461)","v":{"$error":"#DIV/0!"}},{"$f":"SUMPRODUCT($D365:$AS365,$D$469:$AS$469)","v":{"$error":"#DIV/0!"}},{"$f":"SUMPRODUCT($D365:$AS365,$D$477:$AS$477)","v":{"$error":"#DIV/0!"}},{"$f":"SUMPRODUCT($D365:$AS365,$D$485:$AS$485)","v":{"$error":"#DIV/0!"}},{"$f":"SUMPRODUCT($D365:$AS365,$D$493:$AS$493)","v":{"$error":"#DIV/0!"}},{"$f":"SUMPRODUCT($D365:$AS365,$D$501:$AS$501)","v":{"$error":"#DIV/0!"}},{"$f":"SUMPRODUCT($D365:$AS365,$D$509:$AS$509)","v":{"$error":"#DIV/0!"}},{"$f":"SUMPRODUCT($D365:$AS365,$D$517:$AS$517)","v":{"$error":"#DIV/0!"}},{"$f":"SUMPRODUCT($D365:$AS365,$D$525:$AS$525)","v":{"$error":"#DIV/0!"}},{"$f":"SUMPRODUCT($D365:$AS365,$D$533:$AS$533)","v":{"$error":"#DIV/0!"}}]
[null,null,5,{"$f":"COUNTIF($D$210:$AA$210,$D$364)*$AB$13","v":0},{"$f":"COUNTIF($D$210:$AA$210,$E$364)*$AB$13","v":0},{"$f":"COUNTIF($D$210:$AA$210,$F$364)*$AB$13","v":0},{"$f":"COUNTIF($D$210:$AA$210,$G$364)*$AB$13","v":0},{"$f":"COUNTIF($D$210:$AA$210,$H$364)*$AB$13","v":0},{"$f":"COUNTIF($D$210:$AA$210,$I$364)*$AB$13","v":0},{"$f":"COUNTIF($D$210:$AA$210,$J$364)*$AB$13","v":0},{"$f":"COUNTIF($D$210:$AA$210,$K$364)*$AB$13","v":0},{"$f":"COUNTIF($D$210:$AA$210,$L$364)*$AB$13","v":0},{"$f":"COUNTIF($D$210:$AA$210,$M$364)*$AB$13","v":0},{"$f":"COUNTIF($D$210:$AA$210,$N$364)*$AB$13","v":0},{"$f":"COUNTIF($D$210:$AA$210,$O$364)*$AB$13","v":0},{"$f":"COUNTIF($D$210:$AA$210,$P$364)*$AB$13","v":0},{"$f":"COUNTIF($D$210:$AA$210,$Q$364)*$AB$13","v":0},{"$f":"COUNTIF($D$210:$AA$210,$R$364)*$AB$13","v":0},{"$f":"COUNTIF($D$210:$AA$210,$S$364)*$AB$13","v":0},{"$f":"COUNTIF($D$210:$AA$210,$T$364)*$AB$13","v":0},{"$f":"COUNTIF($D$210:$AA$210,$U$364)*$AB$13","v":0},{"$f":"COUNTIF($D$210:$AA$210,$V$364)*$AB$13","v":0},{"$f":"COUNTIF($D$210:$AA$210,$W$364)*$AB$13","v":0},{"$f":"COUNTIF($D$210:$AA$210,$X$364)*$AB$13","v":0},{"$f":"COUNTIF($D$210:$AA$210,$Y$364)*$AB$13","v":0},{"$f":"COUNTIF($D$210:$AA$210,$Z$364)*$AB$13","v":0},{"$f":"COUNTIF($D$210:$AA$210,$AA$364)*$AB$13","v":0},{"$f":"COUNTIF($D$210:$AA$210,$AB$364)*$AB$13","v":0},{"$f":"COUNTIF($D$210:$AA$210,$AC$364)*$AB$13","v":0},{"$f":"COUNTIF($D$210:$AA$210,$AD$364)*$AB$13","v":0},{"$f":"COUNTIF($D$210:$AA$210,$AE$364)*$AB$13","v":0},{"$f":"COUNTIF($D$210:$AA$210,$AF$364)*$AB$13","v":0},{"$f":"COUNTIF($D$210:$AA$210,$AG$364)*$AB$13","v":0},{"$f":"COUNTIF($D$210:$AA$210,$AH$364)*$AB$13","v":0},{"$f":"COUNTIF($D$210:$AA$210,$AI$364)*$AB$13","v":0},{"$f":"COUNTIF($D$210:$AA$210,$AJ$364)*$AB$13","v":0},{"$f":"COUNTIF($D$210:$AA$210,$AK$364)*$AB$13","v":0},{"$f":"COUNTIF($D$210:$AA$210,$AL$364)*$AB$13","v":0},{"$f":"COUNTIF($D$210:$AA$210,$AM$364)*$AB$13","v":0},{"$f":"COUNTIF($D$210:$AA$210,$AN$364)*$AB$13","v":0},{"$f":"COUNTIF($D$210:$AA$210,$AO$364)*$AB$13","v":0},{"$f":"COUNTIF($D$210:$AA$210,$AP$364)*$AB$13","v":0},{"$f":"COUNTIF($D$210:$AA$210,$AQ$364)*$AB$13","v":0},{"$f":"COUNTIF($D$210:$AA$210,$AR$364)*$AB$13","v":0},{"$f":"COUNTIF($D$210:$AA$210,$AS$364)*$AB$13","v":0},5,{"$f":"SUMPRODUCT($D366:$AS366,$D$380:$AS$380)","v":0},{"$f":"SUMPRODUCT($D366:$AS366,$D$388:$AS$388)","v":{"$error":"#DIV/0!"}},{"$f":"SUMPRODUCT($D366:$AS366,$D$396:$AS$396)","v":{"$error":"#DIV/0!"}},{"$f":"SUMPRODUCT($D366:$AS366,$D$404:$AS$404)","v":{"$error":"#DIV/0!"}},{"$f":"SUMPRODUCT($D366:$AS366,$D$412:$AS$412)","v":{"$error":"#DIV/0!"}},{"$f":"SUMPRODUCT($D366:$AS366,$D$420:$AS$420)","v":{"$error":"#DIV/0!"}},{"$f":"SUMPRODUCT($D366:$AS366,$D$428:$AS$428)","v":{"$error":"#DIV/0!"}},{"$f":"SUMPRODUCT($D366:$AS366,$D$436:$AS$436)","v":{"$error":"#DIV/0!"}},{"$f":"SUMPRODUCT($D366:$AS366,$D$444:$AS$444)","v":{"$error":"#DIV/0!"}},{"$f":"SUMPRODUCT($D366:$AS366,$D$452:$AS$452)","v":{"$error":"#DIV/0!"}},null,{"$f":"SUMPRODUCT($D366:$AS366,$D$461:$AS$461)","v":{"$error":"#DIV/0!"}},{"$f":"SUMPRODUCT($D366:$AS366,$D$469:$AS$469)","v":{"$error":"#DIV/0!"}},{"$f":"SUMPRODUCT($D366:$AS366,$D$477:$AS$477)","v":{"$error":"#DIV/0!"}},{"$f":"SUMPRODUCT($D366:$AS366,$D$485:$AS$485)","v":{"$error":"#DIV/0!"}},{"$f":"SUMPRODUCT($D366:$AS366,$D$493:$AS$493)","v":{"$error":"#DIV/0!"}},{"$f":"SUMPRODUCT($D366:$AS366,$D$501:$AS$501)","v":{"$error":"#DIV/0!"}},{"$f":"SUMPRODUCT($D366:$AS366,$D$509:$AS$509)","v":{"$error":"#DIV/0!"}},{"$f":"SUMPRODUCT($D366:$AS366,$D$517:$AS$517)","v":{"$error":"#DIV/0!"}},{"$f":"SUMPRODUCT($D366:$AS366,$D$525:$AS$525)","v":{"$error":"#DIV/0!"}},{"$f":"SUMPRODUCT($D366:$AS366,$D$533:$AS$533)","v":{"$error":"#DIV/0!"}}]
[null,null,6,{"$f":"COUNTIF($D$211:$AA$211,$D$364)*$AB$14","v":0},{"$f":"COUNTIF($D$211:$AA$211,$E$364)*$AB$14","v":0},{"$f":"COUNTIF($D$211:$AA$211,$F$364)*$AB$14","v":0},{"$f":"COUNTIF($D$211:$AA$211,$G$364)*$AB$14","v":0},{"$f":"COUNTIF($D$211:$AA$211,$H$364)*$AB$14","v":0},{"$f":"COUNTIF($D$211:$AA$211,$I$364)*$AB$14","v":0},{"$f":"COUNTIF($D$211:$AA$211,$J$364)*$AB$14","v":0},{"$f":"COUNTIF($D$211:$AA$211,$K$364)*$AB$14","v":0},{"$f":"COUNTIF($D$211:$AA$211,$L$364)*$AB$14","v":0},{"$f":"COUNTIF($D$211:$AA$211,$M$364)*$AB$14","v":0},{"$f":"COUNTIF($D$211:$AA$211,$N$364)*$AB$14","v":0},{"$f":"COUNTIF($D$211:$AA$211,$O$364)*$AB$14","v":0},{"$f":"COUNTIF($D$211:$AA$211,$P$364)*$AB$14","v":0},{"$f":"COUNTIF($D$211:$AA$211,$Q$364)*$AB$14","v":0},{"$f":"COUNTIF($D$211:$AA$211,$R$364)*$AB$14","v":0},{"$f":"COUNTIF($D$211:$AA$211,$S$364)*$AB$14","v":0},{"$f":"COUNTIF($D$211:$AA$211,$T$364)*$AB$14","v":0},{"$f":"COUNTIF($D$211:$AA$211,$U$364)*$AB$14","v":0},{"$f":"COUNTIF($D$211:$AA$211,$V$364)*$AB$14","v":0},{"$f":"COUNTIF($D$211:$AA$211,$W$364)*$AB$14","v":0},{"$f":"COUNTIF($D$211:$AA$211,$X$364)*$AB$14","v":0},{"$f":"COUNTIF($D$211:$AA$211,$Y$364)*$AB$14","v":0},{"$f":"COUNTIF($D$211:$AA$211,$Z$364)*$AB$14","v":0},{"$f":"COUNTIF($D$211:$AA$211,$AA$364)*$AB$14","v":0},{"$f":"COUNTIF($D$211:$AA$211,$AB$364)*$AB$14","v":0},{"$f":"COUNTIF($D$211:$AA$211,$AC$364)*$AB$14","v":0},{"$f":"COUNTIF($D$211:$AA$211,$AD$364)*$AB$14","v":0},{"$f":"COUNTIF($D$211:$AA$211,$AE$364)*$AB$14","v":0},{"$f":"COUNTIF($D$211:$AA$211,$AF$364)*$AB$14","v":0},{"$f":"COUNTIF($D$211:$AA$211,$AG$364)*$AB$14","v":0},{"$f":"COUNTIF($D$211:$AA$211,$AH$364)*$AB$14","v":0},{"$f":"COUNTIF($D$211:$AA$211,$AI$364)*$AB$14","v":0},{"$f":"COUNTIF($D$211:$AA$211,$AJ$364)*$AB$14","v":0},{"$f":"COUNTIF($D$211:$AA$211,$AK$364)*$AB$14","v":0},{"$f":"COUNTIF($D$211:$AA$211,$AL$364)*$AB$14","v":0},{"$f":"COUNTIF($D$211:$AA$211,$AM$364)*$AB$14","v":0},{"$f":"COUNTIF($D$211:$AA$211,$AN$364)*$AB$14","v":0},{"$f":"COUNTIF($D$211:$AA$211,$AO$364)*$AB$14","v":0},{"$f":"COUNTIF($D$211:$AA$211,$AP$364)*$AB$14","v":0},{"$f":"COUNTIF($D$211:$AA$211,$AQ$364)*$AB$14","v":0},{"$f":"COUNTIF($D$211:$AA$211,$AR$364)*$AB$14","v":0},{"$f":"COUNTIF($D$211:$AA$211,$AS$364)*$AB$14","v":0},6,0,{"$error":"#DIV/0!"},{"$error":"#DIV/0!"},{"$error":"#DIV/0!"},{"$error":"#DIV/0!"},{"$error":"#DIV/0!"},{"$error":"#DIV/0!"},{"$error":"#DIV/0!"},{"$error":"#DIV/0!"},{"$error":"#DIV/0!"},null,{"$error":"#DIV/0!"},{"$error":"#DIV/0!"},{"$f":"SUMPRODUCT($D367:$AS367,$D$477:$AS$477)","v":{"$error":"#DIV/0!"}},{"$f":"SUMPRODUCT($D367:$AS367,$D$485:$AS$485)","v":{"$error":"#DIV/0!"}},{"$error":"#DIV/0!"},{"$error":"#DIV/0!"},{"$error":"#DIV/0!"},{"$error":"#DIV/0!"},{"$error":"#DIV/0!"},{"$error":"#DIV/0!"}]
[null,null,7,{"$f":"COUNTIF($D$212:$AA$212,$D$364)*$AB$15","v":0},{"$f":"COUNTIF($D$212:$AA$212,$E$364)*$AB$15","v":0},{"$f":"COUNTIF($D$212:$AA$212,$F$364)*$AB$15","v":0},{"$f":"COUNTIF($D$212:$AA$212,$G$364)*$AB$15","v":0},{"$f":"COUNTIF($D$212:$AA$212,$H$364)*$AB$15","v":0},{"$f":"COUNTIF($D$212:$AA$212,$I$364)*$AB$15","v":0},{"$f":"COUNTIF($D$212:$AA$212,$J$364)*$AB$15","v":0},{"$f":"COUNTIF($D$212:$AA$212,$K$364)*$AB$15","v":0},{"$f":"COUNTIF($D$212:$AA$212,$L$364)*$AB$15","v":0},{"$f":"COUNTIF($D$212:$AA$212,$M$364)*$AB$15","v":0},{"$f":"COUNTIF($D$212:$AA$212,$N$364)*$AB$15","v":0},{"$f":"COUNTIF($D$212:$AA$212,$O$364)*$AB$15","v":0},{"$f":"COUNTIF($D$212:$AA$212,$P$364)*$AB$15","v":0},{"$f":"COUNTIF($D$212:$AA$212,$Q$364)*$AB$15","v":0},{"$f":"COUNTIF($D$212:$AA$212,$R$364)*$AB$15","v":0},{"$f":"COUNTIF($D$212:$AA$212,$S$364)*$AB$15","v":0},{"$f":"COUNTIF($D$212:$AA$212,$T$364)*$AB$15","v":0},{"$f":"COUNTIF($D$212:$AA$212,$U$364)*$AB$15","v":0},{"$f":"COUNTIF($D$212:$AA$212,$V$364)*$AB$15","v":0},{"$f":"COUNTIF($D$212:$AA$212,$W$364)*$AB$15","v":0},{"$f":"COUNTIF($D$212:$AA$212,$X$364)*$AB$15","v":0},{"$f":"COUNTIF($D$212:$AA$212,$Y$364)*$AB$15","v":0},{"$f":"COUNTIF($D$212:$AA$212,$Z$364)*$AB$15","v":0},{"$f":"COUNTIF($D$212:$AA$212,$AA$364)*$AB$15","v":0},{"$f":"COUNTIF($D$212:$AA$212,$AB$364)*$AB$15","v":0},{"$f":"COUNTIF($D$212:$AA$212,$AC$364)*$AB$15","v":0},{"$f":"COUNTIF($D$212:$AA$212,$AD$364)*$AB$15","v":0},{"$f":"COUNTIF($D$212:$AA$212,$AE$364)*$AB$15","v":0},{"$f":"COUNTIF($D$212:$AA$212,$AF$364)*$AB$15","v":0},{"$f":"COUNTIF($D$212:$AA$212,$AG$364)*$AB$15","v":0},{"$f":"COUNTIF($D$212:$AA$212,$AH$364)*$AB$15","v":0},{"$f":"COUNTIF($D$212:$AA$212,$AI$364)*$AB$15","v":0},{"$f":"COUNTIF($D$212:$AA$212,$AJ$364)*$AB$15","v":0},{"$f":"COUNTIF($D$212:$AA$212,$AK$364)*$AB$15","v":0},{"$f":"COUNTIF($D$212:$AA$212,$AL$364)*$AB$15","v":0},{"$f":"COUNTIF($D$212:$AA$212,$AM$364)*$AB$15","v":0},{"$f":"COUNTIF($D$212:$AA$212,$AN$364)*$AB$15","v":0},{"$f":"COUNTIF($D$212:$AA$212,$AO$364)*$AB$15","v":0},{"$f":"COUNTIF($D$212:$AA$212,$AP$364)*$AB$15","v":0},{"$f":"COUNTIF($D$212:$AA$212,$AQ$364)*$AB$15","v":0},{"$f":"COUNTIF($D$212:$AA$212,$AR$364)*$AB$15","v":0},{"$f":"COUNTIF($D$212:$AA$212,$AS$364)*$AB$15","v":0},7,0,{"$error":"#DIV/0!"},{"$error":"#DIV/0!"},{"$error":"#DIV/0!"},{"$error":"#DIV/0!"},{"$error":"#DIV/0!"},{"$error":"#DIV/0!"},{"$error":"#DIV/0!"},{"$error":"#DIV/0!"},{"$error":"#DIV/0!"},null,{"$error":"#DIV/0!"},{"$error":"#DIV/0!"},{"$error":"#DIV/0!"},{"$error":"#DIV/0!"},{"$f":"SUMPRODUCT($D368:$AS368,$D$493:$AS$493)","v":{"$error":"#DIV/0!"}},{"$error":"#DIV/0!"},{"$error":"#DIV/0!"},{"$error":"#DIV/0!"},{"$error":"#DIV/0!"},{"$error":"#DIV/0!"}]
[null,null,8,{"$f":"COUNTIF($D$213:$AA$213,$D$364)*$AB$16","v":0},{"$f":"COUNTIF($D$213:$AA$213,$E$364)*$AB$16","v":0},{"$f":"COUNTIF($D$213:$AA$213,$F$364)*$AB$16","v":0},{"$f":"COUNTIF($D$213:$AA$213,$G$364)*$AB$16","v":0},{"$f":"COUNTIF($D$213:$AA$213,$H$364)*$AB$16","v":0},{"$f":"COUNTIF($D$213:$AA$213,$I$364)*$AB$16","v":0},{"$f":"COUNTIF($D$213:$AA$213,$J$364)*$AB$16","v":0},{"$f":"COUNTIF($D$213:$AA$213,$K$364)*$AB$16","v":0},{"$f":"COUNTIF($D$213:$AA$213,$L$364)*$AB$16","v":0},{"$f":"COUNTIF($D$213:$AA$213,$M$364)*$AB$16","v":0},{"$f":"COUNTIF($D$213:$AA$213,$N$364)*$AB$16","v":0},{"$f":"COUNTIF($D$213:$AA$213,$O$364)*$AB$16","v":0},{"$f":"COUNTIF($D$213:$AA$213,$P$364)*$AB$16","v":0},{"$f":"COUNTIF($D$213:$AA$213,$Q$364)*$AB$16","v":0},{"$f":"COUNTIF($D$213:$AA$213,$R$364)*$AB$16","v":0},{"$f":"COUNTIF($D$213:$AA$213,$S$364)*$AB$16","v":0},{"$f":"COUNTIF($D$213:$AA$213,$T$364)*$AB$16","v":0},{"$f":"COUNTIF($D$213:$AA$213,$U$364)*$AB$16","v":0},{"$f":"COUNTIF($D$213:$AA$213,$V$364)*$AB$16","v":0},{"$f":"COUNTIF($D$213:$AA$213,$W$364)*$AB$16","v":0},{"$f":"COUNTIF($D$213:$AA$213,$X$364)*$AB$16","v":0},{"$f":"COUNTIF($D$213:$AA$213,$Y$364)*$AB$16","v":0},{"$f":"COUNTIF($D$213:$AA$213,$Z$364)*$AB$16","v":0},{"$f":"COUNTIF($D$213:$AA$213,$AA$364)*$AB$16","v":0},{"$f":"COUNTIF($D$213:$AA$213,$AB$364)*$AB$16","v":0},{"$f":"COUNTIF($D$213:$AA$213,$AC$364)*$AB$16","v":0},{"$f":"COUNTIF($D$213:$AA$213,$AD$364)*$AB$16","v":0},{"$f":"COUNTIF($D$213:$AA$213,$AE$364)*$AB$16","v":0},{"$f":"COUNTIF($D$213:$AA$213,$AF$364)*$AB$16","v":0},{"$f":"COUNTIF($D$213:$AA$213,$AG$364)*$AB$16","v":0},{"$f":"COUNTIF($D$213:$AA$213,$AH$364)*$AB$16","v":0},{"$f":"COUNTIF($D$213:$AA$213,$AI$364)*$AB$16","v":0},{"$f":"COUNTIF($D$213:$AA$213,$AJ$364)*$AB$16","v":0},{"$f":"COUNTIF($D$213:$AA$213,$AK$364)*$AB$16","v":0},{"$f":"COUNTIF($D$213:$AA$213,$AL$364)*$AB$16","v":0},{"$f":"COUNTIF($D$213:$AA$213,$AM$364)*$AB$16","v":0},{"$f":"COUNTIF($D$213:$AA$213,$AN$364)*$AB$16","v":0},{"$f":"COUNTIF($D$213:$AA$213,$AO$364)*$AB$16","v":0},{"$f":"COUNTIF($D$213:$AA$213,$AP$364)*$AB$16","v":0},{"$f":"COUNTIF($D$213:$AA$213,$AQ$364)*$AB$16","v":0},{"$f":"COUNTIF($D$213:$AA$213,$AR$364)*$AB$16","v":0},{"$f":"COUNTIF($D$213:$AA$213,$AS$364)*$AB$16","v":0},8,0,{"$error":"#DIV/0!"},{"$error":"#DIV/0!"},{"$error":"#DIV/0!"},{"$error":"#DIV/0!"},{"$error":"#DIV/0!"},{"$error":"#DIV/0!"},{"$error":"#DIV/0!"},{"$error":"#DIV/0!"},{"$error":"#DIV/0!"},null,{"$f":"SUMPRODUCT($D369:$AS369,$D$461:$AS$461)","v":{"$error":"#DIV/0!"}},{"$error":"#DIV/0!"},{"$error":"#DIV/0!"},{"$error":"#DIV/0!"},{"$error":"#DIV/0!"},{"$f":"SUMPRODUCT($D369:$AS369,$D$501:$AS$501)","v":{"$error":"#DIV/0!"}},{"$error":"#DIV/0!"},{"$error":"#DIV/0!"},{"$error":"#DIV/0!"},{"$error":"#DIV/0!"}]
[null,null,9,{"$f":"COUNTIF($D$214:$AA$214,$D$364)*$AB$17","v":0},{"$f":"COUNTIF($D$214:$AA$214,$E$364)*$AB$17","v":0},{"$f":"COUNTIF($D$214:$AA$214,$F$364)*$AB$17","v":0},{"$f":"COUNTIF($D$214:$AA$214,$G$364)*$AB$17","v":0},{"$f":"COUNTIF($D$214:$AA$214,$H$364)*$AB$17","v":0},{"$f":"COUNTIF($D$214:$AA$214,$I$364)*$AB$17","v":0},{"$f":"COUNTIF($D$214:$AA$214,$J$364)*$AB$17","v":0},{"$f":"COUNTIF($D$214:$AA$214,$K$364)*$AB$17","v":0},{"$f":"COUNTIF($D$214:$AA$214,$L$364)*$AB$17","v":0},{"$f":"COUNTIF($D$214:$AA$214,$M$364)*$AB$17","v":0},{"$f":"COUNTIF($D$214:$AA$214,$N$364)*$AB$17","v":0},{"$f":"COUNTIF($D$214:$AA$214,$O$364)*$AB$17","v":0},{"$f":"COUNTIF($D$214:$AA$214,$P$364)*$AB$17","v":0},{"$f":"COUNTIF($D$214:$AA$214,$Q$364)*$AB$17","v":0},{"$f":"COUNTIF($D$214:$AA$214,$R$364)*$AB$17","v":0},{"$f":"COUNTIF($D$214:$AA$214,$S$364)*$AB$17","v":0},{"$f":"COUNTIF($D$214:$AA$214,$T$364)*$AB$17","v":0},{"$f":"COUNTIF($D$214:$AA$214,$U$364)*$AB$17","v":0},{"$f":"COUNTIF($D$214:$AA$214,$V$364)*$AB$17","v":0},{"$f":"COUNTIF($D$214:$AA$214,$W$364)*$AB$17","v":0},{"$f":"COUNTIF($D$214:$AA$214,$X$364)*$AB$17","v":0},{"$f":"COUNTIF($D$214:$AA$214,$Y$364)*$AB$17","v":0},{"$f":"COUNTIF($D$214:$AA$214,$Z$364)*$AB$17","v":0},{"$f":"COUNTIF($D$214:$AA$214,$AA$364)*$AB$17","v":0},{"$f":"COUNTIF($D$214:$AA$214,$AB$364)*$AB$17","v":0},{"$f":"COUNTIF($D$214:$AA$214,$AC$364)*$AB$17","v":0},{"$f":"COUNTIF($D$214:$AA$214,$AD$364)*$AB$17","v":0},{"$f":"COUNTIF($D$214:$AA$214,$AE$364)*$AB$17","v":0},{"$f":"COUNTIF($D$214:$AA$214,$AF$364)*$AB$17","v":0},{"$f":"COUNTIF($D$214:$AA$214,$AG$364)*$AB$17","v":0},{"$f":"COUNTIF($D$214:$AA$214,$AH$364)*$AB$17","v":0},{"$f":"COUNTIF($D$214:$AA$214,$AI$364)*$AB$17","v":0},{"$f":"COUNTIF($D$214:$AA$214,$AJ$364)*$AB$17","v":0},{"$f":"COUNTIF($D$214:$AA$214,$AK$364)*$AB$17","v":0},{"$f":"COUNTIF($D$214:$AA$214,$AL$364)*$AB$17","v":0},{"$f":"COUNTIF($D$214:$AA$214,$AM$364)*$AB$17","v":0},{"$f":"COUNTIF($D$214:$AA$214,$AN$364)*$AB$17","v":0},{"$f":"COUNTIF($D$214:$AA$214,$AO$364)*$AB$17","v":0},{"$f":"COUNTIF($D$214:$AA$214,$AP$364)*$AB$17","v":0},{"$f":"COUNTIF($D$214:$AA$214,$AQ$364)*$AB$17","v":0},{"$f":"COUNTIF($D$214:$AA$214,$AR$364)*$AB$17","v":0},{"$f":"COUNTIF($D$214:$AA$214,$AS$364)*$AB$17","v":0},9,0,{"$error":"#DIV/0!"},{"$error":"#DIV/0!"},{"$error":"#DIV/0!"},{"$error":"#DIV/0!"},{"$error":"#DIV/0!"},{"$error":"#DIV/0!"},{"$error":"#DIV/0!"},{"$error":"#DIV/0!"},{"$error":"#DIV/0!"},null,{"$error":"#DIV/0!"},{"$error":"#DIV/0!"},{"$error":"#DIV/0!"},{"$error":"#DIV/0!"},{"$error":"#DIV/0!"},{"$error":"#DIV/0!"},{"$f":"SUMPRODUCT($D370:$AS370,$D$509:$AS$509)","v":{"$error":"#DIV/0!"}},{"$error":"#DIV/0!"},{"$error":"#DIV/0!"},{"$error":"#DIV/0!"}]
[null,null,10,{"$f":"COUNTIF($D$215:$AA$215,$D$364)*$AB$18","v":0},{"$f":"COUNTIF($D$215:$AA$215,$E$364)*$AB$18","v":0},{"$f":"COUNTIF($D$215:$AA$215,$F$364)*$AB$18","v":0},{"$f":"COUNTIF($D$215:$AA$215,$G$364)*$AB$18","v":0},{"$f":"COUNTIF($D$215:$AA$215,$H$364)*$AB$18","v":0},{"$f":"COUNTIF($D$215:$AA$215,$I$364)*$AB$18","v":0},{"$f":"COUNTIF($D$215:$AA$215,$J$364)*$AB$18","v":0},{"$f":"COUNTIF($D$215:$AA$215,$K$364)*$AB$18","v":0},{"$f":"COUNTIF($D$215:$AA$215,$L$364)*$AB$18","v":0},{"$f":"COUNTIF($D$215:$AA$215,$M$364)*$AB$18","v":0},{"$f":"COUNTIF($D$215:$AA$215,$N$364)*$AB$18","v":0},{"$f":"COUNTIF($D$215:$AA$215,$O$364)*$AB$18","v":0},{"$f":"COUNTIF($D$215:$AA$215,$P$364)*$AB$18","v":0},{"$f":"COUNTIF($D$215:$AA$215,$Q$364)*$AB$18","v":0},{"$f":"COUNTIF($D$215:$AA$215,$R$364)*$AB$18","v":0},{"$f":"COUNTIF($D$215:$AA$215,$S$364)*$AB$18","v":0},{"$f":"COUNTIF($D$215:$AA$215,$T$364)*$AB$18","v":0},{"$f":"COUNTIF($D$215:$AA$215,$U$364)*$AB$18","v":0},{"$f":"COUNTIF($D$215:$AA$215,$V$364)*$AB$18","v":0},{"$f":"COUNTIF($D$215:$AA$215,$W$364)*$AB$18","v":0},{"$f":"COUNTIF($D$215:$AA$215,$X$364)*$AB$18","v":0},{"$f":"COUNTIF($D$215:$AA$215,$Y$364)*$AB$18","v":0},{"$f":"COUNTIF($D$215:$AA$215,$Z$364)*$AB$18","v":0},{"$f":"COUNTIF($D$215:$AA$215,$AA$364)*$AB$18","v":0},{"$f":"COUNTIF($D$215:$AA$215,$AB$364)*$AB$18","v":0},{"$f":"COUNTIF($D$215:$AA$215,$AC$364)*$AB$18","v":0},{"$f":"COUNTIF($D$215:$AA$215,$AD$364)*$AB$18","v":0},{"$f":"COUNTIF($D$215:$AA$215,$AE$364)*$AB$18","v":0},{"$f":"COUNTIF($D$215:$AA$215,$AF$364)*$AB$18","v":0},{"$f":"COUNTIF($D$215:$AA$215,$AG$364)*$AB$18","v":0},{"$f":"COUNTIF($D$215:$AA$215,$AH$364)*$AB$18","v":0},{"$f":"COUNTIF($D$215:$AA$215,$AI$364)*$AB$18","v":0},{"$f":"COUNTIF($D$215:$AA$215,$AJ$364)*$AB$18","v":0},{"$f":"COUNTIF($D$215:$AA$215,$AK$364)*$AB$18","v":0},{"$f":"COUNTIF($D$215:$AA$215,$AL$364)*$AB$18","v":0},{"$f":"COUNTIF($D$215:$AA$215,$AM$364)*$AB$18","v":0},{"$f":"COUNTIF($D$215:$AA$215,$AN$364)*$AB$18","v":0},{"$f":"COUNTIF($D$215:$AA$215,$AO$364)*$AB$18","v":0},{"$f":"COUNTIF($D$215:$AA$215,$AP$364)*$AB$18","v":0},{"$f":"COUNTIF($D$215:$AA$215,$AQ$364)*$AB$18","v":0},{"$f":"COUNTIF($D$215:$AA$215,$AR$364)*$AB$18","v":0},{"$f":"COUNTIF($D$215:$AA$215,$AS$364)*$AB$18","v":0},10,0,{"$error":"#DIV/0!"},{"$error":"#DIV/0!"},{"$error":"#DIV/0!"},{"$error":"#DIV/0!"},{"$error":"#DIV/0!"},{"$error":"#DIV/0!"},{"$error":"#DIV/0!"},{"$error":"#DIV/0!"},{"$error":"#DIV/0!"},null,{"$error":"#DIV/0!"},{"$error":"#DIV/0!"},{"$error":"#DIV/0!"},{"$error":"#DIV/0!"},{"$error":"#DIV/0!"},{"$error":"#DIV/0!"},{"$error":"#DIV/0!"},{"$f":"SUMPRODUCT($D371:$AS371,$D$517:$AS$517)","v":{"$error":"#DIV/0!"}},{"$error":"#DIV/0!"},{"$error":"#DIV/0!"}]
[null,null,11,{"$f":"COUNTIF($D$216:$AA$216,$D$364)*$AB$19","v":0},{"$f":"COUNTIF($D$216:$AA$216,$E$364)*$AB$19","v":0},{"$f":"COUNTIF($D$216:$AA$216,$F$364)*$AB$19","v":0},{"$f":"COUNTIF($D$216:$AA$216,$G$364)*$AB$19","v":0},{"$f":"COUNTIF($D$216:$AA$216,$H$364)*$AB$19","v":0},{"$f":"COUNTIF($D$216:$AA$216,$I$364)*$AB$19","v":0},{"$f":"COUNTIF($D$216:$AA$216,$J$364)*$AB$19","v":0},{"$f":"COUNTIF($D$216:$AA$216,$K$364)*$AB$19","v":0},{"$f":"COUNTIF($D$216:$AA$216,$L$364)*$AB$19","v":0},{"$f":"COUNTIF($D$216:$AA$216,$M$364)*$AB$19","v":0},{"$f":"COUNTIF($D$216:$AA$216,$N$364)*$AB$19","v":0},{"$f":"COUNTIF($D$216:$AA$216,$O$364)*$AB$19","v":0},{"$f":"COUNTIF($D$216:$AA$216,$P$364)*$AB$19","v":0},{"$f":"COUNTIF($D$216:$AA$216,$Q$364)*$AB$19","v":0},{"$f":"COUNTIF($D$216:$AA$216,$R$364)*$AB$19","v":0},{"$f":"COUNTIF($D$216:$AA$216,$S$364)*$AB$19","v":0},{"$f":"COUNTIF($D$216:$AA$216,$T$364)*$AB$19","v":0},{"$f":"COUNTIF($D$216:$AA$216,$U$364)*$AB$19","v":0},{"$f":"COUNTIF($D$216:$AA$216,$V$364)*$AB$19","v":0},{"$f":"COUNTIF($D$216:$AA$216,$W$364)*$AB$19","v":0},{"$f":"COUNTIF($D$216:$AA$216,$X$364)*$AB$19","v":0},{"$f":"COUNTIF($D$216:$AA$216,$Y$364)*$AB$19","v":0},{"$f":"COUNTIF($D$216:$AA$216,$Z$364)*$AB$19","v":0},{"$f":"COUNTIF($D$216:$AA$216,$AA$364)*$AB$19","v":0},{"$f":"COUNTIF($D$216:$AA$216,$AB$364)*$AB$19","v":0},{"$f":"COUNTIF($D$216:$AA$216,$AC$364)*$AB$19","v":0},{"$f":"COUNTIF($D$216:$AA$216,$AD$364)*$AB$19","v":0},{"$f":"COUNTIF($D$216:$AA$216,$AE$364)*$AB$19","v":0},{"$f":"COUNTIF($D$216:$AA$216,$AF$364)*$AB$19","v":0},{"$f":"COUNTIF($D$216:$AA$216,$AG$364)*$AB$19","v":0},{"$f":"COUNTIF($D$216:$AA$216,$AH$364)*$AB$19","v":0},{"$f":"COUNTIF($D$216:$AA$216,$AI$364)*$AB$19","v":0},{"$f":"COUNTIF($D$216:$AA$216,$AJ$364)*$AB$19","v":0},{"$f":"COUNTIF($D$216:$AA$216,$AK$364)*$AB$19","v":0},{"$f":"COUNTIF($D$216:$AA$216,$AL$364)*$AB$19","v":0},{"$f":"COUNTIF($D$216:$AA$216,$AM$364)*$AB$19","v":0},{"$f":"COUNTIF($D$216:$AA$216,$AN$364)*$AB$19","v":0},{"$f":"COUNTIF($D$216:$AA$216,$AO$364)*$AB$19","v":0},{"$f":"COUNTIF($D$216:$AA$216,$AP$364)*$AB$19","v":0},{"$f":"COUNTIF($D$216:$AA$216,$AQ$364)*$AB$19","v":0},{"$f":"COUNTIF($D$216:$AA$216,$AR$364)*$AB$19","v":0},{"$f":"COUNTIF($D$216:$AA$216,$AS$364)*$AB$19","v":0},11,0,{"$error":"#DIV/0!"},{"$error":"#DIV/0!"},{"$error":"#DIV/0!"},{"$error":"#DIV/0!"},{"$error":"#DIV/0!"},{"$error":"#DIV/0!"},{"$error":"#DIV/0!"},{"$error":"#DIV/0!"},{"$error":"#DIV/0!"},null,{"$error":"#DIV/0!"},{"$error":"#DIV/0!"},{"$error":"#DIV/0!"},{"$error":"#DIV/0!"},{"$error":"#DIV/0!"},{"$error":"#DIV/0!"},{"$error":"#DIV/0!"},{"$error":"#DIV/0!"},{"$f":"SUMPRODUCT($D372:$AS372,$D$525:$AS$525)","v":{"$error":"#DIV/0!"}},{"$error":"#DIV/0!"}]
[null,null,12,{"$f":"COUNTIF($D$217:$AA$217,$D$364)*$AB$20","v":0},{"$f":"COUNTIF($D$217:$AA$217,$E$364)*$AB$20","v":0},{"$f":"COUNTIF($D$217:$AA$217,$F$364)*$AB$20","v":0},{"$f":"COUNTIF($D$217:$AA$217,$G$364)*$AB$20","v":0},{"$f":"COUNTIF($D$217:$AA$217,$H$364)*$AB$20","v":0},{"$f":"COUNTIF($D$217:$AA$217,$I$364)*$AB$20","v":0},{"$f":"COUNTIF($D$217:$AA$217,$J$364)*$AB$20","v":0},{"$f":"COUNTIF($D$217:$AA$217,$K$364)*$AB$20","v":0},{"$f":"COUNTIF($D$217:$AA$217,$L$364)*$AB$20","v":0},{"$f":"COUNTIF($D$217:$AA$217,$M$364)*$AB$20","v":0},{"$f":"COUNTIF($D$217:$AA$217,$N$364)*$AB$20","v":0},{"$f":"COUNTIF($D$217:$AA$217,$O$364)*$AB$20","v":0},{"$f":"COUNTIF($D$217:$AA$217,$P$364)*$AB$20","v":0},{"$f":"COUNTIF($D$217:$AA$217,$Q$364)*$AB$20","v":0},{"$f":"COUNTIF($D$217:$AA$217,$R$364)*$AB$20","v":0},{"$f":"COUNTIF($D$217:$AA$217,$S$364)*$AB$20","v":0},{"$f":"COUNTIF($D$217:$AA$217,$T$364)*$AB$20","v":0},{"$f":"COUNTIF($D$217:$AA$217,$U$364)*$AB$20","v":0},{"$f":"COUNTIF($D$217:$AA$217,$V$364)*$AB$20","v":0},{"$f":"COUNTIF($D$217:$AA$217,$W$364)*$AB$20","v":0},{"$f":"COUNTIF($D$217:$AA$217,$X$364)*$AB$20","v":0},{"$f":"COUNTIF($D$217:$AA$217,$Y$364)*$AB$20","v":0},{"$f":"COUNTIF($D$217:$AA$217,$Z$364)*$AB$20","v":0},{"$f":"COUNTIF($D$217:$AA$217,$AA$364)*$AB$20","v":0},{"$f":"COUNTIF($D$217:$AA$217,$AB$364)*$AB$20","v":0},{"$f":"COUNTIF($D$217:$AA$217,$AC$364)*$AB$20","v":0},{"$f":"COUNTIF($D$217:$AA$217,$AD$364)*$AB$20","v":0},{"$f":"COUNTIF($D$217:$AA$217,$AE$364)*$AB$20","v":0},{"$f":"COUNTIF($D$217:$AA$217,$AF$364)*$AB$20","v":0},{"$f":"COUNTIF($D$217:$AA$217,$AG$364)*$AB$20","v":0},{"$f":"COUNTIF($D$217:$AA$217,$AH$364)*$AB$20","v":0},{"$f":"COUNTIF($D$217:$AA$217,$AI$364)*$AB$20","v":0},{"$f":"COUNTIF($D$217:$AA$217,$AJ$364)*$AB$20","v":0},{"$f":"COUNTIF($D$217:$AA$217,$AK$364)*$AB$20","v":0},{"$f":"COUNTIF($D$217:$AA$217,$AL$364)*$AB$20","v":0},{"$f":"COUNTIF($D$217:$AA$217,$AM$364)*$AB$20","v":0},{"$f":"COUNTIF($D$217:$AA$217,$AN$364)*$AB$20","v":0},{"$f":"COUNTIF($D$217:$AA$217,$AO$364)*$AB$20","v":0},{"$f":"COUNTIF($D$217:$AA$217,$AP$364)*$AB$20","v":0},{"$f":"COUNTIF($D$217:$AA$217,$AQ$364)*$AB$20","v":0},{"$f":"COUNTIF($D$217:$AA$217,$AR$364)*$AB$20","v":0},{"$f":"COUNTIF($D$217:$AA$217,$AS$364)*$AB$20","v":0},12,0,{"$error":"#DIV/0!"},{"$error":"#DIV/0!"},{"$error":"#DIV/0!"},{"$error":"#DIV/0!"},{"$error":"#DIV/0!"},{"$error":"#DIV/0!"},{"$error":"#DIV/0!"},{"$error":"#DIV/0!"},{"$error":"#DIV/0!"},null,{"$error":"#DIV/0!"},{"$error":"#DIV/0!"},{"$error":"#DIV/0!"},{"$error":"#DIV/0!"},{"$error":"#DIV/0!"},{"$error":"#DIV/0!"},{"$error":"#DIV/0!"},{"$error":"#DIV/0!"},{"$error":"#DIV/0!"},{"$error":"#DIV/0!"}]
[null,null,1,{"$f":"COUNTIF($D$218:$AA$218,$D$364)*$AB$21","v":0},{"$f":"COUNTIF($D$218:$AA$218,$E$364)*$AB$21","v":0},{"$f":"COUNTIF($D$218:$AA$218,$F$364)*$AB$21","v":0},{"$f":"COUNTIF($D$218:$AA$218,$G$364)*$AB$21","v":0},{"$f":"COUNTIF($D$218:$AA$218,$H$364)*$AB$21","v":0},{"$f":"COUNTIF($D$218:$AA$218,$I$364)*$AB$21","v":0},{"$f":"COUNTIF($D$218:$AA$218,$J$364)*$AB$21","v":0},{"$f":"COUNTIF($D$218:$AA$218,$K$364)*$AB$21","v":0},{"$f":"COUNTIF($D$218:$AA$218,$L$364)*$AB$21","v":0},{"$f":"COUNTIF($D$218:$AA$218,$M$364)*$AB$21","v":0},{"$f":"COUNTIF($D$218:$AA$218,$N$364)*$AB$21","v":0},{"$f":"COUNTIF($D$218:$AA$218,$O$364)*$AB$21","v":0},{"$f":"COUNTIF($D$218:$AA$218,$P$364)*$AB$21","v":0},{"$f":"COUNTIF($D$218:$AA$218,$Q$364)*$AB$21","v":0},{"$f":"COUNTIF($D$218:$AA$218,$R$364)*$AB$21","v":0},{"$f":"COUNTIF($D$218:$AA$218,$S$364)*$AB$21","v":0},{"$f":"COUNTIF($D$218:$AA$218,$T$364)*$AB$21","v":0},{"$f":"COUNTIF($D$218:$AA$218,$U$364)*$AB$21","v":0},{"$f":"COUNTIF($D$218:$AA$218,$V$364)*$AB$21","v":0},{"$f":"COUNTIF($D$218:$AA$218,$W$364)*$AB$21","v":0},{"$f":"COUNTIF($D$218:$AA$218,$X$364)*$AB$21","v":0},{"$f":"COUNTIF($D$218:$AA$218,$Y$364)*$AB$21","v":0},{"$f":"COUNTIF($D$218:$AA$218,$Z$364)*$AB$21","v":0},{"$f":"COUNTIF($D$218:$AA$218,$AA$364)*$AB$21","v":0},{"$f":"COUNTIF($D$218:$AA$218,$AB$364)*$AB$21","v":0},{"$f":"COUNTIF($D$218:$AA$218,$AC$364)*$AB$21","v":0},{"$f":"COUNTIF($D$218:$AA$218,$AD$364)*$AB$21","v":0},{"$f":"COUNTIF($D$218:$AA$218,$AE$364)*$AB$21","v":0},{"$f":"COUNTIF($D$218:$AA$218,$AF$364)*$AB$21","v":0},{"$f":"COUNTIF($D$218:$AA$218,$AG$364)*$AB$21","v":0},{"$f":"COUNTIF($D$218:$AA$218,$AH$364)*$AB$21","v":0},{"$f":"COUNTIF($D$218:$AA$218,$AI$364)*$AB$21","v":0},{"$f":"COUNTIF($D$218:$AA$218,$AJ$364)*$AB$21","v":0},{"$f":"COUNTIF($D$218:$AA$218,$AK$364)*$AB$21","v":0},{"$f":"COUNTIF($D$218:$AA$218,$AL$364)*$AB$21","v":0},{"$f":"COUNTIF($D$218:$AA$218,$AM$364)*$AB$21","v":0},{"$f":"COUNTIF($D$218:$AA$218,$AN$364)*$AB$21","v":0},{"$f":"COUNTIF($D$218:$AA$218,$AO$364)*$AB$21","v":0},{"$f":"COUNTIF($D$218:$AA$218,$AP$364)*$AB$21","v":0},{"$f":"COUNTIF($D$218:$AA$218,$AQ$364)*$AB$21","v":0},{"$f":"COUNTIF($D$218:$AA$218,$AR$364)*$AB$21","v":0},{"$f":"COUNTIF($D$218:$AA$218,$AS$364)*$AB$21","v":0},1,0,{"$error":"#DIV/0!"},{"$error":"#DIV/0!"},{"$error":"#DIV/0!"},{"$error":"#DIV/0!"},{"$error":"#DIV/0!"},{"$error":"#DIV/0!"},{"$error":"#DIV/0!"},{"$error":"#DIV/0!"},{"$error":"#DIV/0!"},null,{"$error":"#DIV/0!"},{"$error":"#DIV/0!"},{"$error":"#DIV/0!"},{"$error":"#DIV/0!"},{"$error":"#DIV/0!"},{"$error":"#DIV/0!"},{"$error":"#DIV/0!"},{"$error":"#DIV/0!"},{"$error":"#DIV/0!"},{"$error":"#DIV/0!"}]
[null,null,2,{"$f":"COUNTIF($D$219:$AA$219,$D$364)*$AB$22","v":0},{"$f":"COUNTIF($D$219:$AA$219,$E$364)*$AB$22","v":0},{"$f":"COUNTIF($D$219:$AA$219,$F$364)*$AB$22","v":0},{"$f":"COUNTIF($D$219:$AA$219,$G$364)*$AB$22","v":0},{"$f":"COUNTIF($D$219:$AA$219,$H$364)*$AB$22","v":0},{"$f":"COUNTIF($D$219:$AA$219,$I$364)*$AB$22","v":0},{"$f":"COUNTIF($D$219:$AA$219,$J$364)*$AB$22","v":0},{"$f":"COUNTIF($D$219:$AA$219,$K$364)*$AB$22","v":0},{"$f":"COUNTIF($D$219:$AA$219,$L$364)*$AB$22","v":0},{"$f":"COUNTIF($D$219:$AA$219,$M$364)*$AB$22","v":0},{"$f":"COUNTIF($D$219:$AA$219,$N$364)*$AB$22","v":0},{"$f":"COUNTIF($D$219:$AA$219,$O$364)*$AB$22","v":0},{"$f":"COUNTIF($D$219:$AA$219,$P$364)*$AB$22","v":0},{"$f":"COUNTIF($D$219:$AA$219,$Q$364)*$AB$22","v":0},{"$f":"COUNTIF($D$219:$AA$219,$R$364)*$AB$22","v":0},{"$f":"COUNTIF($D$219:$AA$219,$S$364)*$AB$22","v":0},{"$f":"COUNTIF($D$219:$AA$219,$T$364)*$AB$22","v":0},{"$f":"COUNTIF($D$219:$AA$219,$U$364)*$AB$22","v":0},{"$f":"COUNTIF($D$219:$AA$219,$V$364)*$AB$22","v":0},{"$f":"COUNTIF($D$219:$AA$219,$W$364)*$AB$22","v":0},{"$f":"COUNTIF($D$219:$AA$219,$X$364)*$AB$22","v":0},{"$f":"COUNTIF($D$219:$AA$219,$Y$364)*$AB$22","v":0},{"$f":"COUNTIF($D$219:$AA$219,$Z$364)*$AB$22","v":0},{"$f":"COUNTIF($D$219:$AA$219,$AA$364)*$AB$22","v":0},{"$f":"COUNTIF($D$219:$AA$219,$AB$364)*$AB$22","v":0},{"$f":"COUNTIF($D$219:$AA$219,$AC$364)*$AB$22","v":0},{"$f":"COUNTIF($D$219:$AA$219,$AD$364)*$AB$22","v":0},{"$f":"COUNTIF($D$219:$AA$219,$AE$364)*$AB$22","v":0},{"$f":"COUNTIF($D$219:$AA$219,$AF$364)*$AB$22","v":0},{"$f":"COUNTIF($D$219:$AA$219,$AG$364)*$AB$22","v":0},{"$f":"COUNTIF($D$219:$AA$219,$AH$364)*$AB$22","v":0},{"$f":"COUNTIF($D$219:$AA$219,$AI$364)*$AB$22","v":0},{"$f":"COUNTIF($D$219:$AA$219,$AJ$364)*$AB$22","v":0},{"$f":"COUNTIF($D$219:$AA$219,$AK$364)*$AB$22","v":0},{"$f":"COUNTIF($D$219:$AA$219,$AL$364)*$AB$22","v":0},{"$f":"COUNTIF($D$219:$AA$219,$AM$364)*$AB$22","v":0},{"$f":"COUNTIF($D$219:$AA$219,$AN$364)*$AB$22","v":0},{"$f":"COUNTIF($D$219:$AA$219,$AO$364)*$AB$22","v":0},{"$f":"COUNTIF($D$219:$AA$219,$AP$364)*$AB$22","v":0},{"$f":"COUNTIF($D$219:$AA$219,$AQ$364)*$AB$22","v":0},{"$f":"COUNTIF($D$219:$AA$219,$AR$364)*$AB$22","v":0},{"$f":"COUNTIF($D$219:$AA$219,$AS$364)*$AB$22","v":0},2,0,{"$error":"#DIV/0!"},{"$error":"#DIV/0!"},{"$error":"#DIV/0!"},{"$error":"#DIV/0!"},{"$error":"#DIV/0!"},{"$error":"#DIV/0!"},{"$error":"#DIV/0!"},{"$error":"#DIV/0!"},{"$error":"#DIV/0!"},null,{"$error":"#DIV/0!"},{"$error":"#DIV/0!"},{"$error":"#DIV/0!"},{"$error":"#DIV/0!"},{"$error":"#DIV/0!"},{"$error":"#DIV/0!"},{"$error":"#DIV/0!"},{"$error":"#DIV/0!"},{"$error":"#DIV/0!"},{"$error":"#DIV/0!"}]
[null,null,3,{"$f":"COUNTIF($D$220:$AA$220,$D$364)*$AB$23","v":0},{"$f":"COUNTIF($D$220:$AA$220,$E$364)*$AB$23","v":0},{"$f":"COUNTIF($D$220:$AA$220,$F$364)*$AB$23","v":0},{"$f":"COUNTIF($D$220:$AA$220,$G$364)*$AB$23","v":0},{"$f":"COUNTIF($D$220:$AA$220,$H$364)*$AB$23","v":0},{"$f":"COUNTIF($D$220:$AA$220,$I$364)*$AB$23","v":0},{"$f":"COUNTIF($D$220:$AA$220,$J$364)*$AB$23","v":0},{"$f":"COUNTIF($D$220:$AA$220,$K$364)*$AB$23","v":0},{"$f":"COUNTIF($D$220:$AA$220,$L$364)*$AB$23","v":0},{"$f":"COUNTIF($D$220:$AA$220,$M$364)*$AB$23","v":0},{"$f":"COUNTIF($D$220:$AA$220,$N$364)*$AB$23","v":0},{"$f":"COUNTIF($D$220:$AA$220,$O$364)*$AB$23","v":0},{"$f":"COUNTIF($D$220:$AA$220,$P$364)*$AB$23","v":0},{"$f":"COUNTIF($D$220:$AA$220,$Q$364)*$AB$23","v":0},{"$f":"COUNTIF($D$220:$AA$220,$R$364)*$AB$23","v":0},{"$f":"COUNTIF($D$220:$AA$220,$S$364)*$AB$23","v":0},{"$f":"COUNTIF($D$220:$AA$220,$T$364)*$AB$23","v":0},{"$f":"COUNTIF($D$220:$AA$220,$U$364)*$AB$23","v":0},{"$f":"COUNTIF($D$220:$AA$220,$V$364)*$AB$23","v":0},{"$f":"COUNTIF($D$220:$AA$220,$W$364)*$AB$23","v":0},{"$f":"COUNTIF($D$220:$AA$220,$X$364)*$AB$23","v":0},{"$f":"COUNTIF($D$220:$AA$220,$Y$364)*$AB$23","v":0},{"$f":"COUNTIF($D$220:$AA$220,$Z$364)*$AB$23","v":0},{"$f":"COUNTIF($D$220:$AA$220,$AA$364)*$AB$23","v":0},{"$f":"COUNTIF($D$220:$AA$220,$AB$364)*$AB$23","v":0},{"$f":"COUNTIF($D$220:$AA$220,$AC$364)*$AB$23","v":0},{"$f":"COUNTIF($D$220:$AA$220,$AD$364)*$AB$23","v":0},{"$f":"COUNTIF($D$220:$AA$220,$AE$364)*$AB$23","v":0},{"$f":"COUNTIF($D$220:$AA$220,$AF$364)*$AB$23","v":0},{"$f":"COUNTIF($D$220:$AA$220,$AG$364)*$AB$23","v":0},{"$f":"COUNTIF($D$220:$AA$220,$AH$364)*$AB$23","v":0},{"$f":"COUNTIF($D$220:$AA$220,$AI$364)*$AB$23","v":0},{"$f":"COUNTIF($D$220:$AA$220,$AJ$364)*$AB$23","v":0},{"$f":"COUNTIF($D$220:$AA$220,$AK$364)*$AB$23","v":0},{"$f":"COUNTIF($D$220:$AA$220,$AL$364)*$AB$23","v":0},{"$f":"COUNTIF($D$220:$AA$220,$AM$364)*$AB$23","v":0},{"$f":"COUNTIF($D$220:$AA$220,$AN$364)*$AB$23","v":0},{"$f":"COUNTIF($D$220:$AA$220,$AO$364)*$AB$23","v":0},{"$f":"COUNTIF($D$220:$AA$220,$AP$364)*$AB$23","v":0},{"$f":"COUNTIF($D$220:$AA$220,$AQ$364)*$AB$23","v":0},{"$f":"COUNTIF($D$220:$AA$220,$AR$364)*$AB$23","v":0},{"$f":"COUNTIF($D$220:$AA$220,$AS$364)*$AB$23","v":0},3,0,{"$error":"#DIV/0!"},{"$error":"#DIV/0!"},{"$error":"#DIV/0!"},{"$error":"#DIV/0!"},{"$error":"#DIV/0!"},{"$error":"#DIV/0!"},{"$error":"#DIV/0!"},{"$error":"#DIV/0!"},{"$error":"#DIV/0!"},null,{"$error":"#DIV/0!"},{"$error":"#DIV/0!"},{"$error":"#DIV/0!"},{"$error":"#DIV/0!"},{"$error":"#DIV/0!"},{"$error":"#DIV/0!"},{"$error":"#DIV/0!"},{"$error":"#DIV/0!"},{"$error":"#DIV/0!"},{"$f":"SUMPRODUCT($D376:$AS376,$D$533:$AS$533)","v":{"$error":"#DIV/0!"}}]
[null,null,"暖房運転時間",{"$f":"SUM($D$365:$D$376)","v":0},{"$f":"SUM($E$365:$E$376)","v":0},{"$f":"SUM($F$365:$F$376)","v":0},{"$f":"SUM($G$365:$G$376)","v":0},{"$f":"SUM($H$365:$H$376)","v":0},{"$f":"SUM($I$365:$I$376)","v":0},{"$f":"SUM($J$365:$J$376)","v":0},{"$f":"SUM($K$365:$K$376)","v":0},{"$f":"SUM($L$365:$L$376)","v":0},{"$f":"SUM($M$365:$M$376)","v":0},{"$f":"SUM($N$365:$N$376)","v":0},{"$f":"SUM($O$365:$O$376)","v":0},{"$f":"SUM($P$365:$P$376)","v":0},{"$f":"SUM($Q$365:$Q$376)","v":0},{"$f":"SUM($R$365:$R$376)","v":0},{"$f":"SUM($S$365:$S$376)","v":0},{"$f":"SUM($T$365:$T$376)","v":0},{"$f":"SUM($U$365:$U$376)","v":0},{"$f":"SUM($V$365:$V$376)","v":0},{"$f":"SUM($W$365:$W$376)","v":0},{"$f":"SUM($X$365:$X$376)","v":0},{"$f":"SUM($Y$365:$Y$376)","v":0},{"$f":"SUM($Z$365:$Z$376)","v":0},{"$f":"SUM($AA$365:$AA$376)","v":0},{"$f":"SUM($AB$365:$AB$376)","v":0},{"$f":"SUM($AC$365:$AC$376)","v":0},{"$f":"SUM($AD$365:$AD$376)","v":0},{"$f":"SUM($AE$365:$AE$376)","v":0},{"$f":"SUM($AF$365:$AF$376)","v":0},{"$f":"SUM($AG$365:$AG$376)","v":0},{"$f":"SUM($AH$365:$AH$376)","v":0},{"$f":"SUM($AI$365:$AI$376)","v":0},{"$f":"SUM($AJ$365:$AJ$376)","v":0},{"$f":"SUM($AK$365:$AK$376)","v":0},{"$f":"SUM($AL$365:$AL$376)","v":0},{"$f":"SUM($AM$365:$AM$376)","v":0},{"$f":"SUM($AN$365:$AN$376)","v":0},{"$f":"SUM($AO$365:$AO$376)","v":0},{"$f":"SUM($AP$365:$AP$376)","v":0},{"$f":"SUM($AQ$365:$AQ$376)","v":0},{"$f":"SUM($AR$365:$AR$376)","v":0},{"$f":"SUM($AS$365:$AS$376)","v":0},"暖房運転時間",{"$f":"SUM(AU$365:AU$376)","v":0},{"$f":"SUM(AV$365:AV$376)","v":{"$error":"#DIV/0!"}},{"$f":"SUM(AW$365:AW$376)","v":{"$error":"#DIV/0!"}},{"$error":"#DIV/0!"},{"$error":"#DIV/0!"},{"$error":"#DIV/0!"},{"$error":"#DIV/0!"},{"$error":"#DIV/0!"},{"$error":"#DIV/0!"},{"$error":"#DIV/0!"},null,{"$f":"SUM(BF$365:BF$376)","v":{"$error":"#DIV/0!"}},{"$f":"SUM(BG$365:BG$376)","v":{"$error":"#DIV/0!"}},{"$f":"SUM(BH$365:BH$376)","v":{"$error":"#DIV/0!"}},{"$f":"SUM(BI$365:BI$376)","v":{"$error":"#DIV/0!"}},{"$error":"#DIV/0!"},{"$f":"SUM(BK$365:BK$376)","v":{"$error":"#DIV/0!"}},{"$error":"#DIV/0!"},{"$error":"#DIV/0!"},{"$error":"#DIV/0!"},{"$error":"#DIV/0!"}]
[null,null,"暖房空調負荷率",{"$f":"IF((1/(0-$M$26))*D$364+1<0,0,IF((1/(0-$M$26)*D$364+1)>1,1,(1/(0-$M$26)*D$364+1)))","v":1},1,1,1,1,1,1,0.91666666666666663,0.83333333333333337,0.75,0.66666666666666674,0.58333333333333337,0.5,0.41666666666666674,0.33333333333333337,0.25,0.16666666666666674,8.333333333333337E-2,0,0,0,0,0,0,0,0,0,0,0,0,0,0,0,0,0,0,0,0,0,0,0,0,"暖房空調負荷率","αw"]
[]
[null,"前1","暖房時エネルギー消費量比",{"$f":"$D$378/D386","v":1.525342350450765},{"$f":"$E$378/E386","v":1.4782279701971444},{"$f":"$F$378/F386","v":1.4343628575472214},{"$f":"$G$378/G386","v":1.3934220857406261},{"$f":"$H$378/H386","v":1.3551226540505856},{"$f":"$I$378/I386","v":1.3192169368411732},{"$f":"$J$378/J386","v":1.2854873237050579},{"$f":"$K$378/K386","v":1.1433406688331575},{"$f":"$L$378/L386","v":1.0093811412617335},{"$f":"$M$378/M386","v":0.88292648038241106},{"$f":"$N$378/N386","v":0.76336818349042657},{"$f":"$O$378/O386","v":0.61406711876195452},{"$f":"$P$378/P386","v":0.51283388842074296},{"$f":"$Q$378/Q386","v":0.41666666666666674},{"$f":"$R$378/R386","v":0.32519476994456958},{"$f":"$S$378/S386","v":0.23808281789502453},{"$f":"$T$378/T386","v":0.15502662833157432},{"$f":"$U$378/U386","v":7.5749671993803475E-2},{"$f":"$V$378/V386","v":0},{"$f":"$W$378/W386","v":0},{"$f":"$X$378/X386","v":0},{"$f":"$Y$378/Y386","v":0},{"$f":"$Z$378/Z386","v":0},{"$f":"$AA$378/AA386","v":0},{"$f":"$AB$378/AB386","v":0},{"$f":"$AC$378/AC386","v":0},{"$f":"$AD$378/AD386","v":0},{"$f":"$AE$378/AE386","v":0},{"$f":"$AF$378/AF386","v":0},{"$f":"$AG$378/AG386","v":0},{"$f":"$AH$378/AH386","v":0},{"$f":"$AI$378/AI386","v":0},{"$f":"$AJ$378/AJ386","v":0},{"$f":"$AK$378/AK386","v":0},{"$f":"$AL$378/AL386","v":0},{"$f":"$AM$378/AM386","v":0},{"$f":"$AN$378/AN386","v":0},{"$f":"$AO$378/AO386","v":0},{"$f":"$AP$378/AP386","v":0},{"$f":"$AQ$378/AQ386","v":0},{"$f":"$AR$378/AR386","v":0},{"$f":"$AS$378/AS386","v":0},"暖房時エネルギー消費量比","εw"]
[null,null,"暖房能力",{"$f":"($Q$33-0.65*$Q$33)/14*($D$364-7)+$Q$33","v":16.875},{"$f":"($Q$33-0.65*$Q$33)/14*($E$364-7)+$Q$33","v":17.5},{"$f":"($Q$33-0.65*$Q$33)/14*($F$364-7)+$Q$33","v":18.125},{"$f":"($Q$33-0.65*$Q$33)/14*($G$364-7)+$Q$33","v":18.75},{"$f":"($Q$33-0.65*$Q$33)/14*($H$364-7)+$Q$33","v":19.375},{"$f":"($Q$33-0.65*$Q$33)/14*($I$364-7)+$Q$33","v":20},{"$f":"($Q$33-0.65*$Q$33)/14*($J$364-7)+$Q$33","v":20.625},{"$f":"($Q$33-0.65*$Q$33)/14*($K$364-7)+$Q$33","v":21.25},{"$f":"($Q$33-0.65*$Q$33)/14*($L$364-7)+$Q$33","v":21.875},{"$f":"($Q$33-0.65*$Q$33)/14*($M$364-7)+$Q$33","v":22.5},{"$f":"($Q$33-0.65*$Q$33)/14*($N$364-7)+$Q$33","v":23.125},{"$f":"($Q$33-0.65*$Q$33)/14*($O$364-7)+$Q$33","v":23.75},{"$f":"($Q$33-0.65*$Q$33)/14*($P$364-7)+$Q$33","v":24.375},{"$f":"($Q$33-0.65*$Q$33)/14*($Q$364-7)+$Q$33","v":25},{"$f":"($Q$33-0.65*$Q$33)/14*($R$364-7)+$Q$33","v":25.625},{"$f":"($Q$33-0.65*$Q$33)/14*($S$364-7)+$Q$33","v":26.25},{"$f":"($Q$33-0.65*$Q$33)/14*($T$364-7)+$Q$33","v":26.875},{"$f":"($Q$33-0.65*$Q$33)/14*($U$364-7)+$Q$33","v":27.5},{"$f":"($Q$33-0.65*$Q$33)/14*($V$364-7)+$Q$33","v":28.125},{"$f":"($Q$33-0.65*$Q$33)/14*($W$364-7)+$Q$33","v":28.75},{"$f":"($Q$33-0.65*$Q$33)/14*($X$364-7)+$Q$33","v":29.375},{"$f":"($Q$33-0.65*$Q$33)/14*($Y$364-7)+$Q$33","v":30},{"$f":"($Q$33-0.65*$Q$33)/14*($Z$364-7)+$Q$33","v":30.625},{"$f":"($Q$33-0.65*$Q$33)/14*($AA$364-7)+$Q$33","v":31.25},{"$f":"($Q$33-0.65*$Q$33)/14*($AB$364-7)+$Q$33","v":31.875},{"$f":"($Q$33-0.65*$Q$33)/14*($AC$364-7)+$Q$33","v":32.5},{"$f":"($Q$33-0.65*$Q$33)/14*($AD$364-7)+$Q$33","v":33.125},{"$f":"($Q$33-0.65*$Q$33)/14*($AE$364-7)+$Q$33","v":33.75},{"$f":"($Q$33-0.65*$Q$33)/14*($AF$364-7)+$Q$33","v":34.375},{"$f":"($Q$33-0.65*$Q$33)/14*($AG$364-7)+$Q$33","v":35},{"$f":"($Q$33-0.65*$Q$33)/14*($AH$364-7)+$Q$33","v":35.625},{"$f":"($Q$33-0.65*$Q$33)/14*($AI$364-7)+$Q$33","v":36.25},{"$f":"($Q$33-0.65*$Q$33)/14*($AJ$364-7)+$Q$33","v":36.875},{"$f":"($Q$33-0.65*$Q$33)/14*($AK$364-7)+$Q$33","v":37.5},{"$f":"($Q$33-0.65*$Q$33)/14*($AL$364-7)+$Q$33","v":38.125},{"$f":"($Q$33-0.65*$Q$33)/14*($AM$364-7)+$Q$33","v":38.75},{"$f":"($Q$33-0.65*$Q$33)/14*($AN$364-7)+$Q$33","v":39.375},{"$f":"($Q$33-0.65*$Q$33)/14*($AO$364-7)+$Q$33","v":40},{"$f":"($Q$33-0.65*$Q$33)/14*($AP$364-7)+$Q$33","v":40.625},{"$f":"($Q$33-0.65*$Q$33)/14*($AQ$364-7)+$Q$33","v":41.25},{"$f":"($Q$33-0.65*$Q$33)/14*($AR$364-7)+$Q$33","v":41.875},{"$f":"($Q$33-0.65*$Q$33)/14*($AS$364-7)+$Q$33","v":42.5},"暖房能力","Φw"]
[null,null,"着霜域暖房能力",{"$f":"D381/1.12","v":15.066964285714285},{"$f":"E381/1.12","v":15.624999999999998},{"$f":"F381/1.12","v":16.183035714285712},16.741071428571427,17.299107142857142,17.857142857142854,18.415178571428569,18.973214285714285,19.531249999999996,20.089285714285712,20.647321428571427,null,null,null,null,null,null,null,null,null,null,null,null,null,null,null,null,null,null,null,null,null,null,null,null,null,null,null,null,null,null,null,"着霜域暖房能力","Φwf"]
[null,null,"暖房ガス消費量",{"$f":"($Q$34-0.93*$Q$34)/14*($D$364-7)+$Q$34","v":17.484500000000001},{"$f":"($Q$34-0.93*$Q$34)/14*($E$364-7)+$Q$34","v":17.578000000000003},{"$f":"($Q$34-0.93*$Q$34)/14*($F$364-7)+$Q$34","v":17.671500000000002},{"$f":"($Q$34-0.93*$Q$34)/14*($G$364-7)+$Q$34","v":17.765000000000001},{"$f":"($Q$34-0.93*$Q$34)/14*($H$364-7)+$Q$34","v":17.858499999999999},{"$f":"($Q$34-0.93*$Q$34)/14*($I$364-7)+$Q$34","v":17.952000000000002},{"$f":"($Q$34-0.93*$Q$34)/14*($J$364-7)+$Q$34","v":18.045500000000001},{"$f":"($Q$34-0.93*$Q$34)/14*($K$364-7)+$Q$34","v":18.138999999999999},{"$f":"($Q$34-0.93*$Q$34)/14*($L$364-7)+$Q$34","v":18.232500000000002},{"$f":"($Q$34-0.93*$Q$34)/14*($M$364-7)+$Q$34","v":18.326000000000001},{"$f":"($Q$34-0.93*$Q$34)/14*($N$364-7)+$Q$34","v":18.419499999999999},{"$f":"($Q$34-0.93*$Q$34)/14*($O$364-7)+$Q$34","v":18.512999999999998},{"$f":"($Q$34-0.93*$Q$34)/14*($P$364-7)+$Q$34","v":18.6065},{"$f":"($Q$34-0.93*$Q$34)/14*($Q$364-7)+$Q$34","v":18.7},{"$f":"($Q$34-0.93*$Q$34)/14*($R$364-7)+$Q$34","v":18.793499999999998},{"$f":"($Q$34-0.93*$Q$34)/14*($S$364-7)+$Q$34","v":18.887},{"$f":"($Q$34-0.93*$Q$34)/14*($T$364-7)+$Q$34","v":18.980499999999999},{"$f":"($Q$34-0.93*$Q$34)/14*($U$364-7)+$Q$34","v":19.073999999999998},{"$f":"($Q$34-0.93*$Q$34)/14*($V$364-7)+$Q$34","v":19.167499999999997},{"$f":"($Q$34-0.93*$Q$34)/14*($W$364-7)+$Q$34","v":19.260999999999999},{"$f":"($Q$34-0.93*$Q$34)/14*($X$364-7)+$Q$34","v":19.354499999999998},{"$f":"($Q$34-0.93*$Q$34)/14*($Y$364-7)+$Q$34","v":19.447999999999997},{"$f":"($Q$34-0.93*$Q$34)/14*($Z$364-7)+$Q$34","v":19.541499999999999},{"$f":"($Q$34-0.93*$Q$34)/14*($AA$364-7)+$Q$34","v":19.634999999999998},{"$f":"($Q$34-0.93*$Q$34)/14*($AB$364-7)+$Q$34","v":19.728499999999997},{"$f":"($Q$34-0.93*$Q$34)/14*($AC$364-7)+$Q$34","v":19.821999999999996},{"$f":"($Q$34-0.93*$Q$34)/14*($AD$364-7)+$Q$34","v":19.915499999999998},{"$f":"($Q$34-0.93*$Q$34)/14*($AE$364-7)+$Q$34","v":20.008999999999997},{"$f":"($Q$34-0.93*$Q$34)/14*($AF$364-7)+$Q$34","v":20.102499999999996},{"$f":"($Q$34-0.93*$Q$34)/14*($AG$364-7)+$Q$34","v":20.195999999999998},{"$f":"($Q$34-0.93*$Q$34)/14*($AH$364-7)+$Q$34","v":20.289499999999997},{"$f":"($Q$34-0.93*$Q$34)/14*($AI$364-7)+$Q$34","v":20.382999999999996},{"$f":"($Q$34-0.93*$Q$34)/14*($AJ$364-7)+$Q$34","v":20.476499999999994},{"$f":"($Q$34-0.93*$Q$34)/14*($AK$364-7)+$Q$34","v":20.569999999999997},{"$f":"($Q$34-0.93*$Q$34)/14*($AL$364-7)+$Q$34","v":20.663499999999996},{"$f":"($Q$34-0.93*$Q$34)/14*($AM$364-7)+$Q$34","v":20.756999999999994},{"$f":"($Q$34-0.93*$Q$34)/14*($AN$364-7)+$Q$34","v":20.850499999999997},{"$f":"($Q$34-0.93*$Q$34)/14*($AO$364-7)+$Q$34","v":20.943999999999996},{"$f":"($Q$34-0.93*$Q$34)/14*($AP$364-7)+$Q$34","v":21.037499999999994},{"$f":"($Q$34-0.93*$Q$34)/14*($AQ$364-7)+$Q$34","v":21.130999999999993},{"$f":"($Q$34-0.93*$Q$34)/14*($AR$364-7)+$Q$34","v":21.224499999999995},{"$f":"($Q$34-0.93*$Q$34)/14*($AS$364-7)+$Q$34","v":21.317999999999994},"暖房ガス消費量","Pw"]
[null,null,"着霜域暖房ガス消費量",{"$f":"D383/1.06","v":16.494811320754717},{"$f":"E383/1.06","v":16.58301886792453},16.671226415094342,16.759433962264151,16.847641509433959,16.935849056603775,17.024056603773584,17.112264150943396,17.200471698113208,17.288679245283017,17.376886792452829,null,null,null,null,null,null,null,null,null,null,null,null,null,null,null,null,null,null,null,null,null,null,null,null,null,null,null,null,null,null,null,"着霜域暖房ガス消費量","Pwf"]
[null,null,"暖房COP",{"$f":"D382/(D384+$Q$35*$I$32*D$378)","v":0.85496939231084179},{"$f":"E382/(E384+$Q$35*$I$32*E$378)","v":0.8822191493622985},0.90919882341414304,0.93591241001302239,0.96236382628003792,0.98855691282554459,1.0144954356081219,1.0455713709385135,1.0766671520471787,1.1077827979511192,{"$f":"N382/(N384+$Q$35*$I$32*N$378)","v":1.1389183276916395},{"$f":"O381/(O383+$Q$35*$I$32*O$378)","v":1.2388503468780971},{"$f":"P381/(P383+$Q$35*$I$32*P$378)","v":1.271484833468089},1.3041210224308817,1.3367589138996845,1.3693985080077207,1.4020398048882283,1.4346828046744575,1.4673275074996741,1.4926535486215669,1.5177348936939732,1.542575071986837,1.5671775452242664,1.5915457091927683,1.6156828953037485,1.6395923721117953,1.6632773467901887,1.6867409665650459,1.7099863201094394,1.7330164388987921,1.755834298528796,1.7784428199970568,1.8008448709496256,1.8230432668935346,1.8450407723764128,1.8668401021342202,1.8884439222081009,1.909854851031322,1.9310754604872258,1.9521082769390949,1.9729557822327974,1.9936204146730467,"暖房COP","σw"]
[null,null,"暖房COP比",{"$f":"D385/$Q385","v":0.6555905300239534},{"$f":"E385/$Q385","v":0.67648564373101039},0.69717365779396478,0.71765763599798549,{"$f":"H385/$Q385","v":0.73794058199153301},{"$f":"I385/$Q385","v":0.75802544075462752},0.77791510002430786,{"$f":"K385/$Q385","v":0.80174412723565214},{"$f":"L385/$Q385","v":0.82558837218977654},0.84944784946891816,{"$f":"N385/$Q385","v":0.87332257367394905},{"$f":"O385/$Q385","v":0.94995044598612477},0.97497457030333057,{"$f":"Q385/$Q385","v":1},{"$f":"R385/$Q385","v":1.025026735178278},1.05005477594032,{"$f":"T385/$Q385","v":1.0750841223882934},{"$f":"U385/$Q385","v":1.100114774624374},1.1251467327507501,{"$f":"W385/$Q385","v":1.1445667410830174},{"$f":"X385/$Q385","v":1.1637991164845385},1.1828465651995066,{"$f":"Z385/$Q385","v":1.2017117416779675},{"$f":"AA385/$Q385","v":1.2203972498090145},1.2389056441189144,{"$f":"AC385/$Q385","v":1.2572394309353245},{"$f":"AD385/$Q385","v":1.2754010695187166},1.293392973162077,{"$f":"AF385/$Q385","v":1.311217510259918},{"$f":"AG385/$Q385","v":1.3288770053475936},1.3463737401118807,{"$f":"AI385/$Q385","v":1.363709954373743},{"$f":"AJ385/$Q385","v":1.3808878470441728},1.3979095770539622,{"$f":"AL385/$Q385","v":1.4147772642582332},{"$f":"AM385/$Q385","v":1.4314929903165199},1.4480587995491716,{"$f":"AO385/$Q385","v":1.4644766997708176},{"$f":"AP385/$Q385","v":1.4807486631016047},1.4968766267568978,{"$f":"AR385/$Q385","v":1.512862493816109},{"$f":"AS385/$Q385","v":1.528708133971292},"暖房COP比","βw"]
[null,null,"Σ",{"$f":"$D$377*$D380","v":0},{"$f":"$E$377*$E380","v":0},{"$f":"$F$377*$F380","v":0},{"$f":"$G$377*$G380","v":0},{"$f":"$H$377*$H380","v":0},{"$f":"$I$377*$I380","v":0},{"$f":"$J$377*$J380","v":0},{"$f":"$K$377*$K380","v":0},{"$f":"$L$377*$L380","v":0},{"$f":"$M$377*$M380","v":0},{"$f":"$N$377*$N380","v":0},{"$f":"$O$377*$O380","v":0},{"$f":"$P$377*$P380","v":0},{"$f":"$Q$377*$Q380","v":0},{"$f":"$R$377*$R380","v":0},{"$f":"$S$377*$S380","v":0},{"$f":"$T$377*$T380","v":0},{"$f":"$U$377*$U380","v":0},{"$f":"$V$377*$V380","v":0},{"$f":"$W$377*$W380","v":0},{"$f":"$X$377*$X380","v":0},{"$f":"$Y$377*$Y380","v":0},{"$f":"$Z$377*$Z380","v":0},{"$f":"$AA$377*$AA380","v":0},{"$f":"$AB$377*$AB380","v":0},{"$f":"$AC$377*$AC380","v":0},{"$f":"$AD$377*$AD380","v":0},{"$f":"$AE$377*$AE380","v":0},{"$f":"$AF$377*$AF380","v":0},{"$f":"$AG$377*$AG380","v":0},{"$f":"$AH$377*$AH380","v":0},{"$f":"$AI$377*$AI380","v":0},{"$f":"$AJ$377*$AJ380","v":0},{"$f":"$AK$377*$AK380","v":0},{"$f":"$AL$377*$AL380","v":0},{"$f":"$AM$377*$AM380","v":0},{"$f":"$AN$377*$AN380","v":0},{"$f":"$AO$377*$AO380","v":0},{"$f":"$AP$377*$AP380","v":0},{"$f":"$AQ$377*$AQ380","v":0},{"$f":"$AR$377*$AR380","v":0},{"$f":"$AS$377*$AS380","v":0},{"$f":"SUM(D387:AS387)","v":0},"Σ"]
[null,"前2","暖房時エネルギー消費量比",{"$f":"$D$378/D394","v":{"$error":"#DIV/0!"}},{"$f":"$E$378/E394","v":{"$error":"#DIV/0!"}},{"$f":"$F$378/F394","v":{"$error":"#DIV/0!"}},{"$f":"$G$378/G394","v":{"$error":"#DIV/0!"}},{"$f":"$H$378/H394","v":{"$error":"#DIV/0!"}},{"$f":"$I$378/I394","v":{"$error":"#DIV/0!"}},{"$f":"$J$378/J394","v":{"$error":"#DIV/0!"}},{"$f":"$K$378/K394","v":{"$error":"#DIV/0!"}},{"$f":"$L$378/L394","v":{"$error":"#DIV/0!"}},{"$f":"$M$378/M394","v":{"$error":"#DIV/0!"}},{"$f":"$N$378/N394","v":{"$error":"#DIV/0!"}},{"$f":"$O$378/O394","v":{"$error":"#DIV/0!"}},{"$f":"$P$378/P394","v":{"$error":"#DIV/0!"}},{"$f":"$Q$378/Q394","v":{"$error":"#DIV/0!"}},{"$f":"$R$378/R394","v":{"$error":"#DIV/0!"}},{"$f":"$S$378/S394","v":{"$error":"#DIV/0!"}},{"$f":"$T$378/T394","v":{"$error":"#DIV/0!"}},{"$f":"$U$378/U394","v":{"$error":"#DIV/0!"}},{"$f":"$V$378/V394","v":{"$error":"#DIV/0!"}},{"$f":"$W$378/W394","v":{"$error":"#DIV/0!"}},{"$f":"$X$378/X394","v":{"$error":"#DIV/0!"}},{"$f":"$Y$378/Y394","v":{"$error":"#DIV/0!"}},{"$f":"$Z$378/Z394","v":{"$error":"#DIV/0!"}},{"$f":"$AA$378/AA394","v":{"$error":"#DIV/0!"}},{"$f":"$AB$378/AB394","v":{"$error":"#DIV/0!"}},{"$f":"$AC$378/AC394","v":{"$error":"#DIV/0!"}},{"$f":"$AD$378/AD394","v":{"$error":"#DIV/0!"}},{"$f":"$AE$378/AE394","v":{"$error":"#DIV/0!"}},{"$f":"$AF$378/AF394","v":{"$error":"#DIV/0!"}},{"$f":"$AG$378/AG394","v":{"$error":"#DIV/0!"}},{"$f":"$AH$378/AH394","v":{"$error":"#DIV/0!"}},{"$f":"$AI$378/AI394","v":{"$error":"#DIV/0!"}},{"$f":"$AJ$378/AJ394","v":{"$error":"#DIV/0!"}},{"$f":"$AK$378/AK394","v":{"$error":"#DIV/0!"}},{"$f":"$AL$378/AL394","v":{"$error":"#DIV/0!"}},{"$f":"$AM$378/AM394","v":{"$error":"#DIV/0!"}},{"$f":"$AN$378/AN394","v":{"$error":"#DIV/0!"}},{"$f":"$AO$378/AO394","v":{"$error":"#DIV/0!"}},{"$f":"$AP$378/AP394","v":{"$error":"#DIV/0!"}},{"$f":"$AQ$378/AQ394","v":{"$error":"#DIV/0!"}},{"$f":"$AR$378/AR394","v":{"$error":"#DIV/0!"}},{"$f":"$AS$378/AS394","v":{"$error":"#DIV/0!"}},"暖房時エネルギー消費量比","εw"]
[null,null,"暖房能力",{"$f":"($R$33-0.65*$R$33)/14*($D$364-7)+$R$33","v":0},{"$f":"($R$33-0.65*$R$33)/14*($E$364-7)+$R$33","v":0},{"$f":"($R$33-0.65*$R$33)/14*($F$364-7)+$R$33","v":0},{"$f":"($R$33-0.65*$R$33)/14*($G$364-7)+$R$33","v":0},{"$f":"($R$33-0.65*$R$33)/14*($H$364-7)+$R$33","v":0},{"$f":"($R$33-0.65*$R$33)/14*($I$364-7)+$R$33","v":0},{"$f":"($R$33-0.65*$R$33)/14*($J$364-7)+$R$33","v":0},{"$f":"($R$33-0.65*$R$33)/14*($K$364-7)+$R$33","v":0},{"$f":"($R$33-0.65*$R$33)/14*($L$364-7)+$R$33","v":0},{"$f":"($R$33-0.65*$R$33)/14*($M$364-7)+$R$33","v":0},{"$f":"($R$33-0.65*$R$33)/14*($N$364-7)+$R$33","v":0},{"$f":"($R$33-0.65*$R$33)/14*($O$364-7)+$R$33","v":0},{"$f":"($R$33-0.65*$R$33)/14*($P$364-7)+$R$33","v":0},{"$f":"($R$33-0.65*$R$33)/14*($Q$364-7)+$R$33","v":0},{"$f":"($R$33-0.65*$R$33)/14*($R$364-7)+$R$33","v":0},{"$f":"($R$33-0.65*$R$33)/14*($S$364-7)+$R$33","v":0},{"$f":"($R$33-0.65*$R$33)/14*($T$364-7)+$R$33","v":0},{"$f":"($R$33-0.65*$R$33)/14*($U$364-7)+$R$33","v":0},{"$f":"($R$33-0.65*$R$33)/14*($V$364-7)+$R$33","v":0},{"$f":"($R$33-0.65*$R$33)/14*($W$364-7)+$R$33","v":0},{"$f":"($R$33-0.65*$R$33)/14*($X$364-7)+$R$33","v":0},{"$f":"($R$33-0.65*$R$33)/14*($Y$364-7)+$R$33","v":0},{"$f":"($R$33-0.65*$R$33)/14*($Z$364-7)+$R$33","v":0},{"$f":"($R$33-0.65*$R$33)/14*($AA$364-7)+$R$33","v":0},{"$f":"($R$33-0.65*$R$33)/14*($AB$364-7)+$R$33","v":0},{"$f":"($R$33-0.65*$R$33)/14*($AC$364-7)+$R$33","v":0},{"$f":"($R$33-0.65*$R$33)/14*($AD$364-7)+$R$33","v":0},{"$f":"($R$33-0.65*$R$33)/14*($AE$364-7)+$R$33","v":0},{"$f":"($R$33-0.65*$R$33)/14*($AF$364-7)+$R$33","v":0},{"$f":"($R$33-0.65*$R$33)/14*($AG$364-7)+$R$33","v":0},{"$f":"($R$33-0.65*$R$33)/14*($AH$364-7)+$R$33","v":0},{"$f":"($R$33-0.65*$R$33)/14*($AI$364-7)+$R$33","v":0},{"$f":"($R$33-0.65*$R$33)/14*($AJ$364-7)+$R$33","v":0},{"$f":"($R$33-0.65*$R$33)/14*($AK$364-7)+$R$33","v":0},{"$f":"($R$33-0.65*$R$33)/14*($AL$364-7)+$R$33","v":0},{"$f":"($R$33-0.65*$R$33)/14*($AM$364-7)+$R$33","v":0},{"$f":"($R$33-0.65*$R$33)/14*($AN$364-7)+$R$33","v":0},{"$f":"($R$33-0.65*$R$33)/14*($AO$364-7)+$R$33","v":0},{"$f":"($R$33-0.65*$R$33)/14*($AP$364-7)+$R$33","v":0},{"$f":"($R$33-0.65*$R$33)/14*($AQ$364-7)+$R$33","v":0},{"$f":"($R$33-0.65*$R$33)/14*($AR$364-7)+$R$33","v":0},{"$f":"($R$33-0.65*$R$33)/14*($AS$364-7)+$R$33","v":0},"暖房能力","Φw"]
[null,null,"着霜域暖房能力",{"$f":"D389/1.12","v":0},{"$f":"E389/1.12","v":0},{"$f":"F389/1.12","v":0},{"$f":"G389/1.12","v":0},{"$f":"H389/1.12","v":0},{"$f":"I389/1.12","v":0},{"$f":"J389/1.12","v":0},{"$f":"K389/1.12","v":0},{"$f":"L389/1.12","v":0},{"$f":"M389/1.12","v":0},{"$f":"N389/1.12","v":0},null,null,null,null,null,null,null,null,null,null,null,null,null,null,null,null,null,null,null,null,null,null,null,null,null,null,null,null,null,null,null,"着霜域暖房能力","Φwf"]
[null,null,"暖房ガス消費量",{"$f":"($R$34-0.93*$R$34)/14*($D$364-7)+$R$34","v":0},{"$f":"($R$34-0.93*$R$34)/14*($E$364-7)+$R$34","v":0},{"$f":"($R$34-0.93*$R$34)/14*($F$364-7)+$R$34","v":0},{"$f":"($R$34-0.93*$R$34)/14*($G$364-7)+$R$34","v":0},{"$f":"($R$34-0.93*$R$34)/14*($H$364-7)+$R$34","v":0},{"$f":"($R$34-0.93*$R$34)/14*($I$364-7)+$R$34","v":0},{"$f":"($R$34-0.93*$R$34)/14*($J$364-7)+$R$34","v":0},{"$f":"($R$34-0.93*$R$34)/14*($K$364-7)+$R$34","v":0},{"$f":"($R$34-0.93*$R$34)/14*($L$364-7)+$R$34","v":0},{"$f":"($R$34-0.93*$R$34)/14*($M$364-7)+$R$34","v":0},{"$f":"($R$34-0.93*$R$34)/14*($N$364-7)+$R$34","v":0},{"$f":"($R$34-0.93*$R$34)/14*($O$364-7)+$R$34","v":0},{"$f":"($R$34-0.93*$R$34)/14*($P$364-7)+$R$34","v":0},{"$f":"($R$34-0.93*$R$34)/14*($Q$364-7)+$R$34","v":0},{"$f":"($R$34-0.93*$R$34)/14*($R$364-7)+$R$34","v":0},{"$f":"($R$34-0.93*$R$34)/14*($S$364-7)+$R$34","v":0},{"$f":"($R$34-0.93*$R$34)/14*($T$364-7)+$R$34","v":0},{"$f":"($R$34-0.93*$R$34)/14*($U$364-7)+$R$34","v":0},{"$f":"($R$34-0.93*$R$34)/14*($V$364-7)+$R$34","v":0},{"$f":"($R$34-0.93*$R$34)/14*($W$364-7)+$R$34","v":0},{"$f":"($R$34-0.93*$R$34)/14*($X$364-7)+$R$34","v":0},{"$f":"($R$34-0.93*$R$34)/14*($Y$364-7)+$R$34","v":0},{"$f":"($R$34-0.93*$R$34)/14*($Z$364-7)+$R$34","v":0},{"$f":"($R$34-0.93*$R$34)/14*($AA$364-7)+$R$34","v":0},{"$f":"($R$34-0.93*$R$34)/14*($AB$364-7)+$R$34","v":0},{"$f":"($R$34-0.93*$R$34)/14*($AC$364-7)+$R$34","v":0},{"$f":"($R$34-0.93*$R$34)/14*($AD$364-7)+$R$34","v":0},{"$f":"($R$34-0.93*$R$34)/14*($AE$364-7)+$R$34","v":0},{"$f":"($R$34-0.93*$R$34)/14*($AF$364-7)+$R$34","v":0},{"$f":"($R$34-0.93*$R$34)/14*($AG$364-7)+$R$34","v":0},{"$f":"($R$34-0.93*$R$34)/14*($AH$364-7)+$R$34","v":0},{"$f":"($R$34-0.93*$R$34)/14*($AI$364-7)+$R$34","v":0},{"$f":"($R$34-0.93*$R$34)/14*($AJ$364-7)+$R$34","v":0},{"$f":"($R$34-0.93*$R$34)/14*($AK$364-7)+$R$34","v":0},{"$f":"($R$34-0.93*$R$34)/14*($AL$364-7)+$R$34","v":0},{"$f":"($R$34-0.93*$R$34)/14*($AM$364-7)+$R$34","v":0},{"$f":"($R$34-0.93*$R$34)/14*($AN$364-7)+$R$34","v":0},{"$f":"($R$34-0.93*$R$34)/14*($AO$364-7)+$R$34","v":0},{"$f":"($R$34-0.93*$R$34)/14*($AP$364-7)+$R$34","v":0},{"$f":"($R$34-0.93*$R$34)/14*($AQ$364-7)+$R$34","v":0},{"$f":"($R$34-0.93*$R$34)/14*($AR$364-7)+$R$34","v":0},{"$f":"($R$34-0.93*$R$34)/14*($AS$364-7)+$R$34","v":0},"暖房ガス消費量","Pw"]
[null,null,"着霜域暖房ガス消費量",{"$f":"D391/1.06","v":0},0,0,0,0,0,0,0,0,0,0,null,null,null,null,null,null,null,null,null,null,null,null,null,null,null,null,null,null,null,null,null,null,null,null,null,null,null,null,null,null,null,"着霜域暖房ガス消費量","Pwf"]
[null,null,"暖房COP",{"$f":"D390/(D392+$R$35*$I$32*D$378)","v":{"$error":"#DIV/0!"}},{"$f":"E390/(E392+$R$35*$I$32*E$378)","v":{"$error":"#DIV/0!"}},{"$error":"#DIV/0!"},{"$error":"#DIV/0!"},{"$error":"#DIV/0!"},{"$error":"#DIV/0!"},{"$error":"#DIV/0!"},{"$error":"#DIV/0!"},{"$error":"#DIV/0!"},{"$error":"#DIV/0!"},{"$f":"N390/(N392+$R$35*$I$32*N$378)","v":{"$error":"#DIV/0!"}},{"$f":"O389/(O391+$R$35*$I$32*O$378)","v":{"$error":"#DIV/0!"}},{"$f":"P389/(P391+$R$35*$I$32*P$378)","v":{"$error":"#DIV/0!"}},{"$error":"#DIV/0!"},{"$error":"#DIV/0!"},{"$error":"#DIV/0!"},{"$error":"#DIV/0!"},{"$error":"#DIV/0!"},{"$error":"#DIV/0!"},{"$error":"#DIV/0!"},{"$error":"#DIV/0!"},{"$error":"#DIV/0!"},{"$error":"#DIV/0!"},{"$error":"#DIV/0!"},{"$error":"#DIV/0!"},{"$error":"#DIV/0!"},{"$error":"#DIV/0!"},{"$error":"#DIV/0!"},{"$error":"#DIV/0!"},{"$error":"#DIV/0!"},{"$error":"#DIV/0!"},{"$error":"#DIV/0!"},{"$error":"#DIV/0!"},{"$error":"#DIV/0!"},{"$error":"#DIV/0!"},{"$error":"#DIV/0!"},{"$error":"#DIV/0!"},{"$error":"#DIV/0!"},{"$error":"#DIV/0!"},{"$error":"#DIV/0!"},{"$error":"#DIV/0!"},{"$error":"#DIV/0!"},"暖房COP","σw"]
[null,null,"暖房COP比",{"$f":"D393/$Q393","v":{"$error":"#DIV/0!"}},{"$f":"E393/$Q393","v":{"$error":"#DIV/0!"}},{"$f":"F393/$Q393","v":{"$error":"#DIV/0!"}},{"$f":"G393/$Q393","v":{"$error":"#DIV/0!"}},{"$f":"H393/$Q393","v":{"$error":"#DIV/0!"}},{"$f":"I393/$Q393","v":{"$error":"#DIV/0!"}},{"$f":"J393/$Q393","v":{"$error":"#DIV/0!"}},{"$f":"K393/$Q393","v":{"$error":"#DIV/0!"}},{"$f":"L393/$Q393","v":{"$error":"#DIV/0!"}},{"$f":"M393/$Q393","v":{"$error":"#DIV/0!"}},{"$f":"N393/$Q393","v":{"$error":"#DIV/0!"}},{"$f":"O393/$Q393","v":{"$error":"#DIV/0!"}},{"$f":"P393/$Q393","v":{"$error":"#DIV/0!"}},{"$f":"Q393/$Q393","v":{"$error":"#DIV/0!"}},{"$f":"R393/$Q393","v":{"$error":"#DIV/0!"}},{"$f":"S393/$Q393","v":{"$error":"#DIV/0!"}},{"$f":"T393/$Q393","v":{"$error":"#DIV/0!"}},{"$f":"U393/$Q393","v":{"$error":"#DIV/0!"}},{"$f":"V393/$Q393","v":{"$error":"#DIV/0!"}},{"$f":"W393/$Q393","v":{"$error":"#DIV/0!"}},{"$f":"X393/$Q393","v":{"$error":"#DIV/0!"}},{"$f":"Y393/$Q393","v":{"$error":"#DIV/0!"}},{"$f":"Z393/$Q393","v":{"$error":"#DIV/0!"}},{"$f":"AA393/$Q393","v":{"$error":"#DIV/0!"}},{"$f":"AB393/$Q393","v":{"$error":"#DIV/0!"}},{"$f":"AC393/$Q393","v":{"$error":"#DIV/0!"}},{"$f":"AD393/$Q393","v":{"$error":"#DIV/0!"}},{"$f":"AE393/$Q393","v":{"$error":"#DIV/0!"}},{"$f":"AF393/$Q393","v":{"$error":"#DIV/0!"}},{"$f":"AG393/$Q393","v":{"$error":"#DIV/0!"}},{"$f":"AH393/$Q393","v":{"$error":"#DIV/0!"}},{"$f":"AI393/$Q393","v":{"$error":"#DIV/0!"}},{"$f":"AJ393/$Q393","v":{"$error":"#DIV/0!"}},{"$f":"AK393/$Q393","v":{"$error":"#DIV/0!"}},{"$f":"AL393/$Q393","v":{"$error":"#DIV/0!"}},{"$f":"AM393/$Q393","v":{"$error":"#DIV/0!"}},{"$f":"AN393/$Q393","v":{"$error":"#DIV/0!"}},{"$f":"AO393/$Q393","v":{"$error":"#DIV/0!"}},{"$f":"AP393/$Q393","v":{"$error":"#DIV/0!"}},{"$f":"AQ393/$Q393","v":{"$error":"#DIV/0!"}},{"$f":"AR393/$Q393","v":{"$error":"#DIV/0!"}},{"$f":"AS393/$Q393","v":{"$error":"#DIV/0!"}},"暖房COP比","βw"]
[null,null,"Σ",{"$f":"$D$377*$D388","v":{"$error":"#DIV/0!"}},{"$f":"$E$377*$E388","v":{"$error":"#DIV/0!"}},{"$f":"$F$377*$F388","v":{"$error":"#DIV/0!"}},{"$f":"$G$377*$G388","v":{"$error":"#DIV/0!"}},{"$f":"$H$377*$H388","v":{"$error":"#DIV/0!"}},{"$f":"$I$377*$I388","v":{"$error":"#DIV/0!"}},{"$f":"$J$377*$J388","v":{"$error":"#DIV/0!"}},{"$f":"$K$377*$K388","v":{"$error":"#DIV/0!"}},{"$f":"$L$377*$L388","v":{"$error":"#DIV/0!"}},{"$f":"$M$377*$M388","v":{"$error":"#DIV/0!"}},{"$f":"$N$377*$N388","v":{"$error":"#DIV/0!"}},{"$f":"$O$377*$O388","v":{"$error":"#DIV/0!"}},{"$f":"$P$377*$P388","v":{"$error":"#DIV/0!"}},{"$f":"$Q$377*$Q388","v":{"$error":"#DIV/0!"}},{"$f":"$R$377*$R388","v":{"$error":"#DIV/0!"}},{"$f":"$S$377*$S388","v":{"$error":"#DIV/0!"}},{"$f":"$T$377*$T388","v":{"$error":"#DIV/0!"}},{"$f":"$U$377*$U388","v":{"$error":"#DIV/0!"}},{"$f":"$V$377*$V388","v":{"$error":"#DIV/0!"}},{"$f":"$W$377*$W388","v":{"$error":"#DIV/0!"}},{"$f":"$X$377*$X388","v":{"$error":"#DIV/0!"}},{"$f":"$Y$377*$Y388","v":{"$error":"#DIV/0!"}},{"$f":"$Z$377*$Z388","v":{"$error":"#DIV/0!"}},{"$f":"$AA$377*$AA388","v":{"$error":"#DIV/0!"}},{"$f":"$AB$377*$AB388","v":{"$error":"#DIV/0!"}},{"$f":"$AC$377*$AC388","v":{"$error":"#DIV/0!"}},{"$f":"$AD$377*$AD388","v":{"$error":"#DIV/0!"}},{"$f":"$AE$377*$AE388","v":{"$error":"#DIV/0!"}},{"$f":"$AF$377*$AF388","v":{"$error":"#DIV/0!"}},{"$f":"$AG$377*$AG388","v":{"$error":"#DIV/0!"}},{"$f":"$AH$377*$AH388","v":{"$error":"#DIV/0!"}},{"$f":"$AI$377*$AI388","v":{"$error":"#DIV/0!"}},{"$f":"$AJ$377*$AJ388","v":{"$error":"#DIV/0!"}},{"$f":"$AK$377*$AK388","v":{"$error":"#DIV/0!"}},{"$f":"$AL$377*$AL388","v":{"$error":"#DIV/0!"}},{"$f":"$AM$377*$AM388","v":{"$error":"#DIV/0!"}},{"$f":"$AN$377*$AN388","v":{"$error":"#DIV/0!"}},{"$f":"$AO$377*$AO388","v":{"$error":"#DIV/0!"}},{"$f":"$AP$377*$AP388","v":{"$error":"#DIV/0!"}},{"$f":"$AQ$377*$AQ388","v":{"$error":"#DIV/0!"}},{"$f":"$AR$377*$AR388","v":{"$error":"#DIV/0!"}},{"$f":"$AS$377*$AS388","v":{"$error":"#DIV/0!"}},{"$f":"SUM(D395:AS395)","v":{"$error":"#DIV/0!"}},"Σ"]
[null,"前3","暖房時エネルギー消費量比",{"$f":"$D$378/D402","v":{"$error":"#DIV/0!"}},{"$f":"$E$378/E402","v":{"$error":"#DIV/0!"}},{"$f":"$F$378/F402","v":{"$error":"#DIV/0!"}},{"$f":"$G$378/G402","v":{"$error":"#DIV/0!"}},{"$f":"$H$378/H402","v":{"$error":"#DIV/0!"}},{"$f":"$I$378/I402","v":{"$error":"#DIV/0!"}},{"$f":"$J$378/J402","v":{"$error":"#DIV/0!"}},{"$f":"$K$378/K402","v":{"$error":"#DIV/0!"}},{"$f":"$L$378/L402","v":{"$error":"#DIV/0!"}},{"$f":"$M$378/M402","v":{"$error":"#DIV/0!"}},{"$f":"$N$378/N402","v":{"$error":"#DIV/0!"}},{"$f":"$O$378/O402","v":{"$error":"#DIV/0!"}},{"$f":"$P$378/P402","v":{"$error":"#DIV/0!"}},{"$f":"$Q$378/Q402","v":{"$error":"#DIV/0!"}},{"$f":"$R$378/R402","v":{"$error":"#DIV/0!"}},{"$f":"$S$378/S402","v":{"$error":"#DIV/0!"}},{"$f":"$T$378/T402","v":{"$error":"#DIV/0!"}},{"$f":"$U$378/U402","v":{"$error":"#DIV/0!"}},{"$f":"$V$378/V402","v":{"$error":"#DIV/0!"}},{"$f":"$W$378/W402","v":{"$error":"#DIV/0!"}},{"$f":"$X$378/X402","v":{"$error":"#DIV/0!"}},{"$f":"$Y$378/Y402","v":{"$error":"#DIV/0!"}},{"$f":"$Z$378/Z402","v":{"$error":"#DIV/0!"}},{"$f":"$AA$378/AA402","v":{"$error":"#DIV/0!"}},{"$f":"$AB$378/AB402","v":{"$error":"#DIV/0!"}},{"$f":"$AC$378/AC402","v":{"$error":"#DIV/0!"}},{"$f":"$AD$378/AD402","v":{"$error":"#DIV/0!"}},{"$f":"$AE$378/AE402","v":{"$error":"#DIV/0!"}},{"$f":"$AF$378/AF402","v":{"$error":"#DIV/0!"}},{"$f":"$AG$378/AG402","v":{"$error":"#DIV/0!"}},{"$f":"$AH$378/AH402","v":{"$error":"#DIV/0!"}},{"$f":"$AI$378/AI402","v":{"$error":"#DIV/0!"}},{"$f":"$AJ$378/AJ402","v":{"$error":"#DIV/0!"}},{"$f":"$AK$378/AK402","v":{"$error":"#DIV/0!"}},{"$f":"$AL$378/AL402","v":{"$error":"#DIV/0!"}},{"$f":"$AM$378/AM402","v":{"$error":"#DIV/0!"}},{"$f":"$AN$378/AN402","v":{"$error":"#DIV/0!"}},{"$f":"$AO$378/AO402","v":{"$error":"#DIV/0!"}},{"$f":"$AP$378/AP402","v":{"$error":"#DIV/0!"}},{"$f":"$AQ$378/AQ402","v":{"$error":"#DIV/0!"}},{"$f":"$AR$378/AR402","v":{"$error":"#DIV/0!"}},{"$f":"$AS$378/AS402","v":{"$error":"#DIV/0!"}},"暖房時エネルギー消費量比","εw"]
[null,null,"暖房能力",{"$f":"($S$33-0.65*$S$33)/14*($D$364-7)+$S$33","v":0},{"$f":"($S$33-0.65*$S$33)/14*($E$364-7)+$S$33","v":0},{"$f":"($S$33-0.65*$S$33)/14*($F$364-7)+$S$33","v":0},{"$f":"($S$33-0.65*$S$33)/14*($G$364-7)+$S$33","v":0},{"$f":"($S$33-0.65*$S$33)/14*($H$364-7)+$S$33","v":0},{"$f":"($S$33-0.65*$S$33)/14*($I$364-7)+$S$33","v":0},{"$f":"($S$33-0.65*$S$33)/14*($J$364-7)+$S$33","v":0},{"$f":"($S$33-0.65*$S$33)/14*($K$364-7)+$S$33","v":0},{"$f":"($S$33-0.65*$S$33)/14*($L$364-7)+$S$33","v":0},{"$f":"($S$33-0.65*$S$33)/14*($M$364-7)+$S$33","v":0},{"$f":"($S$33-0.65*$S$33)/14*($N$364-7)+$S$33","v":0},{"$f":"($S$33-0.65*$S$33)/14*($O$364-7)+$S$33","v":0},{"$f":"($S$33-0.65*$S$33)/14*($P$364-7)+$S$33","v":0},{"$f":"($S$33-0.65*$S$33)/14*($Q$364-7)+$S$33","v":0},{"$f":"($S$33-0.65*$S$33)/14*($R$364-7)+$S$33","v":0},{"$f":"($S$33-0.65*$S$33)/14*($S$364-7)+$S$33","v":0},{"$f":"($S$33-0.65*$S$33)/14*($T$364-7)+$S$33","v":0},{"$f":"($S$33-0.65*$S$33)/14*($U$364-7)+$S$33","v":0},{"$f":"($S$33-0.65*$S$33)/14*($V$364-7)+$S$33","v":0},{"$f":"($S$33-0.65*$S$33)/14*($W$364-7)+$S$33","v":0},{"$f":"($S$33-0.65*$S$33)/14*($X$364-7)+$S$33","v":0},{"$f":"($S$33-0.65*$S$33)/14*($Y$364-7)+$S$33","v":0},{"$f":"($S$33-0.65*$S$33)/14*($Z$364-7)+$S$33","v":0},{"$f":"($S$33-0.65*$S$33)/14*($AA$364-7)+$S$33","v":0},{"$f":"($S$33-0.65*$S$33)/14*($AB$364-7)+$S$33","v":0},{"$f":"($S$33-0.65*$S$33)/14*($AC$364-7)+$S$33","v":0},{"$f":"($S$33-0.65*$S$33)/14*($AD$364-7)+$S$33","v":0},{"$f":"($S$33-0.65*$S$33)/14*($AE$364-7)+$S$33","v":0},{"$f":"($S$33-0.65*$S$33)/14*($AF$364-7)+$S$33","v":0},{"$f":"($S$33-0.65*$S$33)/14*($AG$364-7)+$S$33","v":0},{"$f":"($S$33-0.65*$S$33)/14*($AH$364-7)+$S$33","v":0},{"$f":"($S$33-0.65*$S$33)/14*($AI$364-7)+$S$33","v":0},{"$f":"($S$33-0.65*$S$33)/14*($AJ$364-7)+$S$33","v":0},{"$f":"($S$33-0.65*$S$33)/14*($AK$364-7)+$S$33","v":0},{"$f":"($S$33-0.65*$S$33)/14*($AL$364-7)+$S$33","v":0},{"$f":"($S$33-0.65*$S$33)/14*($AM$364-7)+$S$33","v":0},{"$f":"($S$33-0.65*$S$33)/14*($AN$364-7)+$S$33","v":0},{"$f":"($S$33-0.65*$S$33)/14*($AO$364-7)+$S$33","v":0},{"$f":"($S$33-0.65*$S$33)/14*($AP$364-7)+$S$33","v":0},{"$f":"($S$33-0.65*$S$33)/14*($AQ$364-7)+$S$33","v":0},{"$f":"($S$33-0.65*$S$33)/14*($AR$364-7)+$S$33","v":0},{"$f":"($S$33-0.65*$S$33)/14*($AS$364-7)+$S$33","v":0},"暖房能力","Φw"]
[null,null,"着霜域暖房能力",{"$f":"D397/1.12","v":0},{"$f":"E397/1.12","v":0},{"$f":"F397/1.12","v":0},{"$f":"G397/1.12","v":0},{"$f":"H397/1.12","v":0},{"$f":"I397/1.12","v":0},{"$f":"J397/1.12","v":0},{"$f":"K397/1.12","v":0},{"$f":"L397/1.12","v":0},{"$f":"M397/1.12","v":0},{"$f":"N397/1.12","v":0},null,null,null,null,null,null,null,null,null,null,null,null,null,null,null,null,null,null,null,null,null,null,null,null,null,null,null,null,null,null,null,"着霜域暖房能力","Φwf"]
[null,null,"暖房ガス消費量",{"$f":"($S$34-0.93*$S$34)/14*($D$364-7)+$S$34","v":0},{"$f":"($S$34-0.93*$S$34)/14*($E$364-7)+$S$34","v":0},{"$f":"($S$34-0.93*$S$34)/14*($F$364-7)+$S$34","v":0},{"$f":"($S$34-0.93*$S$34)/14*($G$364-7)+$S$34","v":0},{"$f":"($S$34-0.93*$S$34)/14*($H$364-7)+$S$34","v":0},{"$f":"($S$34-0.93*$S$34)/14*($I$364-7)+$S$34","v":0},{"$f":"($S$34-0.93*$S$34)/14*($J$364-7)+$S$34","v":0},{"$f":"($S$34-0.93*$S$34)/14*($K$364-7)+$S$34","v":0},{"$f":"($S$34-0.93*$S$34)/14*($L$364-7)+$S$34","v":0},{"$f":"($S$34-0.93*$S$34)/14*($M$364-7)+$S$34","v":0},{"$f":"($S$34-0.93*$S$34)/14*($N$364-7)+$S$34","v":0},{"$f":"($S$34-0.93*$S$34)/14*($O$364-7)+$S$34","v":0},{"$f":"($S$34-0.93*$S$34)/14*($P$364-7)+$S$34","v":0},{"$f":"($S$34-0.93*$S$34)/14*($Q$364-7)+$S$34","v":0},{"$f":"($S$34-0.93*$S$34)/14*($R$364-7)+$S$34","v":0},{"$f":"($S$34-0.93*$S$34)/14*($S$364-7)+$S$34","v":0},{"$f":"($S$34-0.93*$S$34)/14*($T$364-7)+$S$34","v":0},{"$f":"($S$34-0.93*$S$34)/14*($U$364-7)+$S$34","v":0},{"$f":"($S$34-0.93*$S$34)/14*($V$364-7)+$S$34","v":0},{"$f":"($S$34-0.93*$S$34)/14*($W$364-7)+$S$34","v":0},{"$f":"($S$34-0.93*$S$34)/14*($X$364-7)+$S$34","v":0},{"$f":"($S$34-0.93*$S$34)/14*($Y$364-7)+$S$34","v":0},{"$f":"($S$34-0.93*$S$34)/14*($Z$364-7)+$S$34","v":0},{"$f":"($S$34-0.93*$S$34)/14*($AA$364-7)+$S$34","v":0},{"$f":"($S$34-0.93*$S$34)/14*($AB$364-7)+$S$34","v":0},{"$f":"($S$34-0.93*$S$34)/14*($AC$364-7)+$S$34","v":0},{"$f":"($S$34-0.93*$S$34)/14*($AD$364-7)+$S$34","v":0},{"$f":"($S$34-0.93*$S$34)/14*($AE$364-7)+$S$34","v":0},{"$f":"($S$34-0.93*$S$34)/14*($AF$364-7)+$S$34","v":0},{"$f":"($S$34-0.93*$S$34)/14*($AG$364-7)+$S$34","v":0},{"$f":"($S$34-0.93*$S$34)/14*($AH$364-7)+$S$34","v":0},{"$f":"($S$34-0.93*$S$34)/14*($AI$364-7)+$S$34","v":0},{"$f":"($S$34-0.93*$S$34)/14*($AJ$364-7)+$S$34","v":0},{"$f":"($S$34-0.93*$S$34)/14*($AK$364-7)+$S$34","v":0},{"$f":"($S$34-0.93*$S$34)/14*($AL$364-7)+$S$34","v":0},{"$f":"($S$34-0.93*$S$34)/14*($AM$364-7)+$S$34","v":0},{"$f":"($S$34-0.93*$S$34)/14*($AN$364-7)+$S$34","v":0},{"$f":"($S$34-0.93*$S$34)/14*($AO$364-7)+$S$34","v":0},{"$f":"($S$34-0.93*$S$34)/14*($AP$364-7)+$S$34","v":0},{"$f":"($S$34-0.93*$S$34)/14*($AQ$364-7)+$S$34","v":0},{"$f":"($S$34-0.93*$S$34)/14*($AR$364-7)+$S$34","v":0},{"$f":"($S$34-0.93*$S$34)/14*($AS$364-7)+$S$34","v":0},"暖房ガス消費量","Pw"]
[null,null,"着霜域暖房ガス消費量",{"$f":"D399/1.06","v":0},0,0,0,0,0,0,0,0,0,0,null,null,null,null,null,null,null,null,null,null,null,null,null,null,null,null,null,null,null,null,null,null,null,null,null,null,null,null,null,null,null,"着霜域暖房ガス消費量","Pwf"]
[null,null,"暖房COP",{"$f":"D398/(D400+$S$35*$I$32*D$378)","v":{"$error":"#DIV/0!"}},{"$f":"E398/(E400+$S$35*$I$32*E$378)","v":{"$error":"#DIV/0!"}},{"$error":"#DIV/0!"},{"$error":"#DIV/0!"},{"$error":"#DIV/0!"},{"$error":"#DIV/0!"},{"$error":"#DIV/0!"},{"$error":"#DIV/0!"},{"$error":"#DIV/0!"},{"$error":"#DIV/0!"},{"$f":"N398/(N400+$S$35*$I$32*N$378)","v":{"$error":"#DIV/0!"}},{"$f":"O397/(O399+$S$35*$I$32*O$378)","v":{"$error":"#DIV/0!"}},{"$f":"P397/(P399+$S$35*$I$32*P$378)","v":{"$error":"#DIV/0!"}},{"$error":"#DIV/0!"},{"$error":"#DIV/0!"},{"$error":"#DIV/0!"},{"$error":"#DIV/0!"},{"$error":"#DIV/0!"},{"$error":"#DIV/0!"},{"$error":"#DIV/0!"},{"$error":"#DIV/0!"},{"$error":"#DIV/0!"},{"$error":"#DIV/0!"},{"$error":"#DIV/0!"},{"$error":"#DIV/0!"},{"$error":"#DIV/0!"},{"$error":"#DIV/0!"},{"$error":"#DIV/0!"},{"$error":"#DIV/0!"},{"$error":"#DIV/0!"},{"$error":"#DIV/0!"},{"$error":"#DIV/0!"},{"$error":"#DIV/0!"},{"$error":"#DIV/0!"},{"$error":"#DIV/0!"},{"$error":"#DIV/0!"},{"$error":"#DIV/0!"},{"$error":"#DIV/0!"},{"$error":"#DIV/0!"},{"$error":"#DIV/0!"},{"$error":"#DIV/0!"},{"$error":"#DIV/0!"},"暖房COP","σw"]
[null,null,"暖房COP比",{"$f":"D401/$Q401","v":{"$error":"#DIV/0!"}},{"$f":"E401/$Q401","v":{"$error":"#DIV/0!"}},{"$f":"F401/$Q401","v":{"$error":"#DIV/0!"}},{"$f":"G401/$Q401","v":{"$error":"#DIV/0!"}},{"$f":"H401/$Q401","v":{"$error":"#DIV/0!"}},{"$f":"I401/$Q401","v":{"$error":"#DIV/0!"}},{"$f":"J401/$Q401","v":{"$error":"#DIV/0!"}},{"$f":"K401/$Q401","v":{"$error":"#DIV/0!"}},{"$f":"L401/$Q401","v":{"$error":"#DIV/0!"}},{"$f":"M401/$Q401","v":{"$error":"#DIV/0!"}},{"$f":"N401/$Q401","v":{"$error":"#DIV/0!"}},{"$f":"O401/$Q401","v":{"$error":"#DIV/0!"}},{"$f":"P401/$Q401","v":{"$error":"#DIV/0!"}},{"$f":"Q401/$Q401","v":{"$error":"#DIV/0!"}},{"$f":"R401/$Q401","v":{"$error":"#DIV/0!"}},{"$f":"S401/$Q401","v":{"$error":"#DIV/0!"}},{"$f":"T401/$Q401","v":{"$error":"#DIV/0!"}},{"$f":"U401/$Q401","v":{"$error":"#DIV/0!"}},{"$f":"V401/$Q401","v":{"$error":"#DIV/0!"}},{"$f":"W401/$Q401","v":{"$error":"#DIV/0!"}},{"$f":"X401/$Q401","v":{"$error":"#DIV/0!"}},{"$f":"Y401/$Q401","v":{"$error":"#DIV/0!"}},{"$f":"Z401/$Q401","v":{"$error":"#DIV/0!"}},{"$f":"AA401/$Q401","v":{"$error":"#DIV/0!"}},{"$f":"AB401/$Q401","v":{"$error":"#DIV/0!"}},{"$f":"AC401/$Q401","v":{"$error":"#DIV/0!"}},{"$f":"AD401/$Q401","v":{"$error":"#DIV/0!"}},{"$f":"AE401/$Q401","v":{"$error":"#DIV/0!"}},{"$f":"AF401/$Q401","v":{"$error":"#DIV/0!"}},{"$f":"AG401/$Q401","v":{"$error":"#DIV/0!"}},{"$f":"AH401/$Q401","v":{"$error":"#DIV/0!"}},{"$f":"AI401/$Q401","v":{"$error":"#DIV/0!"}},{"$f":"AJ401/$Q401","v":{"$error":"#DIV/0!"}},{"$f":"AK401/$Q401","v":{"$error":"#DIV/0!"}},{"$f":"AL401/$Q401","v":{"$error":"#DIV/0!"}},{"$f":"AM401/$Q401","v":{"$error":"#DIV/0!"}},{"$f":"AN401/$Q401","v":{"$error":"#DIV/0!"}},{"$f":"AO401/$Q401","v":{"$error":"#DIV/0!"}},{"$f":"AP401/$Q401","v":{"$error":"#DIV/0!"}},{"$f":"AQ401/$Q401","v":{"$error":"#DIV/0!"}},{"$f":"AR401/$Q401","v":{"$error":"#DIV/0!"}},{"$f":"AS401/$Q401","v":{"$error":"#DIV/0!"}},"暖房COP比","βw"]
[null,null,"Σ",{"$f":"$D$377*$D396","v":{"$error":"#DIV/0!"}},{"$f":"$E$377*$E396","v":{"$error":"#DIV/0!"}},{"$f":"$F$377*$F396","v":{"$error":"#DIV/0!"}},{"$f":"$G$377*$G396","v":{"$error":"#DIV/0!"}},{"$f":"$H$377*$H396","v":{"$error":"#DIV/0!"}},{"$f":"$I$377*$I396","v":{"$error":"#DIV/0!"}},{"$f":"$J$377*$J396","v":{"$error":"#DIV/0!"}},{"$f":"$K$377*$K396","v":{"$error":"#DIV/0!"}},{"$f":"$L$377*$L396","v":{"$error":"#DIV/0!"}},{"$f":"$M$377*$M396","v":{"$error":"#DIV/0!"}},{"$f":"$N$377*$N396","v":{"$error":"#DIV/0!"}},{"$f":"$O$377*$O396","v":{"$error":"#DIV/0!"}},{"$f":"$P$377*$P396","v":{"$error":"#DIV/0!"}},{"$f":"$Q$377*$Q396","v":{"$error":"#DIV/0!"}},{"$f":"$R$377*$R396","v":{"$error":"#DIV/0!"}},{"$f":"$S$377*$S396","v":{"$error":"#DIV/0!"}},{"$f":"$T$377*$T396","v":{"$error":"#DIV/0!"}},{"$f":"$U$377*$U396","v":{"$error":"#DIV/0!"}},{"$f":"$V$377*$V396","v":{"$error":"#DIV/0!"}},{"$f":"$W$377*$W396","v":{"$error":"#DIV/0!"}},{"$f":"$X$377*$X396","v":{"$error":"#DIV/0!"}},{"$f":"$Y$377*$Y396","v":{"$error":"#DIV/0!"}},{"$f":"$Z$377*$Z396","v":{"$error":"#DIV/0!"}},{"$f":"$AA$377*$AA396","v":{"$error":"#DIV/0!"}},{"$f":"$AB$377*$AB396","v":{"$error":"#DIV/0!"}},{"$f":"$AC$377*$AC396","v":{"$error":"#DIV/0!"}},{"$f":"$AD$377*$AD396","v":{"$error":"#DIV/0!"}},{"$f":"$AE$377*$AE396","v":{"$error":"#DIV/0!"}},{"$f":"$AF$377*$AF396","v":{"$error":"#DIV/0!"}},{"$f":"$AG$377*$AG396","v":{"$error":"#DIV/0!"}},{"$f":"$AH$377*$AH396","v":{"$error":"#DIV/0!"}},{"$f":"$AI$377*$AI396","v":{"$error":"#DIV/0!"}},{"$f":"$AJ$377*$AJ396","v":{"$error":"#DIV/0!"}},{"$f":"$AK$377*$AK396","v":{"$error":"#DIV/0!"}},{"$f":"$AL$377*$AL396","v":{"$error":"#DIV/0!"}},{"$f":"$AM$377*$AM396","v":{"$error":"#DIV/0!"}},{"$f":"$AN$377*$AN396","v":{"$error":"#DIV/0!"}},{"$f":"$AO$377*$AO396","v":{"$error":"#DIV/0!"}},{"$f":"$AP$377*$AP396","v":{"$error":"#DIV/0!"}},{"$f":"$AQ$377*$AQ396","v":{"$error":"#DIV/0!"}},{"$f":"$AR$377*$AR396","v":{"$error":"#DIV/0!"}},{"$f":"$AS$377*$AS396","v":{"$error":"#DIV/0!"}},{"$f":"SUM(D403:AS403)","v":{"$error":"#DIV/0!"}},"Σ"]
[null,"前4","暖房時エネルギー消費量比",{"$f":"$D$378/D410","v":{"$error":"#DIV/0!"}},{"$f":"$E$378/E410","v":{"$error":"#DIV/0!"}},{"$f":"$F$378/F410","v":{"$error":"#DIV/0!"}},{"$f":"$G$378/G410","v":{"$error":"#DIV/0!"}},{"$f":"$H$378/H410","v":{"$error":"#DIV/0!"}},{"$f":"$I$378/I410","v":{"$error":"#DIV/0!"}},{"$f":"$J$378/J410","v":{"$error":"#DIV/0!"}},{"$f":"$K$378/K410","v":{"$error":"#DIV/0!"}},{"$f":"$L$378/L410","v":{"$error":"#DIV/0!"}},{"$f":"$M$378/M410","v":{"$error":"#DIV/0!"}},{"$f":"$N$378/N410","v":{"$error":"#DIV/0!"}},{"$f":"$O$378/O410","v":{"$error":"#DIV/0!"}},{"$f":"$P$378/P410","v":{"$error":"#DIV/0!"}},{"$f":"$Q$378/Q410","v":{"$error":"#DIV/0!"}},{"$f":"$R$378/R410","v":{"$error":"#DIV/0!"}},{"$f":"$S$378/S410","v":{"$error":"#DIV/0!"}},{"$f":"$T$378/T410","v":{"$error":"#DIV/0!"}},{"$f":"$U$378/U410","v":{"$error":"#DIV/0!"}},{"$f":"$V$378/V410","v":{"$error":"#DIV/0!"}},{"$f":"$W$378/W410","v":{"$error":"#DIV/0!"}},{"$f":"$X$378/X410","v":{"$error":"#DIV/0!"}},{"$f":"$Y$378/Y410","v":{"$error":"#DIV/0!"}},{"$f":"$Z$378/Z410","v":{"$error":"#DIV/0!"}},{"$f":"$AA$378/AA410","v":{"$error":"#DIV/0!"}},{"$f":"$AB$378/AB410","v":{"$error":"#DIV/0!"}},{"$f":"$AC$378/AC410","v":{"$error":"#DIV/0!"}},{"$f":"$AD$378/AD410","v":{"$error":"#DIV/0!"}},{"$f":"$AE$378/AE410","v":{"$error":"#DIV/0!"}},{"$f":"$AF$378/AF410","v":{"$error":"#DIV/0!"}},{"$f":"$AG$378/AG410","v":{"$error":"#DIV/0!"}},{"$f":"$AH$378/AH410","v":{"$error":"#DIV/0!"}},{"$f":"$AI$378/AI410","v":{"$error":"#DIV/0!"}},{"$f":"$AJ$378/AJ410","v":{"$error":"#DIV/0!"}},{"$f":"$AK$378/AK410","v":{"$error":"#DIV/0!"}},{"$f":"$AL$378/AL410","v":{"$error":"#DIV/0!"}},{"$f":"$AM$378/AM410","v":{"$error":"#DIV/0!"}},{"$f":"$AN$378/AN410","v":{"$error":"#DIV/0!"}},{"$f":"$AO$378/AO410","v":{"$error":"#DIV/0!"}},{"$f":"$AP$378/AP410","v":{"$error":"#DIV/0!"}},{"$f":"$AQ$378/AQ410","v":{"$error":"#DIV/0!"}},{"$f":"$AR$378/AR410","v":{"$error":"#DIV/0!"}},{"$f":"$AS$378/AS410","v":{"$error":"#DIV/0!"}},"暖房時エネルギー消費量比","εw"]
[null,null,"暖房能力",{"$f":"($T$33-0.65*$T$33)/14*($D$364-7)+$T$33","v":0},{"$f":"($T$33-0.65*$T$33)/14*($E$364-7)+$T$33","v":0},{"$f":"($T$33-0.65*$T$33)/14*($F$364-7)+$T$33","v":0},{"$f":"($T$33-0.65*$T$33)/14*($G$364-7)+$T$33","v":0},{"$f":"($T$33-0.65*$T$33)/14*($H$364-7)+$T$33","v":0},{"$f":"($T$33-0.65*$T$33)/14*($I$364-7)+$T$33","v":0},{"$f":"($T$33-0.65*$T$33)/14*($J$364-7)+$T$33","v":0},{"$f":"($T$33-0.65*$T$33)/14*($K$364-7)+$T$33","v":0},{"$f":"($T$33-0.65*$T$33)/14*($L$364-7)+$T$33","v":0},{"$f":"($T$33-0.65*$T$33)/14*($M$364-7)+$T$33","v":0},{"$f":"($T$33-0.65*$T$33)/14*($N$364-7)+$T$33","v":0},{"$f":"($T$33-0.65*$T$33)/14*($O$364-7)+$T$33","v":0},{"$f":"($T$33-0.65*$T$33)/14*($P$364-7)+$T$33","v":0},{"$f":"($T$33-0.65*$T$33)/14*($Q$364-7)+$T$33","v":0},{"$f":"($T$33-0.65*$T$33)/14*($R$364-7)+$T$33","v":0},{"$f":"($T$33-0.65*$T$33)/14*($S$364-7)+$T$33","v":0},{"$f":"($T$33-0.65*$T$33)/14*($T$364-7)+$T$33","v":0},{"$f":"($T$33-0.65*$T$33)/14*($U$364-7)+$T$33","v":0},{"$f":"($T$33-0.65*$T$33)/14*($V$364-7)+$T$33","v":0},{"$f":"($T$33-0.65*$T$33)/14*($W$364-7)+$T$33","v":0},{"$f":"($T$33-0.65*$T$33)/14*($X$364-7)+$T$33","v":0},{"$f":"($T$33-0.65*$T$33)/14*($Y$364-7)+$T$33","v":0},{"$f":"($T$33-0.65*$T$33)/14*($Z$364-7)+$T$33","v":0},{"$f":"($T$33-0.65*$T$33)/14*($AA$364-7)+$T$33","v":0},{"$f":"($T$33-0.65*$T$33)/14*($AB$364-7)+$T$33","v":0},{"$f":"($T$33-0.65*$T$33)/14*($AC$364-7)+$T$33","v":0},{"$f":"($T$33-0.65*$T$33)/14*($AD$364-7)+$T$33","v":0},{"$f":"($T$33-0.65*$T$33)/14*($AE$364-7)+$T$33","v":0},{"$f":"($T$33-0.65*$T$33)/14*($AF$364-7)+$T$33","v":0},{"$f":"($T$33-0.65*$T$33)/14*($AG$364-7)+$T$33","v":0},{"$f":"($T$33-0.65*$T$33)/14*($AH$364-7)+$T$33","v":0},{"$f":"($T$33-0.65*$T$33)/14*($AI$364-7)+$T$33","v":0},{"$f":"($T$33-0.65*$T$33)/14*($AJ$364-7)+$T$33","v":0},{"$f":"($T$33-0.65*$T$33)/14*($AK$364-7)+$T$33","v":0},{"$f":"($T$33-0.65*$T$33)/14*($AL$364-7)+$T$33","v":0},{"$f":"($T$33-0.65*$T$33)/14*($AM$364-7)+$T$33","v":0},{"$f":"($T$33-0.65*$T$33)/14*($AN$364-7)+$T$33","v":0},{"$f":"($T$33-0.65*$T$33)/14*($AO$364-7)+$T$33","v":0},{"$f":"($T$33-0.65*$T$33)/14*($AP$364-7)+$T$33","v":0},{"$f":"($T$33-0.65*$T$33)/14*($AQ$364-7)+$T$33","v":0},{"$f":"($T$33-0.65*$T$33)/14*($AR$364-7)+$T$33","v":0},{"$f":"($T$33-0.65*$T$33)/14*($AS$364-7)+$T$33","v":0},"暖房能力","Φw"]
[null,null,"着霜域暖房能力",{"$f":"D405/1.12","v":0},{"$f":"E405/1.12","v":0},{"$f":"F405/1.12","v":0},{"$f":"G405/1.12","v":0},{"$f":"H405/1.12","v":0},{"$f":"I405/1.12","v":0},{"$f":"J405/1.12","v":0},{"$f":"K405/1.12","v":0},{"$f":"L405/1.12","v":0},{"$f":"M405/1.12","v":0},{"$f":"N405/1.12","v":0},null,null,null,null,null,null,null,null,null,null,null,null,null,null,null,null,null,null,null,null,null,null,null,null,null,null,null,null,null,null,null,"着霜域暖房能力","Φwf"]
[null,null,"暖房ガス消費量",{"$f":"($T$34-0.93*$T$34)/14*($D$364-7)+$T$34","v":0},{"$f":"($T$34-0.93*$T$34)/14*($E$364-7)+$T$34","v":0},{"$f":"($T$34-0.93*$T$34)/14*($F$364-7)+$T$34","v":0},{"$f":"($T$34-0.93*$T$34)/14*($G$364-7)+$T$34","v":0},{"$f":"($T$34-0.93*$T$34)/14*($H$364-7)+$T$34","v":0},{"$f":"($T$34-0.93*$T$34)/14*($I$364-7)+$T$34","v":0},{"$f":"($T$34-0.93*$T$34)/14*($J$364-7)+$T$34","v":0},{"$f":"($T$34-0.93*$T$34)/14*($K$364-7)+$T$34","v":0},{"$f":"($T$34-0.93*$T$34)/14*($L$364-7)+$T$34","v":0},{"$f":"($T$34-0.93*$T$34)/14*($M$364-7)+$T$34","v":0},{"$f":"($T$34-0.93*$T$34)/14*($N$364-7)+$T$34","v":0},{"$f":"($T$34-0.93*$T$34)/14*($O$364-7)+$T$34","v":0},{"$f":"($T$34-0.93*$T$34)/14*($P$364-7)+$T$34","v":0},{"$f":"($T$34-0.93*$T$34)/14*($Q$364-7)+$T$34","v":0},{"$f":"($T$34-0.93*$T$34)/14*($R$364-7)+$T$34","v":0},{"$f":"($T$34-0.93*$T$34)/14*($S$364-7)+$T$34","v":0},{"$f":"($T$34-0.93*$T$34)/14*($T$364-7)+$T$34","v":0},{"$f":"($T$34-0.93*$T$34)/14*($U$364-7)+$T$34","v":0},{"$f":"($T$34-0.93*$T$34)/14*($V$364-7)+$T$34","v":0},{"$f":"($T$34-0.93*$T$34)/14*($W$364-7)+$T$34","v":0},{"$f":"($T$34-0.93*$T$34)/14*($X$364-7)+$T$34","v":0},{"$f":"($T$34-0.93*$T$34)/14*($Y$364-7)+$T$34","v":0},{"$f":"($T$34-0.93*$T$34)/14*($Z$364-7)+$T$34","v":0},{"$f":"($T$34-0.93*$T$34)/14*($AA$364-7)+$T$34","v":0},{"$f":"($T$34-0.93*$T$34)/14*($AB$364-7)+$T$34","v":0},{"$f":"($T$34-0.93*$T$34)/14*($AC$364-7)+$T$34","v":0},{"$f":"($T$34-0.93*$T$34)/14*($AD$364-7)+$T$34","v":0},{"$f":"($T$34-0.93*$T$34)/14*($AE$364-7)+$T$34","v":0},{"$f":"($T$34-0.93*$T$34)/14*($AF$364-7)+$T$34","v":0},{"$f":"($T$34-0.93*$T$34)/14*($AG$364-7)+$T$34","v":0},{"$f":"($T$34-0.93*$T$34)/14*($AH$364-7)+$T$34","v":0},{"$f":"($T$34-0.93*$T$34)/14*($AI$364-7)+$T$34","v":0},{"$f":"($T$34-0.93*$T$34)/14*($AJ$364-7)+$T$34","v":0},{"$f":"($T$34-0.93*$T$34)/14*($AK$364-7)+$T$34","v":0},{"$f":"($T$34-0.93*$T$34)/14*($AL$364-7)+$T$34","v":0},{"$f":"($T$34-0.93*$T$34)/14*($AM$364-7)+$T$34","v":0},{"$f":"($T$34-0.93*$T$34)/14*($AN$364-7)+$T$34","v":0},{"$f":"($T$34-0.93*$T$34)/14*($AO$364-7)+$T$34","v":0},{"$f":"($T$34-0.93*$T$34)/14*($AP$364-7)+$T$34","v":0},{"$f":"($T$34-0.93*$T$34)/14*($AQ$364-7)+$T$34","v":0},{"$f":"($T$34-0.93*$T$34)/14*($AR$364-7)+$T$34","v":0},{"$f":"($T$34-0.93*$T$34)/14*($AS$364-7)+$T$34","v":0},"暖房ガス消費量","Pw"]
[null,null,"着霜域暖房ガス消費量",{"$f":"D407/1.06","v":0},0,0,0,0,0,0,0,0,0,0,null,null,null,null,null,null,null,null,null,null,null,null,null,null,null,null,null,null,null,null,null,null,null,null,null,null,null,null,null,null,null,"着霜域暖房ガス消費量","Pwf"]
[null,null,"暖房COP",{"$f":"D406/(D408+$T$35*$I$32*D$378)","v":{"$error":"#DIV/0!"}},{"$f":"E406/(E408+$T$35*$I$32*E$378)","v":{"$error":"#DIV/0!"}},{"$error":"#DIV/0!"},{"$error":"#DIV/0!"},{"$error":"#DIV/0!"},{"$error":"#DIV/0!"},{"$error":"#DIV/0!"},{"$error":"#DIV/0!"},{"$error":"#DIV/0!"},{"$error":"#DIV/0!"},{"$f":"N406/(N408+$T$35*$I$32*N$378)","v":{"$error":"#DIV/0!"}},{"$f":"O405/(O407+$T$35*$I$32*O$378)","v":{"$error":"#DIV/0!"}},{"$f":"P405/(P407+$T$35*$I$32*P$378)","v":{"$error":"#DIV/0!"}},{"$error":"#DIV/0!"},{"$error":"#DIV/0!"},{"$error":"#DIV/0!"},{"$error":"#DIV/0!"},{"$error":"#DIV/0!"},{"$error":"#DIV/0!"},{"$error":"#DIV/0!"},{"$error":"#DIV/0!"},{"$error":"#DIV/0!"},{"$error":"#DIV/0!"},{"$error":"#DIV/0!"},{"$error":"#DIV/0!"},{"$error":"#DIV/0!"},{"$error":"#DIV/0!"},{"$error":"#DIV/0!"},{"$error":"#DIV/0!"},{"$error":"#DIV/0!"},{"$error":"#DIV/0!"},{"$error":"#DIV/0!"},{"$error":"#DIV/0!"},{"$error":"#DIV/0!"},{"$error":"#DIV/0!"},{"$error":"#DIV/0!"},{"$error":"#DIV/0!"},{"$error":"#DIV/0!"},{"$error":"#DIV/0!"},{"$error":"#DIV/0!"},{"$error":"#DIV/0!"},{"$error":"#DIV/0!"},"暖房COP","σw"]
[null,null,"暖房COP比",{"$f":"D409/$Q409","v":{"$error":"#DIV/0!"}},{"$f":"E409/$Q409","v":{"$error":"#DIV/0!"}},{"$f":"F409/$Q409","v":{"$error":"#DIV/0!"}},{"$f":"G409/$Q409","v":{"$error":"#DIV/0!"}},{"$f":"H409/$Q409","v":{"$error":"#DIV/0!"}},{"$f":"I409/$Q409","v":{"$error":"#DIV/0!"}},{"$f":"J409/$Q409","v":{"$error":"#DIV/0!"}},{"$f":"K409/$Q409","v":{"$error":"#DIV/0!"}},{"$f":"L409/$Q409","v":{"$error":"#DIV/0!"}},{"$f":"M409/$Q409","v":{"$error":"#DIV/0!"}},{"$f":"N409/$Q409","v":{"$error":"#DIV/0!"}},{"$f":"O409/$Q409","v":{"$error":"#DIV/0!"}},{"$f":"P409/$Q409","v":{"$error":"#DIV/0!"}},{"$f":"Q409/$Q409","v":{"$error":"#DIV/0!"}},{"$f":"R409/$Q409","v":{"$error":"#DIV/0!"}},{"$f":"S409/$Q409","v":{"$error":"#DIV/0!"}},{"$f":"T409/$Q409","v":{"$error":"#DIV/0!"}},{"$f":"U409/$Q409","v":{"$error":"#DIV/0!"}},{"$f":"V409/$Q409","v":{"$error":"#DIV/0!"}},{"$f":"W409/$Q409","v":{"$error":"#DIV/0!"}},{"$f":"X409/$Q409","v":{"$error":"#DIV/0!"}},{"$f":"Y409/$Q409","v":{"$error":"#DIV/0!"}},{"$f":"Z409/$Q409","v":{"$error":"#DIV/0!"}},{"$f":"AA409/$Q409","v":{"$error":"#DIV/0!"}},{"$f":"AB409/$Q409","v":{"$error":"#DIV/0!"}},{"$f":"AC409/$Q409","v":{"$error":"#DIV/0!"}},{"$f":"AD409/$Q409","v":{"$error":"#DIV/0!"}},{"$f":"AE409/$Q409","v":{"$error":"#DIV/0!"}},{"$f":"AF409/$Q409","v":{"$error":"#DIV/0!"}},{"$f":"AG409/$Q409","v":{"$error":"#DIV/0!"}},{"$f":"AH409/$Q409","v":{"$error":"#DIV/0!"}},{"$f":"AI409/$Q409","v":{"$error":"#DIV/0!"}},{"$f":"AJ409/$Q409","v":{"$error":"#DIV/0!"}},{"$f":"AK409/$Q409","v":{"$error":"#DIV/0!"}},{"$f":"AL409/$Q409","v":{"$error":"#DIV/0!"}},{"$f":"AM409/$Q409","v":{"$error":"#DIV/0!"}},{"$f":"AN409/$Q409","v":{"$error":"#DIV/0!"}},{"$f":"AO409/$Q409","v":{"$error":"#DIV/0!"}},{"$f":"AP409/$Q409","v":{"$error":"#DIV/0!"}},{"$f":"AQ409/$Q409","v":{"$error":"#DIV/0!"}},{"$f":"AR409/$Q409","v":{"$error":"#DIV/0!"}},{"$f":"AS409/$Q409","v":{"$error":"#DIV/0!"}},"暖房COP比","βw"]
[null,null,"Σ",{"$f":"$D$377*$D404","v":{"$error":"#DIV/0!"}},{"$f":"$E$377*$E404","v":{"$error":"#DIV/0!"}},{"$f":"$F$377*$F404","v":{"$error":"#DIV/0!"}},{"$f":"$G$377*$G404","v":{"$error":"#DIV/0!"}},{"$f":"$H$377*$H404","v":{"$error":"#DIV/0!"}},{"$f":"$I$377*$I404","v":{"$error":"#DIV/0!"}},{"$f":"$J$377*$J404","v":{"$error":"#DIV/0!"}},{"$f":"$K$377*$K404","v":{"$error":"#DIV/0!"}},{"$f":"$L$377*$L404","v":{"$error":"#DIV/0!"}},{"$f":"$M$377*$M404","v":{"$error":"#DIV/0!"}},{"$f":"$N$377*$N404","v":{"$error":"#DIV/0!"}},{"$f":"$O$377*$O404","v":{"$error":"#DIV/0!"}},{"$f":"$P$377*$P404","v":{"$error":"#DIV/0!"}},{"$f":"$Q$377*$Q404","v":{"$error":"#DIV/0!"}},{"$f":"$R$377*$R404","v":{"$error":"#DIV/0!"}},{"$f":"$S$377*$S404","v":{"$error":"#DIV/0!"}},{"$f":"$T$377*$T404","v":{"$error":"#DIV/0!"}},{"$f":"$U$377*$U404","v":{"$error":"#DIV/0!"}},{"$f":"$V$377*$V404","v":{"$error":"#DIV/0!"}},{"$f":"$W$377*$W404","v":{"$error":"#DIV/0!"}},{"$f":"$X$377*$X404","v":{"$error":"#DIV/0!"}},{"$f":"$Y$377*$Y404","v":{"$error":"#DIV/0!"}},{"$f":"$Z$377*$Z404","v":{"$error":"#DIV/0!"}},{"$f":"$AA$377*$AA404","v":{"$error":"#DIV/0!"}},{"$f":"$AB$377*$AB404","v":{"$error":"#DIV/0!"}},{"$f":"$AC$377*$AC404","v":{"$error":"#DIV/0!"}},{"$f":"$AD$377*$AD404","v":{"$error":"#DIV/0!"}},{"$f":"$AE$377*$AE404","v":{"$error":"#DIV/0!"}},{"$f":"$AF$377*$AF404","v":{"$error":"#DIV/0!"}},{"$f":"$AG$377*$AG404","v":{"$error":"#DIV/0!"}},{"$f":"$AH$377*$AH404","v":{"$error":"#DIV/0!"}},{"$f":"$AI$377*$AI404","v":{"$error":"#DIV/0!"}},{"$f":"$AJ$377*$AJ404","v":{"$error":"#DIV/0!"}},{"$f":"$AK$377*$AK404","v":{"$error":"#DIV/0!"}},{"$f":"$AL$377*$AL404","v":{"$error":"#DIV/0!"}},{"$f":"$AM$377*$AM404","v":{"$error":"#DIV/0!"}},{"$f":"$AN$377*$AN404","v":{"$error":"#DIV/0!"}},{"$f":"$AO$377*$AO404","v":{"$error":"#DIV/0!"}},{"$f":"$AP$377*$AP404","v":{"$error":"#DIV/0!"}},{"$f":"$AQ$377*$AQ404","v":{"$error":"#DIV/0!"}},{"$f":"$AR$377*$AR404","v":{"$error":"#DIV/0!"}},{"$f":"$AS$377*$AS404","v":{"$error":"#DIV/0!"}},{"$f":"SUM(D411:AS411)","v":{"$error":"#DIV/0!"}},"Σ"]
[null,"前5","暖房時エネルギー消費量比",{"$f":"$D$378/D418","v":{"$error":"#DIV/0!"}},{"$f":"$E$378/E418","v":{"$error":"#DIV/0!"}},{"$f":"$F$378/F418","v":{"$error":"#DIV/0!"}},{"$f":"$G$378/G418","v":{"$error":"#DIV/0!"}},{"$f":"$H$378/H418","v":{"$error":"#DIV/0!"}},{"$f":"$I$378/I418","v":{"$error":"#DIV/0!"}},{"$f":"$J$378/J418","v":{"$error":"#DIV/0!"}},{"$f":"$K$378/K418","v":{"$error":"#DIV/0!"}},{"$f":"$L$378/L418","v":{"$error":"#DIV/0!"}},{"$f":"$M$378/M418","v":{"$error":"#DIV/0!"}},{"$f":"$N$378/N418","v":{"$error":"#DIV/0!"}},{"$f":"$O$378/O418","v":{"$error":"#DIV/0!"}},{"$f":"$P$378/P418","v":{"$error":"#DIV/0!"}},{"$f":"$Q$378/Q418","v":{"$error":"#DIV/0!"}},{"$f":"$R$378/R418","v":{"$error":"#DIV/0!"}},{"$f":"$S$378/S418","v":{"$error":"#DIV/0!"}},{"$f":"$T$378/T418","v":{"$error":"#DIV/0!"}},{"$f":"$U$378/U418","v":{"$error":"#DIV/0!"}},{"$f":"$V$378/V418","v":{"$error":"#DIV/0!"}},{"$f":"$W$378/W418","v":{"$error":"#DIV/0!"}},{"$f":"$X$378/X418","v":{"$error":"#DIV/0!"}},{"$f":"$Y$378/Y418","v":{"$error":"#DIV/0!"}},{"$f":"$Z$378/Z418","v":{"$error":"#DIV/0!"}},{"$f":"$AA$378/AA418","v":{"$error":"#DIV/0!"}},{"$f":"$AB$378/AB418","v":{"$error":"#DIV/0!"}},{"$f":"$AC$378/AC418","v":{"$error":"#DIV/0!"}},{"$f":"$AD$378/AD418","v":{"$error":"#DIV/0!"}},{"$f":"$AE$378/AE418","v":{"$error":"#DIV/0!"}},{"$f":"$AF$378/AF418","v":{"$error":"#DIV/0!"}},{"$f":"$AG$378/AG418","v":{"$error":"#DIV/0!"}},{"$f":"$AH$378/AH418","v":{"$error":"#DIV/0!"}},{"$f":"$AI$378/AI418","v":{"$error":"#DIV/0!"}},{"$f":"$AJ$378/AJ418","v":{"$error":"#DIV/0!"}},{"$f":"$AK$378/AK418","v":{"$error":"#DIV/0!"}},{"$f":"$AL$378/AL418","v":{"$error":"#DIV/0!"}},{"$f":"$AM$378/AM418","v":{"$error":"#DIV/0!"}},{"$f":"$AN$378/AN418","v":{"$error":"#DIV/0!"}},{"$f":"$AO$378/AO418","v":{"$error":"#DIV/0!"}},{"$f":"$AP$378/AP418","v":{"$error":"#DIV/0!"}},{"$f":"$AQ$378/AQ418","v":{"$error":"#DIV/0!"}},{"$f":"$AR$378/AR418","v":{"$error":"#DIV/0!"}},{"$f":"$AS$378/AS418","v":{"$error":"#DIV/0!"}},"暖房時エネルギー消費量比","εw"]
[null,null,"暖房能力",{"$f":"($U$33-0.65*$U$33)/14*($D$364-7)+$U$33","v":0},{"$f":"($U$33-0.65*$U$33)/14*($E$364-7)+$U$33","v":0},{"$f":"($U$33-0.65*$U$33)/14*($F$364-7)+$U$33","v":0},{"$f":"($U$33-0.65*$U$33)/14*($G$364-7)+$U$33","v":0},{"$f":"($U$33-0.65*$U$33)/14*($H$364-7)+$U$33","v":0},{"$f":"($U$33-0.65*$U$33)/14*($I$364-7)+$U$33","v":0},{"$f":"($U$33-0.65*$U$33)/14*($J$364-7)+$U$33","v":0},{"$f":"($U$33-0.65*$U$33)/14*($K$364-7)+$U$33","v":0},{"$f":"($U$33-0.65*$U$33)/14*($L$364-7)+$U$33","v":0},{"$f":"($U$33-0.65*$U$33)/14*($M$364-7)+$U$33","v":0},{"$f":"($U$33-0.65*$U$33)/14*($N$364-7)+$U$33","v":0},{"$f":"($U$33-0.65*$U$33)/14*($O$364-7)+$U$33","v":0},{"$f":"($U$33-0.65*$U$33)/14*($P$364-7)+$U$33","v":0},{"$f":"($U$33-0.65*$U$33)/14*($Q$364-7)+$U$33","v":0},{"$f":"($U$33-0.65*$U$33)/14*($R$364-7)+$U$33","v":0},{"$f":"($U$33-0.65*$U$33)/14*($S$364-7)+$U$33","v":0},{"$f":"($U$33-0.65*$U$33)/14*($T$364-7)+$U$33","v":0},{"$f":"($U$33-0.65*$U$33)/14*($U$364-7)+$U$33","v":0},{"$f":"($U$33-0.65*$U$33)/14*($V$364-7)+$U$33","v":0},{"$f":"($U$33-0.65*$U$33)/14*($W$364-7)+$U$33","v":0},{"$f":"($U$33-0.65*$U$33)/14*($X$364-7)+$U$33","v":0},{"$f":"($U$33-0.65*$U$33)/14*($Y$364-7)+$U$33","v":0},{"$f":"($U$33-0.65*$U$33)/14*($Z$364-7)+$U$33","v":0},{"$f":"($U$33-0.65*$U$33)/14*($AA$364-7)+$U$33","v":0},{"$f":"($U$33-0.65*$U$33)/14*($AB$364-7)+$U$33","v":0},{"$f":"($U$33-0.65*$U$33)/14*($AC$364-7)+$U$33","v":0},{"$f":"($U$33-0.65*$U$33)/14*($AD$364-7)+$U$33","v":0},{"$f":"($U$33-0.65*$U$33)/14*($AE$364-7)+$U$33","v":0},{"$f":"($U$33-0.65*$U$33)/14*($AF$364-7)+$U$33","v":0},{"$f":"($U$33-0.65*$U$33)/14*($AG$364-7)+$U$33","v":0},{"$f":"($U$33-0.65*$U$33)/14*($AH$364-7)+$U$33","v":0},{"$f":"($U$33-0.65*$U$33)/14*($AI$364-7)+$U$33","v":0},{"$f":"($U$33-0.65*$U$33)/14*($AJ$364-7)+$U$33","v":0},{"$f":"($U$33-0.65*$U$33)/14*($AK$364-7)+$U$33","v":0},{"$f":"($U$33-0.65*$U$33)/14*($AL$364-7)+$U$33","v":0},{"$f":"($U$33-0.65*$U$33)/14*($AM$364-7)+$U$33","v":0},{"$f":"($U$33-0.65*$U$33)/14*($AN$364-7)+$U$33","v":0},{"$f":"($U$33-0.65*$U$33)/14*($AO$364-7)+$U$33","v":0},{"$f":"($U$33-0.65*$U$33)/14*($AP$364-7)+$U$33","v":0},{"$f":"($U$33-0.65*$U$33)/14*($AQ$364-7)+$U$33","v":0},{"$f":"($U$33-0.65*$U$33)/14*($AR$364-7)+$U$33","v":0},{"$f":"($U$33-0.65*$U$33)/14*($AS$364-7)+$U$33","v":0},"暖房能力","Φw"]
[null,null,"着霜域暖房能力",{"$f":"D413/1.12","v":0},{"$f":"E413/1.12","v":0},{"$f":"F413/1.12","v":0},{"$f":"G413/1.12","v":0},{"$f":"H413/1.12","v":0},{"$f":"I413/1.12","v":0},{"$f":"J413/1.12","v":0},{"$f":"K413/1.12","v":0},{"$f":"L413/1.12","v":0},{"$f":"M413/1.12","v":0},{"$f":"N413/1.12","v":0},null,null,null,null,null,null,null,null,null,null,null,null,null,null,null,null,null,null,null,null,null,null,null,null,null,null,null,null,null,null,null,"着霜域暖房能力","Φwf"]
[null,null,"暖房ガス消費量",{"$f":"($U$34-0.93*$U$34)/14*($D$364-7)+$U$34","v":0},{"$f":"($U$34-0.93*$U$34)/14*($E$364-7)+$U$34","v":0},{"$f":"($U$34-0.93*$U$34)/14*($F$364-7)+$U$34","v":0},{"$f":"($U$34-0.93*$U$34)/14*($G$364-7)+$U$34","v":0},{"$f":"($U$34-0.93*$U$34)/14*($H$364-7)+$U$34","v":0},{"$f":"($U$34-0.93*$U$34)/14*($I$364-7)+$U$34","v":0},{"$f":"($U$34-0.93*$U$34)/14*($J$364-7)+$U$34","v":0},{"$f":"($U$34-0.93*$U$34)/14*($K$364-7)+$U$34","v":0},{"$f":"($U$34-0.93*$U$34)/14*($L$364-7)+$U$34","v":0},{"$f":"($U$34-0.93*$U$34)/14*($M$364-7)+$U$34","v":0},{"$f":"($U$34-0.93*$U$34)/14*($N$364-7)+$U$34","v":0},{"$f":"($U$34-0.93*$U$34)/14*($O$364-7)+$U$34","v":0},{"$f":"($U$34-0.93*$U$34)/14*($P$364-7)+$U$34","v":0},{"$f":"($U$34-0.93*$U$34)/14*($Q$364-7)+$U$34","v":0},{"$f":"($U$34-0.93*$U$34)/14*($R$364-7)+$U$34","v":0},{"$f":"($U$34-0.93*$U$34)/14*($S$364-7)+$U$34","v":0},{"$f":"($U$34-0.93*$U$34)/14*($T$364-7)+$U$34","v":0},{"$f":"($U$34-0.93*$U$34)/14*($U$364-7)+$U$34","v":0},{"$f":"($U$34-0.93*$U$34)/14*($V$364-7)+$U$34","v":0},{"$f":"($U$34-0.93*$U$34)/14*($W$364-7)+$U$34","v":0},{"$f":"($U$34-0.93*$U$34)/14*($X$364-7)+$U$34","v":0},{"$f":"($U$34-0.93*$U$34)/14*($Y$364-7)+$U$34","v":0},{"$f":"($U$34-0.93*$U$34)/14*($Z$364-7)+$U$34","v":0},{"$f":"($U$34-0.93*$U$34)/14*($AA$364-7)+$U$34","v":0},{"$f":"($U$34-0.93*$U$34)/14*($AB$364-7)+$U$34","v":0},{"$f":"($U$34-0.93*$U$34)/14*($AC$364-7)+$U$34","v":0},{"$f":"($U$34-0.93*$U$34)/14*($AD$364-7)+$U$34","v":0},{"$f":"($U$34-0.93*$U$34)/14*($AE$364-7)+$U$34","v":0},{"$f":"($U$34-0.93*$U$34)/14*($AF$364-7)+$U$34","v":0},{"$f":"($U$34-0.93*$U$34)/14*($AG$364-7)+$U$34","v":0},{"$f":"($U$34-0.93*$U$34)/14*($AH$364-7)+$U$34","v":0},{"$f":"($U$34-0.93*$U$34)/14*($AI$364-7)+$U$34","v":0},{"$f":"($U$34-0.93*$U$34)/14*($AJ$364-7)+$U$34","v":0},{"$f":"($U$34-0.93*$U$34)/14*($AK$364-7)+$U$34","v":0},{"$f":"($U$34-0.93*$U$34)/14*($AL$364-7)+$U$34","v":0},{"$f":"($U$34-0.93*$U$34)/14*($AM$364-7)+$U$34","v":0},{"$f":"($U$34-0.93*$U$34)/14*($AN$364-7)+$U$34","v":0},{"$f":"($U$34-0.93*$U$34)/14*($AO$364-7)+$U$34","v":0},{"$f":"($U$34-0.93*$U$34)/14*($AP$364-7)+$U$34","v":0},{"$f":"($U$34-0.93*$U$34)/14*($AQ$364-7)+$U$34","v":0},{"$f":"($U$34-0.93*$U$34)/14*($AR$364-7)+$U$34","v":0},{"$f":"($U$34-0.93*$U$34)/14*($AS$364-7)+$U$34","v":0},"暖房ガス消費量","Pw"]
[null,null,"着霜域暖房ガス消費量",{"$f":"D415/1.06","v":0},0,0,0,0,0,0,0,0,0,0,null,null,null,null,null,null,null,null,null,null,null,null,null,null,null,null,null,null,null,null,null,null,null,null,null,null,null,null,null,null,null,"着霜域暖房ガス消費量","Pwf"]
[null,null,"暖房COP",{"$f":"D414/(D416+$U$35*$I$32*D$378)","v":{"$error":"#DIV/0!"}},{"$f":"E414/(E416+$U$35*$I$32*E$378)","v":{"$error":"#DIV/0!"}},{"$error":"#DIV/0!"},{"$error":"#DIV/0!"},{"$error":"#DIV/0!"},{"$error":"#DIV/0!"},{"$error":"#DIV/0!"},{"$error":"#DIV/0!"},{"$error":"#DIV/0!"},{"$error":"#DIV/0!"},{"$f":"N414/(N416+$U$35*$I$32*N$378)","v":{"$error":"#DIV/0!"}},{"$f":"O413/(O415+$U$35*$I$32*O$378)","v":{"$error":"#DIV/0!"}},{"$f":"P413/(P415+$U$35*$I$32*P$378)","v":{"$error":"#DIV/0!"}},{"$error":"#DIV/0!"},{"$error":"#DIV/0!"},{"$error":"#DIV/0!"},{"$error":"#DIV/0!"},{"$error":"#DIV/0!"},{"$error":"#DIV/0!"},{"$error":"#DIV/0!"},{"$error":"#DIV/0!"},{"$error":"#DIV/0!"},{"$error":"#DIV/0!"},{"$error":"#DIV/0!"},{"$error":"#DIV/0!"},{"$error":"#DIV/0!"},{"$error":"#DIV/0!"},{"$error":"#DIV/0!"},{"$error":"#DIV/0!"},{"$error":"#DIV/0!"},{"$error":"#DIV/0!"},{"$error":"#DIV/0!"},{"$error":"#DIV/0!"},{"$error":"#DIV/0!"},{"$error":"#DIV/0!"},{"$error":"#DIV/0!"},{"$error":"#DIV/0!"},{"$error":"#DIV/0!"},{"$error":"#DIV/0!"},{"$error":"#DIV/0!"},{"$error":"#DIV/0!"},{"$error":"#DIV/0!"},"暖房COP","σw"]
[null,null,"暖房COP比",{"$f":"D417/$Q417","v":{"$error":"#DIV/0!"}},{"$f":"E417/$Q417","v":{"$error":"#DIV/0!"}},{"$f":"F417/$Q417","v":{"$error":"#DIV/0!"}},{"$f":"G417/$Q417","v":{"$error":"#DIV/0!"}},{"$f":"H417/$Q417","v":{"$error":"#DIV/0!"}},{"$f":"I417/$Q417","v":{"$error":"#DIV/0!"}},{"$f":"J417/$Q417","v":{"$error":"#DIV/0!"}},{"$f":"K417/$Q417","v":{"$error":"#DIV/0!"}},{"$f":"L417/$Q417","v":{"$error":"#DIV/0!"}},{"$f":"M417/$Q417","v":{"$error":"#DIV/0!"}},{"$f":"N417/$Q417","v":{"$error":"#DIV/0!"}},{"$f":"O417/$Q417","v":{"$error":"#DIV/0!"}},{"$f":"P417/$Q417","v":{"$error":"#DIV/0!"}},{"$f":"Q417/$Q417","v":{"$error":"#DIV/0!"}},{"$f":"R417/$Q417","v":{"$error":"#DIV/0!"}},{"$f":"S417/$Q417","v":{"$error":"#DIV/0!"}},{"$f":"T417/$Q417","v":{"$error":"#DIV/0!"}},{"$f":"U417/$Q417","v":{"$error":"#DIV/0!"}},{"$f":"V417/$Q417","v":{"$error":"#DIV/0!"}},{"$f":"W417/$Q417","v":{"$error":"#DIV/0!"}},{"$f":"X417/$Q417","v":{"$error":"#DIV/0!"}},{"$f":"Y417/$Q417","v":{"$error":"#DIV/0!"}},{"$f":"Z417/$Q417","v":{"$error":"#DIV/0!"}},{"$f":"AA417/$Q417","v":{"$error":"#DIV/0!"}},{"$f":"AB417/$Q417","v":{"$error":"#DIV/0!"}},{"$f":"AC417/$Q417","v":{"$error":"#DIV/0!"}},{"$f":"AD417/$Q417","v":{"$error":"#DIV/0!"}},{"$f":"AE417/$Q417","v":{"$error":"#DIV/0!"}},{"$f":"AF417/$Q417","v":{"$error":"#DIV/0!"}},{"$f":"AG417/$Q417","v":{"$error":"#DIV/0!"}},{"$f":"AH417/$Q417","v":{"$error":"#DIV/0!"}},{"$f":"AI417/$Q417","v":{"$error":"#DIV/0!"}},{"$f":"AJ417/$Q417","v":{"$error":"#DIV/0!"}},{"$f":"AK417/$Q417","v":{"$error":"#DIV/0!"}},{"$f":"AL417/$Q417","v":{"$error":"#DIV/0!"}},{"$f":"AM417/$Q417","v":{"$error":"#DIV/0!"}},{"$f":"AN417/$Q417","v":{"$error":"#DIV/0!"}},{"$f":"AO417/$Q417","v":{"$error":"#DIV/0!"}},{"$f":"AP417/$Q417","v":{"$error":"#DIV/0!"}},{"$f":"AQ417/$Q417","v":{"$error":"#DIV/0!"}},{"$f":"AR417/$Q417","v":{"$error":"#DIV/0!"}},{"$f":"AS417/$Q417","v":{"$error":"#DIV/0!"}},"暖房COP比","βw"]
[null,null,"Σ",{"$f":"$D$377*$D412","v":{"$error":"#DIV/0!"}},{"$f":"$E$377*$E412","v":{"$error":"#DIV/0!"}},{"$f":"$F$377*$F412","v":{"$error":"#DIV/0!"}},{"$f":"$G$377*$G412","v":{"$error":"#DIV/0!"}},{"$f":"$H$377*$H412","v":{"$error":"#DIV/0!"}},{"$f":"$I$377*$I412","v":{"$error":"#DIV/0!"}},{"$f":"$J$377*$J412","v":{"$error":"#DIV/0!"}},{"$f":"$K$377*$K412","v":{"$error":"#DIV/0!"}},{"$f":"$L$377*$L412","v":{"$error":"#DIV/0!"}},{"$f":"$M$377*$M412","v":{"$error":"#DIV/0!"}},{"$f":"$N$377*$N412","v":{"$error":"#DIV/0!"}},{"$f":"$O$377*$O412","v":{"$error":"#DIV/0!"}},{"$f":"$P$377*$P412","v":{"$error":"#DIV/0!"}},{"$f":"$Q$377*$Q412","v":{"$error":"#DIV/0!"}},{"$f":"$R$377*$R412","v":{"$error":"#DIV/0!"}},{"$f":"$S$377*$S412","v":{"$error":"#DIV/0!"}},{"$f":"$T$377*$T412","v":{"$error":"#DIV/0!"}},{"$f":"$U$377*$U412","v":{"$error":"#DIV/0!"}},{"$f":"$V$377*$V412","v":{"$error":"#DIV/0!"}},{"$f":"$W$377*$W412","v":{"$error":"#DIV/0!"}},{"$f":"$X$377*$X412","v":{"$error":"#DIV/0!"}},{"$f":"$Y$377*$Y412","v":{"$error":"#DIV/0!"}},{"$f":"$Z$377*$Z412","v":{"$error":"#DIV/0!"}},{"$f":"$AA$377*$AA412","v":{"$error":"#DIV/0!"}},{"$f":"$AB$377*$AB412","v":{"$error":"#DIV/0!"}},{"$f":"$AC$377*$AC412","v":{"$error":"#DIV/0!"}},{"$f":"$AD$377*$AD412","v":{"$error":"#DIV/0!"}},{"$f":"$AE$377*$AE412","v":{"$error":"#DIV/0!"}},{"$f":"$AF$377*$AF412","v":{"$error":"#DIV/0!"}},{"$f":"$AG$377*$AG412","v":{"$error":"#DIV/0!"}},{"$f":"$AH$377*$AH412","v":{"$error":"#DIV/0!"}},{"$f":"$AI$377*$AI412","v":{"$error":"#DIV/0!"}},{"$f":"$AJ$377*$AJ412","v":{"$error":"#DIV/0!"}},{"$f":"$AK$377*$AK412","v":{"$error":"#DIV/0!"}},{"$f":"$AL$377*$AL412","v":{"$error":"#DIV/0!"}},{"$f":"$AM$377*$AM412","v":{"$error":"#DIV/0!"}},{"$f":"$AN$377*$AN412","v":{"$error":"#DIV/0!"}},{"$f":"$AO$377*$AO412","v":{"$error":"#DIV/0!"}},{"$f":"$AP$377*$AP412","v":{"$error":"#DIV/0!"}},{"$f":"$AQ$377*$AQ412","v":{"$error":"#DIV/0!"}},{"$f":"$AR$377*$AR412","v":{"$error":"#DIV/0!"}},{"$f":"$AS$377*$AS412","v":{"$error":"#DIV/0!"}},{"$f":"SUM(D419:AS419)","v":{"$error":"#DIV/0!"}},"Σ"]
[null,"前6","暖房時エネルギー消費量比",{"$f":"$D$378/D426","v":{"$error":"#DIV/0!"}},{"$f":"$E$378/E426","v":{"$error":"#DIV/0!"}},{"$f":"$F$378/F426","v":{"$error":"#DIV/0!"}},{"$f":"$G$378/G426","v":{"$error":"#DIV/0!"}},{"$f":"$H$378/H426","v":{"$error":"#DIV/0!"}},{"$f":"$I$378/I426","v":{"$error":"#DIV/0!"}},{"$f":"$J$378/J426","v":{"$error":"#DIV/0!"}},{"$f":"$K$378/K426","v":{"$error":"#DIV/0!"}},{"$f":"$L$378/L426","v":{"$error":"#DIV/0!"}},{"$f":"$M$378/M426","v":{"$error":"#DIV/0!"}},{"$f":"$N$378/N426","v":{"$error":"#DIV/0!"}},{"$f":"$O$378/O426","v":{"$error":"#DIV/0!"}},{"$f":"$P$378/P426","v":{"$error":"#DIV/0!"}},{"$f":"$Q$378/Q426","v":{"$error":"#DIV/0!"}},{"$f":"$R$378/R426","v":{"$error":"#DIV/0!"}},{"$f":"$S$378/S426","v":{"$error":"#DIV/0!"}},{"$f":"$T$378/T426","v":{"$error":"#DIV/0!"}},{"$f":"$U$378/U426","v":{"$error":"#DIV/0!"}},{"$f":"$V$378/V426","v":{"$error":"#DIV/0!"}},{"$f":"$W$378/W426","v":{"$error":"#DIV/0!"}},{"$f":"$X$378/X426","v":{"$error":"#DIV/0!"}},{"$f":"$Y$378/Y426","v":{"$error":"#DIV/0!"}},{"$f":"$Z$378/Z426","v":{"$error":"#DIV/0!"}},{"$f":"$AA$378/AA426","v":{"$error":"#DIV/0!"}},{"$f":"$AB$378/AB426","v":{"$error":"#DIV/0!"}},{"$f":"$AC$378/AC426","v":{"$error":"#DIV/0!"}},{"$f":"$AD$378/AD426","v":{"$error":"#DIV/0!"}},{"$f":"$AE$378/AE426","v":{"$error":"#DIV/0!"}},{"$f":"$AF$378/AF426","v":{"$error":"#DIV/0!"}},{"$f":"$AG$378/AG426","v":{"$error":"#DIV/0!"}},{"$f":"$AH$378/AH426","v":{"$error":"#DIV/0!"}},{"$f":"$AI$378/AI426","v":{"$error":"#DIV/0!"}},{"$f":"$AJ$378/AJ426","v":{"$error":"#DIV/0!"}},{"$f":"$AK$378/AK426","v":{"$error":"#DIV/0!"}},{"$f":"$AL$378/AL426","v":{"$error":"#DIV/0!"}},{"$f":"$AM$378/AM426","v":{"$error":"#DIV/0!"}},{"$f":"$AN$378/AN426","v":{"$error":"#DIV/0!"}},{"$f":"$AO$378/AO426","v":{"$error":"#DIV/0!"}},{"$f":"$AP$378/AP426","v":{"$error":"#DIV/0!"}},{"$f":"$AQ$378/AQ426","v":{"$error":"#DIV/0!"}},{"$f":"$AR$378/AR426","v":{"$error":"#DIV/0!"}},{"$f":"$AS$378/AS426","v":{"$error":"#DIV/0!"}},"暖房時エネルギー消費量比","εw"]
[null,null,"暖房能力",{"$f":"($V$33-0.65*$V$33)/14*($D$364-7)+$V$33","v":0},{"$f":"($V$33-0.65*$V$33)/14*($E$364-7)+$V$33","v":0},{"$f":"($V$33-0.65*$V$33)/14*($F$364-7)+$V$33","v":0},{"$f":"($V$33-0.65*$V$33)/14*($G$364-7)+$V$33","v":0},{"$f":"($V$33-0.65*$V$33)/14*($H$364-7)+$V$33","v":0},{"$f":"($V$33-0.65*$V$33)/14*($I$364-7)+$V$33","v":0},{"$f":"($V$33-0.65*$V$33)/14*($J$364-7)+$V$33","v":0},{"$f":"($V$33-0.65*$V$33)/14*($K$364-7)+$V$33","v":0},{"$f":"($V$33-0.65*$V$33)/14*($L$364-7)+$V$33","v":0},{"$f":"($V$33-0.65*$V$33)/14*($M$364-7)+$V$33","v":0},{"$f":"($V$33-0.65*$V$33)/14*($N$364-7)+$V$33","v":0},{"$f":"($V$33-0.65*$V$33)/14*($O$364-7)+$V$33","v":0},{"$f":"($V$33-0.65*$V$33)/14*($P$364-7)+$V$33","v":0},{"$f":"($V$33-0.65*$V$33)/14*($Q$364-7)+$V$33","v":0},{"$f":"($V$33-0.65*$V$33)/14*($R$364-7)+$V$33","v":0},{"$f":"($V$33-0.65*$V$33)/14*($S$364-7)+$V$33","v":0},{"$f":"($V$33-0.65*$V$33)/14*($T$364-7)+$V$33","v":0},{"$f":"($V$33-0.65*$V$33)/14*($U$364-7)+$V$33","v":0},{"$f":"($V$33-0.65*$V$33)/14*($V$364-7)+$V$33","v":0},{"$f":"($V$33-0.65*$V$33)/14*($W$364-7)+$V$33","v":0},{"$f":"($V$33-0.65*$V$33)/14*($X$364-7)+$V$33","v":0},{"$f":"($V$33-0.65*$V$33)/14*($Y$364-7)+$V$33","v":0},{"$f":"($V$33-0.65*$V$33)/14*($Z$364-7)+$V$33","v":0},{"$f":"($V$33-0.65*$V$33)/14*($AA$364-7)+$V$33","v":0},{"$f":"($V$33-0.65*$V$33)/14*($AB$364-7)+$V$33","v":0},{"$f":"($V$33-0.65*$V$33)/14*($AC$364-7)+$V$33","v":0},{"$f":"($V$33-0.65*$V$33)/14*($AD$364-7)+$V$33","v":0},{"$f":"($V$33-0.65*$V$33)/14*($AE$364-7)+$V$33","v":0},{"$f":"($V$33-0.65*$V$33)/14*($AF$364-7)+$V$33","v":0},{"$f":"($V$33-0.65*$V$33)/14*($AG$364-7)+$V$33","v":0},{"$f":"($V$33-0.65*$V$33)/14*($AH$364-7)+$V$33","v":0},{"$f":"($V$33-0.65*$V$33)/14*($AI$364-7)+$V$33","v":0},{"$f":"($V$33-0.65*$V$33)/14*($AJ$364-7)+$V$33","v":0},{"$f":"($V$33-0.65*$V$33)/14*($AK$364-7)+$V$33","v":0},{"$f":"($V$33-0.65*$V$33)/14*($AL$364-7)+$V$33","v":0},{"$f":"($V$33-0.65*$V$33)/14*($AM$364-7)+$V$33","v":0},{"$f":"($V$33-0.65*$V$33)/14*($AN$364-7)+$V$33","v":0},{"$f":"($V$33-0.65*$V$33)/14*($AO$364-7)+$V$33","v":0},{"$f":"($V$33-0.65*$V$33)/14*($AP$364-7)+$V$33","v":0},{"$f":"($V$33-0.65*$V$33)/14*($AQ$364-7)+$V$33","v":0},{"$f":"($V$33-0.65*$V$33)/14*($AR$364-7)+$V$33","v":0},{"$f":"($V$33-0.65*$V$33)/14*($AS$364-7)+$V$33","v":0},"暖房能力","Φw"]
[null,null,"着霜域暖房能力",{"$f":"D421/1.12","v":0},{"$f":"E421/1.12","v":0},{"$f":"F421/1.12","v":0},{"$f":"G421/1.12","v":0},{"$f":"H421/1.12","v":0},{"$f":"I421/1.12","v":0},{"$f":"J421/1.12","v":0},{"$f":"K421/1.12","v":0},{"$f":"L421/1.12","v":0},{"$f":"M421/1.12","v":0},{"$f":"N421/1.12","v":0},null,null,null,null,null,null,null,null,null,null,null,null,null,null,null,null,null,null,null,null,null,null,null,null,null,null,null,null,null,null,null,"着霜域暖房能力","Φwf"]
[null,null,"暖房ガス消費量",{"$f":"($V$34-0.93*$V$34)/14*($D$364-7)+$V$34","v":0},{"$f":"($V$34-0.93*$V$34)/14*($E$364-7)+$V$34","v":0},{"$f":"($V$34-0.93*$V$34)/14*($F$364-7)+$V$34","v":0},{"$f":"($V$34-0.93*$V$34)/14*($G$364-7)+$V$34","v":0},{"$f":"($V$34-0.93*$V$34)/14*($H$364-7)+$V$34","v":0},{"$f":"($V$34-0.93*$V$34)/14*($I$364-7)+$V$34","v":0},{"$f":"($V$34-0.93*$V$34)/14*($J$364-7)+$V$34","v":0},{"$f":"($V$34-0.93*$V$34)/14*($K$364-7)+$V$34","v":0},{"$f":"($V$34-0.93*$V$34)/14*($L$364-7)+$V$34","v":0},{"$f":"($V$34-0.93*$V$34)/14*($M$364-7)+$V$34","v":0},{"$f":"($V$34-0.93*$V$34)/14*($N$364-7)+$V$34","v":0},{"$f":"($V$34-0.93*$V$34)/14*($O$364-7)+$V$34","v":0},{"$f":"($V$34-0.93*$V$34)/14*($P$364-7)+$V$34","v":0},{"$f":"($V$34-0.93*$V$34)/14*($Q$364-7)+$V$34","v":0},{"$f":"($V$34-0.93*$V$34)/14*($R$364-7)+$V$34","v":0},{"$f":"($V$34-0.93*$V$34)/14*($S$364-7)+$V$34","v":0},{"$f":"($V$34-0.93*$V$34)/14*($T$364-7)+$V$34","v":0},{"$f":"($V$34-0.93*$V$34)/14*($U$364-7)+$V$34","v":0},{"$f":"($V$34-0.93*$V$34)/14*($V$364-7)+$V$34","v":0},{"$f":"($V$34-0.93*$V$34)/14*($W$364-7)+$V$34","v":0},{"$f":"($V$34-0.93*$V$34)/14*($X$364-7)+$V$34","v":0},{"$f":"($V$34-0.93*$V$34)/14*($Y$364-7)+$V$34","v":0},{"$f":"($V$34-0.93*$V$34)/14*($Z$364-7)+$V$34","v":0},{"$f":"($V$34-0.93*$V$34)/14*($AA$364-7)+$V$34","v":0},{"$f":"($V$34-0.93*$V$34)/14*($AB$364-7)+$V$34","v":0},{"$f":"($V$34-0.93*$V$34)/14*($AC$364-7)+$V$34","v":0},{"$f":"($V$34-0.93*$V$34)/14*($AD$364-7)+$V$34","v":0},{"$f":"($V$34-0.93*$V$34)/14*($AE$364-7)+$V$34","v":0},{"$f":"($V$34-0.93*$V$34)/14*($AF$364-7)+$V$34","v":0},{"$f":"($V$34-0.93*$V$34)/14*($AG$364-7)+$V$34","v":0},{"$f":"($V$34-0.93*$V$34)/14*($AH$364-7)+$V$34","v":0},{"$f":"($V$34-0.93*$V$34)/14*($AI$364-7)+$V$34","v":0},{"$f":"($V$34-0.93*$V$34)/14*($AJ$364-7)+$V$34","v":0},{"$f":"($V$34-0.93*$V$34)/14*($AK$364-7)+$V$34","v":0},{"$f":"($V$34-0.93*$V$34)/14*($AL$364-7)+$V$34","v":0},{"$f":"($V$34-0.93*$V$34)/14*($AM$364-7)+$V$34","v":0},{"$f":"($V$34-0.93*$V$34)/14*($AN$364-7)+$V$34","v":0},{"$f":"($V$34-0.93*$V$34)/14*($AO$364-7)+$V$34","v":0},{"$f":"($V$34-0.93*$V$34)/14*($AP$364-7)+$V$34","v":0},{"$f":"($V$34-0.93*$V$34)/14*($AQ$364-7)+$V$34","v":0},{"$f":"($V$34-0.93*$V$34)/14*($AR$364-7)+$V$34","v":0},{"$f":"($V$34-0.93*$V$34)/14*($AS$364-7)+$V$34","v":0},"暖房ガス消費量","Pw"]
[null,null,"着霜域暖房ガス消費量",{"$f":"D423/1.06","v":0},0,0,0,0,0,0,0,0,0,0,null,null,null,null,null,null,null,null,null,null,null,null,null,null,null,null,null,null,null,null,null,null,null,null,null,null,null,null,null,null,null,"着霜域暖房ガス消費量","Pwf"]
[null,null,"暖房COP",{"$f":"D422/(D424+$V$35*$I$32*D$378)","v":{"$error":"#DIV/0!"}},{"$f":"E422/(E424+$V$35*$I$32*E$378)","v":{"$error":"#DIV/0!"}},{"$error":"#DIV/0!"},{"$error":"#DIV/0!"},{"$error":"#DIV/0!"},{"$error":"#DIV/0!"},{"$error":"#DIV/0!"},{"$error":"#DIV/0!"},{"$error":"#DIV/0!"},{"$error":"#DIV/0!"},{"$f":"N422/(N424+$V$35*$I$32*N$378)","v":{"$error":"#DIV/0!"}},{"$f":"O421/(O423+$V$35*$I$32*O$378)","v":{"$error":"#DIV/0!"}},{"$f":"P421/(P423+$V$35*$I$32*P$378)","v":{"$error":"#DIV/0!"}},{"$error":"#DIV/0!"},{"$error":"#DIV/0!"},{"$error":"#DIV/0!"},{"$error":"#DIV/0!"},{"$error":"#DIV/0!"},{"$error":"#DIV/0!"},{"$error":"#DIV/0!"},{"$error":"#DIV/0!"},{"$error":"#DIV/0!"},{"$error":"#DIV/0!"},{"$error":"#DIV/0!"},{"$error":"#DIV/0!"},{"$error":"#DIV/0!"},{"$error":"#DIV/0!"},{"$error":"#DIV/0!"},{"$error":"#DIV/0!"},{"$error":"#DIV/0!"},{"$error":"#DIV/0!"},{"$error":"#DIV/0!"},{"$error":"#DIV/0!"},{"$error":"#DIV/0!"},{"$error":"#DIV/0!"},{"$error":"#DIV/0!"},{"$error":"#DIV/0!"},{"$error":"#DIV/0!"},{"$error":"#DIV/0!"},{"$error":"#DIV/0!"},{"$error":"#DIV/0!"},{"$error":"#DIV/0!"},"暖房COP","σw"]
[null,null,"暖房COP比",{"$f":"D425/$Q425","v":{"$error":"#DIV/0!"}},{"$f":"E425/$Q425","v":{"$error":"#DIV/0!"}},{"$f":"F425/$Q425","v":{"$error":"#DIV/0!"}},{"$f":"G425/$Q425","v":{"$error":"#DIV/0!"}},{"$f":"H425/$Q425","v":{"$error":"#DIV/0!"}},{"$f":"I425/$Q425","v":{"$error":"#DIV/0!"}},{"$f":"J425/$Q425","v":{"$error":"#DIV/0!"}},{"$f":"K425/$Q425","v":{"$error":"#DIV/0!"}},{"$f":"L425/$Q425","v":{"$error":"#DIV/0!"}},{"$f":"M425/$Q425","v":{"$error":"#DIV/0!"}},{"$f":"N425/$Q425","v":{"$error":"#DIV/0!"}},{"$f":"O425/$Q425","v":{"$error":"#DIV/0!"}},{"$f":"P425/$Q425","v":{"$error":"#DIV/0!"}},{"$f":"Q425/$Q425","v":{"$error":"#DIV/0!"}},{"$f":"R425/$Q425","v":{"$error":"#DIV/0!"}},{"$f":"S425/$Q425","v":{"$error":"#DIV/0!"}},{"$f":"T425/$Q425","v":{"$error":"#DIV/0!"}},{"$f":"U425/$Q425","v":{"$error":"#DIV/0!"}},{"$f":"V425/$Q425","v":{"$error":"#DIV/0!"}},{"$f":"W425/$Q425","v":{"$error":"#DIV/0!"}},{"$f":"X425/$Q425","v":{"$error":"#DIV/0!"}},{"$f":"Y425/$Q425","v":{"$error":"#DIV/0!"}},{"$f":"Z425/$Q425","v":{"$error":"#DIV/0!"}},{"$f":"AA425/$Q425","v":{"$error":"#DIV/0!"}},{"$f":"AB425/$Q425","v":{"$error":"#DIV/0!"}},{"$f":"AC425/$Q425","v":{"$error":"#DIV/0!"}},{"$f":"AD425/$Q425","v":{"$error":"#DIV/0!"}},{"$f":"AE425/$Q425","v":{"$error":"#DIV/0!"}},{"$f":"AF425/$Q425","v":{"$error":"#DIV/0!"}},{"$f":"AG425/$Q425","v":{"$error":"#DIV/0!"}},{"$f":"AH425/$Q425","v":{"$error":"#DIV/0!"}},{"$f":"AI425/$Q425","v":{"$error":"#DIV/0!"}},{"$f":"AJ425/$Q425","v":{"$error":"#DIV/0!"}},{"$f":"AK425/$Q425","v":{"$error":"#DIV/0!"}},{"$f":"AL425/$Q425","v":{"$error":"#DIV/0!"}},{"$f":"AM425/$Q425","v":{"$error":"#DIV/0!"}},{"$f":"AN425/$Q425","v":{"$error":"#DIV/0!"}},{"$f":"AO425/$Q425","v":{"$error":"#DIV/0!"}},{"$f":"AP425/$Q425","v":{"$error":"#DIV/0!"}},{"$f":"AQ425/$Q425","v":{"$error":"#DIV/0!"}},{"$f":"AR425/$Q425","v":{"$error":"#DIV/0!"}},{"$f":"AS425/$Q425","v":{"$error":"#DIV/0!"}},"暖房COP比","βw"]
[null,null,"Σ",{"$f":"$D$377*$D420","v":{"$error":"#DIV/0!"}},{"$f":"$E$377*$E420","v":{"$error":"#DIV/0!"}},{"$f":"$F$377*$F420","v":{"$error":"#DIV/0!"}},{"$f":"$G$377*$G420","v":{"$error":"#DIV/0!"}},{"$f":"$H$377*$H420","v":{"$error":"#DIV/0!"}},{"$f":"$I$377*$I420","v":{"$error":"#DIV/0!"}},{"$f":"$J$377*$J420","v":{"$error":"#DIV/0!"}},{"$f":"$K$377*$K420","v":{"$error":"#DIV/0!"}},{"$f":"$L$377*$L420","v":{"$error":"#DIV/0!"}},{"$f":"$M$377*$M420","v":{"$error":"#DIV/0!"}},{"$f":"$N$377*$N420","v":{"$error":"#DIV/0!"}},{"$f":"$O$377*$O420","v":{"$error":"#DIV/0!"}},{"$f":"$P$377*$P420","v":{"$error":"#DIV/0!"}},{"$f":"$Q$377*$Q420","v":{"$error":"#DIV/0!"}},{"$f":"$R$377*$R420","v":{"$error":"#DIV/0!"}},{"$f":"$S$377*$S420","v":{"$error":"#DIV/0!"}},{"$f":"$T$377*$T420","v":{"$error":"#DIV/0!"}},{"$f":"$U$377*$U420","v":{"$error":"#DIV/0!"}},{"$f":"$V$377*$V420","v":{"$error":"#DIV/0!"}},{"$f":"$W$377*$W420","v":{"$error":"#DIV/0!"}},{"$f":"$X$377*$X420","v":{"$error":"#DIV/0!"}},{"$f":"$Y$377*$Y420","v":{"$error":"#DIV/0!"}},{"$f":"$Z$377*$Z420","v":{"$error":"#DIV/0!"}},{"$f":"$AA$377*$AA420","v":{"$error":"#DIV/0!"}},{"$f":"$AB$377*$AB420","v":{"$error":"#DIV/0!"}},{"$f":"$AC$377*$AC420","v":{"$error":"#DIV/0!"}},{"$f":"$AD$377*$AD420","v":{"$error":"#DIV/0!"}},{"$f":"$AE$377*$AE420","v":{"$error":"#DIV/0!"}},{"$f":"$AF$377*$AF420","v":{"$error":"#DIV/0!"}},{"$f":"$AG$377*$AG420","v":{"$error":"#DIV/0!"}},{"$f":"$AH$377*$AH420","v":{"$error":"#DIV/0!"}},{"$f":"$AI$377*$AI420","v":{"$error":"#DIV/0!"}},{"$f":"$AJ$377*$AJ420","v":{"$error":"#DIV/0!"}},{"$f":"$AK$377*$AK420","v":{"$error":"#DIV/0!"}},{"$f":"$AL$377*$AL420","v":{"$error":"#DIV/0!"}},{"$f":"$AM$377*$AM420","v":{"$error":"#DIV/0!"}},{"$f":"$AN$377*$AN420","v":{"$error":"#DIV/0!"}},{"$f":"$AO$377*$AO420","v":{"$error":"#DIV/0!"}},{"$f":"$AP$377*$AP420","v":{"$error":"#DIV/0!"}},{"$f":"$AQ$377*$AQ420","v":{"$error":"#DIV/0!"}},{"$f":"$AR$377*$AR420","v":{"$error":"#DIV/0!"}},{"$f":"$AS$377*$AS420","v":{"$error":"#DIV/0!"}},{"$f":"SUM(D427:AS427)","v":{"$error":"#DIV/0!"}},"Σ"]
[null,"前7","暖房時エネルギー消費量比",{"$f":"$D$378/D434","v":{"$error":"#DIV/0!"}},{"$f":"$E$378/E434","v":{"$error":"#DIV/0!"}},{"$f":"$F$378/F434","v":{"$error":"#DIV/0!"}},{"$f":"$G$378/G434","v":{"$error":"#DIV/0!"}},{"$f":"$H$378/H434","v":{"$error":"#DIV/0!"}},{"$f":"$I$378/I434","v":{"$error":"#DIV/0!"}},{"$f":"$J$378/J434","v":{"$error":"#DIV/0!"}},{"$f":"$K$378/K434","v":{"$error":"#DIV/0!"}},{"$f":"$L$378/L434","v":{"$error":"#DIV/0!"}},{"$f":"$M$378/M434","v":{"$error":"#DIV/0!"}},{"$f":"$N$378/N434","v":{"$error":"#DIV/0!"}},{"$f":"$O$378/O434","v":{"$error":"#DIV/0!"}},{"$f":"$P$378/P434","v":{"$error":"#DIV/0!"}},{"$f":"$Q$378/Q434","v":{"$error":"#DIV/0!"}},{"$f":"$R$378/R434","v":{"$error":"#DIV/0!"}},{"$f":"$S$378/S434","v":{"$error":"#DIV/0!"}},{"$f":"$T$378/T434","v":{"$error":"#DIV/0!"}},{"$f":"$U$378/U434","v":{"$error":"#DIV/0!"}},{"$f":"$V$378/V434","v":{"$error":"#DIV/0!"}},{"$f":"$W$378/W434","v":{"$error":"#DIV/0!"}},{"$f":"$X$378/X434","v":{"$error":"#DIV/0!"}},{"$f":"$Y$378/Y434","v":{"$error":"#DIV/0!"}},{"$f":"$Z$378/Z434","v":{"$error":"#DIV/0!"}},{"$f":"$AA$378/AA434","v":{"$error":"#DIV/0!"}},{"$f":"$AB$378/AB434","v":{"$error":"#DIV/0!"}},{"$f":"$AC$378/AC434","v":{"$error":"#DIV/0!"}},{"$f":"$AD$378/AD434","v":{"$error":"#DIV/0!"}},{"$f":"$AE$378/AE434","v":{"$error":"#DIV/0!"}},{"$f":"$AF$378/AF434","v":{"$error":"#DIV/0!"}},{"$f":"$AG$378/AG434","v":{"$error":"#DIV/0!"}},{"$f":"$AH$378/AH434","v":{"$error":"#DIV/0!"}},{"$f":"$AI$378/AI434","v":{"$error":"#DIV/0!"}},{"$f":"$AJ$378/AJ434","v":{"$error":"#DIV/0!"}},{"$f":"$AK$378/AK434","v":{"$error":"#DIV/0!"}},{"$f":"$AL$378/AL434","v":{"$error":"#DIV/0!"}},{"$f":"$AM$378/AM434","v":{"$error":"#DIV/0!"}},{"$f":"$AN$378/AN434","v":{"$error":"#DIV/0!"}},{"$f":"$AO$378/AO434","v":{"$error":"#DIV/0!"}},{"$f":"$AP$378/AP434","v":{"$error":"#DIV/0!"}},{"$f":"$AQ$378/AQ434","v":{"$error":"#DIV/0!"}},{"$f":"$AR$378/AR434","v":{"$error":"#DIV/0!"}},{"$f":"$AS$378/AS434","v":{"$error":"#DIV/0!"}},"暖房時エネルギー消費量比","εw"]
[null,null,"暖房能力",{"$f":"($W$33-0.65*$W$33)/14*($D$364-7)+$W$33","v":0},{"$f":"($W$33-0.65*$W$33)/14*($E$364-7)+$W$33","v":0},{"$f":"($W$33-0.65*$W$33)/14*($F$364-7)+$W$33","v":0},{"$f":"($W$33-0.65*$W$33)/14*($G$364-7)+$W$33","v":0},{"$f":"($W$33-0.65*$W$33)/14*($H$364-7)+$W$33","v":0},{"$f":"($W$33-0.65*$W$33)/14*($I$364-7)+$W$33","v":0},{"$f":"($W$33-0.65*$W$33)/14*($J$364-7)+$W$33","v":0},{"$f":"($W$33-0.65*$W$33)/14*($K$364-7)+$W$33","v":0},{"$f":"($W$33-0.65*$W$33)/14*($L$364-7)+$W$33","v":0},{"$f":"($W$33-0.65*$W$33)/14*($M$364-7)+$W$33","v":0},{"$f":"($W$33-0.65*$W$33)/14*($N$364-7)+$W$33","v":0},{"$f":"($W$33-0.65*$W$33)/14*($O$364-7)+$W$33","v":0},{"$f":"($W$33-0.65*$W$33)/14*($P$364-7)+$W$33","v":0},{"$f":"($W$33-0.65*$W$33)/14*($Q$364-7)+$W$33","v":0},{"$f":"($W$33-0.65*$W$33)/14*($R$364-7)+$W$33","v":0},{"$f":"($W$33-0.65*$W$33)/14*($S$364-7)+$W$33","v":0},{"$f":"($W$33-0.65*$W$33)/14*($T$364-7)+$W$33","v":0},{"$f":"($W$33-0.65*$W$33)/14*($U$364-7)+$W$33","v":0},{"$f":"($W$33-0.65*$W$33)/14*($V$364-7)+$W$33","v":0},{"$f":"($W$33-0.65*$W$33)/14*($W$364-7)+$W$33","v":0},{"$f":"($W$33-0.65*$W$33)/14*($X$364-7)+$W$33","v":0},{"$f":"($W$33-0.65*$W$33)/14*($Y$364-7)+$W$33","v":0},{"$f":"($W$33-0.65*$W$33)/14*($Z$364-7)+$W$33","v":0},{"$f":"($W$33-0.65*$W$33)/14*($AA$364-7)+$W$33","v":0},{"$f":"($W$33-0.65*$W$33)/14*($AB$364-7)+$W$33","v":0},{"$f":"($W$33-0.65*$W$33)/14*($AC$364-7)+$W$33","v":0},{"$f":"($W$33-0.65*$W$33)/14*($AD$364-7)+$W$33","v":0},{"$f":"($W$33-0.65*$W$33)/14*($AE$364-7)+$W$33","v":0},{"$f":"($W$33-0.65*$W$33)/14*($AF$364-7)+$W$33","v":0},{"$f":"($W$33-0.65*$W$33)/14*($AG$364-7)+$W$33","v":0},{"$f":"($W$33-0.65*$W$33)/14*($AH$364-7)+$W$33","v":0},{"$f":"($W$33-0.65*$W$33)/14*($AI$364-7)+$W$33","v":0},{"$f":"($W$33-0.65*$W$33)/14*($AJ$364-7)+$W$33","v":0},{"$f":"($W$33-0.65*$W$33)/14*($AK$364-7)+$W$33","v":0},{"$f":"($W$33-0.65*$W$33)/14*($AL$364-7)+$W$33","v":0},{"$f":"($W$33-0.65*$W$33)/14*($AM$364-7)+$W$33","v":0},{"$f":"($W$33-0.65*$W$33)/14*($AN$364-7)+$W$33","v":0},{"$f":"($W$33-0.65*$W$33)/14*($AO$364-7)+$W$33","v":0},{"$f":"($W$33-0.65*$W$33)/14*($AP$364-7)+$W$33","v":0},{"$f":"($W$33-0.65*$W$33)/14*($AQ$364-7)+$W$33","v":0},{"$f":"($W$33-0.65*$W$33)/14*($AR$364-7)+$W$33","v":0},{"$f":"($W$33-0.65*$W$33)/14*($AS$364-7)+$W$33","v":0},"暖房能力","Φw"]
[null,null,"着霜域暖房能力",{"$f":"D429/1.12","v":0},{"$f":"E429/1.12","v":0},{"$f":"F429/1.12","v":0},{"$f":"G429/1.12","v":0},{"$f":"H429/1.12","v":0},{"$f":"I429/1.12","v":0},{"$f":"J429/1.12","v":0},{"$f":"K429/1.12","v":0},{"$f":"L429/1.12","v":0},{"$f":"M429/1.12","v":0},{"$f":"N429/1.12","v":0},null,null,null,null,null,null,null,null,null,null,null,null,null,null,null,null,null,null,null,null,null,null,null,null,null,null,null,null,null,null,null,"着霜域暖房能力","Φwf"]
[null,null,"暖房ガス消費量",{"$f":"($W$34-0.93*$W$34)/14*($D$364-7)+$W$34","v":0},{"$f":"($W$34-0.93*$W$34)/14*($E$364-7)+$W$34","v":0},{"$f":"($W$34-0.93*$W$34)/14*($F$364-7)+$W$34","v":0},{"$f":"($W$34-0.93*$W$34)/14*($G$364-7)+$W$34","v":0},{"$f":"($W$34-0.93*$W$34)/14*($H$364-7)+$W$34","v":0},{"$f":"($W$34-0.93*$W$34)/14*($I$364-7)+$W$34","v":0},{"$f":"($W$34-0.93*$W$34)/14*($J$364-7)+$W$34","v":0},{"$f":"($W$34-0.93*$W$34)/14*($K$364-7)+$W$34","v":0},{"$f":"($W$34-0.93*$W$34)/14*($L$364-7)+$W$34","v":0},{"$f":"($W$34-0.93*$W$34)/14*($M$364-7)+$W$34","v":0},{"$f":"($W$34-0.93*$W$34)/14*($N$364-7)+$W$34","v":0},{"$f":"($W$34-0.93*$W$34)/14*($O$364-7)+$W$34","v":0},{"$f":"($W$34-0.93*$W$34)/14*($P$364-7)+$W$34","v":0},{"$f":"($W$34-0.93*$W$34)/14*($Q$364-7)+$W$34","v":0},{"$f":"($W$34-0.93*$W$34)/14*($R$364-7)+$W$34","v":0},{"$f":"($W$34-0.93*$W$34)/14*($S$364-7)+$W$34","v":0},{"$f":"($W$34-0.93*$W$34)/14*($T$364-7)+$W$34","v":0},{"$f":"($W$34-0.93*$W$34)/14*($U$364-7)+$W$34","v":0},{"$f":"($W$34-0.93*$W$34)/14*($V$364-7)+$W$34","v":0},{"$f":"($W$34-0.93*$W$34)/14*($W$364-7)+$W$34","v":0},{"$f":"($W$34-0.93*$W$34)/14*($X$364-7)+$W$34","v":0},{"$f":"($W$34-0.93*$W$34)/14*($Y$364-7)+$W$34","v":0},{"$f":"($W$34-0.93*$W$34)/14*($Z$364-7)+$W$34","v":0},{"$f":"($W$34-0.93*$W$34)/14*($AA$364-7)+$W$34","v":0},{"$f":"($W$34-0.93*$W$34)/14*($AB$364-7)+$W$34","v":0},{"$f":"($W$34-0.93*$W$34)/14*($AC$364-7)+$W$34","v":0},{"$f":"($W$34-0.93*$W$34)/14*($AD$364-7)+$W$34","v":0},{"$f":"($W$34-0.93*$W$34)/14*($AE$364-7)+$W$34","v":0},{"$f":"($W$34-0.93*$W$34)/14*($AF$364-7)+$W$34","v":0},{"$f":"($W$34-0.93*$W$34)/14*($AG$364-7)+$W$34","v":0},{"$f":"($W$34-0.93*$W$34)/14*($AH$364-7)+$W$34","v":0},{"$f":"($W$34-0.93*$W$34)/14*($AI$364-7)+$W$34","v":0},{"$f":"($W$34-0.93*$W$34)/14*($AJ$364-7)+$W$34","v":0},{"$f":"($W$34-0.93*$W$34)/14*($AK$364-7)+$W$34","v":0},{"$f":"($W$34-0.93*$W$34)/14*($AL$364-7)+$W$34","v":0},{"$f":"($W$34-0.93*$W$34)/14*($AM$364-7)+$W$34","v":0},{"$f":"($W$34-0.93*$W$34)/14*($AN$364-7)+$W$34","v":0},{"$f":"($W$34-0.93*$W$34)/14*($AO$364-7)+$W$34","v":0},{"$f":"($W$34-0.93*$W$34)/14*($AP$364-7)+$W$34","v":0},{"$f":"($W$34-0.93*$W$34)/14*($AQ$364-7)+$W$34","v":0},{"$f":"($W$34-0.93*$W$34)/14*($AR$364-7)+$W$34","v":0},{"$f":"($W$34-0.93*$W$34)/14*($AS$364-7)+$W$34","v":0},"暖房ガス消費量","Pw"]
[null,null,"着霜域暖房ガス消費量",{"$f":"D431/1.06","v":0},0,0,0,0,0,0,0,0,0,0,null,null,null,null,null,null,null,null,null,null,null,null,null,null,null,null,null,null,null,null,null,null,null,null,null,null,null,null,null,null,null,"着霜域暖房ガス消費量","Pwf"]
[null,null,"暖房COP",{"$f":"D430/(D432+$W$35*$I$32*D$378)","v":{"$error":"#DIV/0!"}},{"$f":"E430/(E432+$W$35*$I$32*E$378)","v":{"$error":"#DIV/0!"}},{"$error":"#DIV/0!"},{"$error":"#DIV/0!"},{"$error":"#DIV/0!"},{"$error":"#DIV/0!"},{"$error":"#DIV/0!"},{"$error":"#DIV/0!"},{"$error":"#DIV/0!"},{"$error":"#DIV/0!"},{"$f":"N430/(N432+$W$35*$I$32*N$378)","v":{"$error":"#DIV/0!"}},{"$f":"O429/(O431+$W$35*$I$32*O$378)","v":{"$error":"#DIV/0!"}},{"$f":"P429/(P431+$W$35*$I$32*P$378)","v":{"$error":"#DIV/0!"}},{"$error":"#DIV/0!"},{"$error":"#DIV/0!"},{"$error":"#DIV/0!"},{"$error":"#DIV/0!"},{"$error":"#DIV/0!"},{"$error":"#DIV/0!"},{"$error":"#DIV/0!"},{"$error":"#DIV/0!"},{"$error":"#DIV/0!"},{"$error":"#DIV/0!"},{"$error":"#DIV/0!"},{"$error":"#DIV/0!"},{"$error":"#DIV/0!"},{"$error":"#DIV/0!"},{"$error":"#DIV/0!"},{"$error":"#DIV/0!"},{"$error":"#DIV/0!"},{"$error":"#DIV/0!"},{"$error":"#DIV/0!"},{"$error":"#DIV/0!"},{"$error":"#DIV/0!"},{"$error":"#DIV/0!"},{"$error":"#DIV/0!"},{"$error":"#DIV/0!"},{"$error":"#DIV/0!"},{"$error":"#DIV/0!"},{"$error":"#DIV/0!"},{"$error":"#DIV/0!"},{"$error":"#DIV/0!"},"暖房COP","σw"]
[null,null,"暖房COP比",{"$f":"D433/$Q433","v":{"$error":"#DIV/0!"}},{"$f":"E433/$Q433","v":{"$error":"#DIV/0!"}},{"$f":"F433/$Q433","v":{"$error":"#DIV/0!"}},{"$f":"G433/$Q433","v":{"$error":"#DIV/0!"}},{"$f":"H433/$Q433","v":{"$error":"#DIV/0!"}},{"$f":"I433/$Q433","v":{"$error":"#DIV/0!"}},{"$f":"J433/$Q433","v":{"$error":"#DIV/0!"}},{"$f":"K433/$Q433","v":{"$error":"#DIV/0!"}},{"$f":"L433/$Q433","v":{"$error":"#DIV/0!"}},{"$f":"M433/$Q433","v":{"$error":"#DIV/0!"}},{"$f":"N433/$Q433","v":{"$error":"#DIV/0!"}},{"$f":"O433/$Q433","v":{"$error":"#DIV/0!"}},{"$f":"P433/$Q433","v":{"$error":"#DIV/0!"}},{"$f":"Q433/$Q433","v":{"$error":"#DIV/0!"}},{"$f":"R433/$Q433","v":{"$error":"#DIV/0!"}},{"$f":"S433/$Q433","v":{"$error":"#DIV/0!"}},{"$f":"T433/$Q433","v":{"$error":"#DIV/0!"}},{"$f":"U433/$Q433","v":{"$error":"#DIV/0!"}},{"$f":"V433/$Q433","v":{"$error":"#DIV/0!"}},{"$f":"W433/$Q433","v":{"$error":"#DIV/0!"}},{"$f":"X433/$Q433","v":{"$error":"#DIV/0!"}},{"$f":"Y433/$Q433","v":{"$error":"#DIV/0!"}},{"$f":"Z433/$Q433","v":{"$error":"#DIV/0!"}},{"$f":"AA433/$Q433","v":{"$error":"#DIV/0!"}},{"$f":"AB433/$Q433","v":{"$error":"#DIV/0!"}},{"$f":"AC433/$Q433","v":{"$error":"#DIV/0!"}},{"$f":"AD433/$Q433","v":{"$error":"#DIV/0!"}},{"$f":"AE433/$Q433","v":{"$error":"#DIV/0!"}},{"$f":"AF433/$Q433","v":{"$error":"#DIV/0!"}},{"$f":"AG433/$Q433","v":{"$error":"#DIV/0!"}},{"$f":"AH433/$Q433","v":{"$error":"#DIV/0!"}},{"$f":"AI433/$Q433","v":{"$error":"#DIV/0!"}},{"$f":"AJ433/$Q433","v":{"$error":"#DIV/0!"}},{"$f":"AK433/$Q433","v":{"$error":"#DIV/0!"}},{"$f":"AL433/$Q433","v":{"$error":"#DIV/0!"}},{"$f":"AM433/$Q433","v":{"$error":"#DIV/0!"}},{"$f":"AN433/$Q433","v":{"$error":"#DIV/0!"}},{"$f":"AO433/$Q433","v":{"$error":"#DIV/0!"}},{"$f":"AP433/$Q433","v":{"$error":"#DIV/0!"}},{"$f":"AQ433/$Q433","v":{"$error":"#DIV/0!"}},{"$f":"AR433/$Q433","v":{"$error":"#DIV/0!"}},{"$f":"AS433/$Q433","v":{"$error":"#DIV/0!"}},"暖房COP比","βw"]
[null,null,"Σ",{"$f":"$D$377*$D428","v":{"$error":"#DIV/0!"}},{"$f":"$E$377*$E428","v":{"$error":"#DIV/0!"}},{"$f":"$F$377*$F428","v":{"$error":"#DIV/0!"}},{"$f":"$G$377*$G428","v":{"$error":"#DIV/0!"}},{"$f":"$H$377*$H428","v":{"$error":"#DIV/0!"}},{"$f":"$I$377*$I428","v":{"$error":"#DIV/0!"}},{"$f":"$J$377*$J428","v":{"$error":"#DIV/0!"}},{"$f":"$K$377*$K428","v":{"$error":"#DIV/0!"}},{"$f":"$L$377*$L428","v":{"$error":"#DIV/0!"}},{"$f":"$M$377*$M428","v":{"$error":"#DIV/0!"}},{"$f":"$N$377*$N428","v":{"$error":"#DIV/0!"}},{"$f":"$O$377*$O428","v":{"$error":"#DIV/0!"}},{"$f":"$P$377*$P428","v":{"$error":"#DIV/0!"}},{"$f":"$Q$377*$Q428","v":{"$error":"#DIV/0!"}},{"$f":"$R$377*$R428","v":{"$error":"#DIV/0!"}},{"$f":"$S$377*$S428","v":{"$error":"#DIV/0!"}},{"$f":"$T$377*$T428","v":{"$error":"#DIV/0!"}},{"$f":"$U$377*$U428","v":{"$error":"#DIV/0!"}},{"$f":"$V$377*$V428","v":{"$error":"#DIV/0!"}},{"$f":"$W$377*$W428","v":{"$error":"#DIV/0!"}},{"$f":"$X$377*$X428","v":{"$error":"#DIV/0!"}},{"$f":"$Y$377*$Y428","v":{"$error":"#DIV/0!"}},{"$f":"$Z$377*$Z428","v":{"$error":"#DIV/0!"}},{"$f":"$AA$377*$AA428","v":{"$error":"#DIV/0!"}},{"$f":"$AB$377*$AB428","v":{"$error":"#DIV/0!"}},{"$f":"$AC$377*$AC428","v":{"$error":"#DIV/0!"}},{"$f":"$AD$377*$AD428","v":{"$error":"#DIV/0!"}},{"$f":"$AE$377*$AE428","v":{"$error":"#DIV/0!"}},{"$f":"$AF$377*$AF428","v":{"$error":"#DIV/0!"}},{"$f":"$AG$377*$AG428","v":{"$error":"#DIV/0!"}},{"$f":"$AH$377*$AH428","v":{"$error":"#DIV/0!"}},{"$f":"$AI$377*$AI428","v":{"$error":"#DIV/0!"}},{"$f":"$AJ$377*$AJ428","v":{"$error":"#DIV/0!"}},{"$f":"$AK$377*$AK428","v":{"$error":"#DIV/0!"}},{"$f":"$AL$377*$AL428","v":{"$error":"#DIV/0!"}},{"$f":"$AM$377*$AM428","v":{"$error":"#DIV/0!"}},{"$f":"$AN$377*$AN428","v":{"$error":"#DIV/0!"}},{"$f":"$AO$377*$AO428","v":{"$error":"#DIV/0!"}},{"$f":"$AP$377*$AP428","v":{"$error":"#DIV/0!"}},{"$f":"$AQ$377*$AQ428","v":{"$error":"#DIV/0!"}},{"$f":"$AR$377*$AR428","v":{"$error":"#DIV/0!"}},{"$f":"$AS$377*$AS428","v":{"$error":"#DIV/0!"}},{"$f":"SUM(D435:AS435)","v":{"$error":"#DIV/0!"}},"Σ"]
[null,"前8","暖房時エネルギー消費量比",{"$f":"$D$378/D442","v":{"$error":"#DIV/0!"}},{"$f":"$E$378/E442","v":{"$error":"#DIV/0!"}},{"$f":"$F$378/F442","v":{"$error":"#DIV/0!"}},{"$f":"$G$378/G442","v":{"$error":"#DIV/0!"}},{"$f":"$H$378/H442","v":{"$error":"#DIV/0!"}},{"$f":"$I$378/I442","v":{"$error":"#DIV/0!"}},{"$f":"$J$378/J442","v":{"$error":"#DIV/0!"}},{"$f":"$K$378/K442","v":{"$error":"#DIV/0!"}},{"$f":"$L$378/L442","v":{"$error":"#DIV/0!"}},{"$f":"$M$378/M442","v":{"$error":"#DIV/0!"}},{"$f":"$N$378/N442","v":{"$error":"#DIV/0!"}},{"$f":"$O$378/O442","v":{"$error":"#DIV/0!"}},{"$f":"$P$378/P442","v":{"$error":"#DIV/0!"}},{"$f":"$Q$378/Q442","v":{"$error":"#DIV/0!"}},{"$f":"$R$378/R442","v":{"$error":"#DIV/0!"}},{"$f":"$S$378/S442","v":{"$error":"#DIV/0!"}},{"$f":"$T$378/T442","v":{"$error":"#DIV/0!"}},{"$f":"$U$378/U442","v":{"$error":"#DIV/0!"}},{"$f":"$V$378/V442","v":{"$error":"#DIV/0!"}},{"$f":"$W$378/W442","v":{"$error":"#DIV/0!"}},{"$f":"$X$378/X442","v":{"$error":"#DIV/0!"}},{"$f":"$Y$378/Y442","v":{"$error":"#DIV/0!"}},{"$f":"$Z$378/Z442","v":{"$error":"#DIV/0!"}},{"$f":"$AA$378/AA442","v":{"$error":"#DIV/0!"}},{"$f":"$AB$378/AB442","v":{"$error":"#DIV/0!"}},{"$f":"$AC$378/AC442","v":{"$error":"#DIV/0!"}},{"$f":"$AD$378/AD442","v":{"$error":"#DIV/0!"}},{"$f":"$AE$378/AE442","v":{"$error":"#DIV/0!"}},{"$f":"$AF$378/AF442","v":{"$error":"#DIV/0!"}},{"$f":"$AG$378/AG442","v":{"$error":"#DIV/0!"}},{"$f":"$AH$378/AH442","v":{"$error":"#DIV/0!"}},{"$f":"$AI$378/AI442","v":{"$error":"#DIV/0!"}},{"$f":"$AJ$378/AJ442","v":{"$error":"#DIV/0!"}},{"$f":"$AK$378/AK442","v":{"$error":"#DIV/0!"}},{"$f":"$AL$378/AL442","v":{"$error":"#DIV/0!"}},{"$f":"$AM$378/AM442","v":{"$error":"#DIV/0!"}},{"$f":"$AN$378/AN442","v":{"$error":"#DIV/0!"}},{"$f":"$AO$378/AO442","v":{"$error":"#DIV/0!"}},{"$f":"$AP$378/AP442","v":{"$error":"#DIV/0!"}},{"$f":"$AQ$378/AQ442","v":{"$error":"#DIV/0!"}},{"$f":"$AR$378/AR442","v":{"$error":"#DIV/0!"}},{"$f":"$AS$378/AS442","v":{"$error":"#DIV/0!"}},"暖房時エネルギー消費量比","εw"]
[null,null,"暖房能力",{"$f":"($X$33-0.65*$X$33)/14*($D$364-7)+$X$33","v":0},{"$f":"($X$33-0.65*$X$33)/14*($E$364-7)+$X$33","v":0},{"$f":"($X$33-0.65*$X$33)/14*($F$364-7)+$X$33","v":0},{"$f":"($X$33-0.65*$X$33)/14*($G$364-7)+$X$33","v":0},{"$f":"($X$33-0.65*$X$33)/14*($H$364-7)+$X$33","v":0},{"$f":"($X$33-0.65*$X$33)/14*($I$364-7)+$X$33","v":0},{"$f":"($X$33-0.65*$X$33)/14*($J$364-7)+$X$33","v":0},{"$f":"($X$33-0.65*$X$33)/14*($K$364-7)+$X$33","v":0},{"$f":"($X$33-0.65*$X$33)/14*($L$364-7)+$X$33","v":0},{"$f":"($X$33-0.65*$X$33)/14*($M$364-7)+$X$33","v":0},{"$f":"($X$33-0.65*$X$33)/14*($N$364-7)+$X$33","v":0},{"$f":"($X$33-0.65*$X$33)/14*($O$364-7)+$X$33","v":0},{"$f":"($X$33-0.65*$X$33)/14*($P$364-7)+$X$33","v":0},{"$f":"($X$33-0.65*$X$33)/14*($Q$364-7)+$X$33","v":0},{"$f":"($X$33-0.65*$X$33)/14*($R$364-7)+$X$33","v":0},{"$f":"($X$33-0.65*$X$33)/14*($S$364-7)+$X$33","v":0},{"$f":"($X$33-0.65*$X$33)/14*($T$364-7)+$X$33","v":0},{"$f":"($X$33-0.65*$X$33)/14*($U$364-7)+$X$33","v":0},{"$f":"($X$33-0.65*$X$33)/14*($V$364-7)+$X$33","v":0},{"$f":"($X$33-0.65*$X$33)/14*($W$364-7)+$X$33","v":0},{"$f":"($X$33-0.65*$X$33)/14*($X$364-7)+$X$33","v":0},{"$f":"($X$33-0.65*$X$33)/14*($Y$364-7)+$X$33","v":0},{"$f":"($X$33-0.65*$X$33)/14*($Z$364-7)+$X$33","v":0},{"$f":"($X$33-0.65*$X$33)/14*($AA$364-7)+$X$33","v":0},{"$f":"($X$33-0.65*$X$33)/14*($AB$364-7)+$X$33","v":0},{"$f":"($X$33-0.65*$X$33)/14*($AC$364-7)+$X$33","v":0},{"$f":"($X$33-0.65*$X$33)/14*($AD$364-7)+$X$33","v":0},{"$f":"($X$33-0.65*$X$33)/14*($AE$364-7)+$X$33","v":0},{"$f":"($X$33-0.65*$X$33)/14*($AF$364-7)+$X$33","v":0},{"$f":"($X$33-0.65*$X$33)/14*($AG$364-7)+$X$33","v":0},{"$f":"($X$33-0.65*$X$33)/14*($AH$364-7)+$X$33","v":0},{"$f":"($X$33-0.65*$X$33)/14*($AI$364-7)+$X$33","v":0},{"$f":"($X$33-0.65*$X$33)/14*($AJ$364-7)+$X$33","v":0},{"$f":"($X$33-0.65*$X$33)/14*($AK$364-7)+$X$33","v":0},{"$f":"($X$33-0.65*$X$33)/14*($AL$364-7)+$X$33","v":0},{"$f":"($X$33-0.65*$X$33)/14*($AM$364-7)+$X$33","v":0},{"$f":"($X$33-0.65*$X$33)/14*($AN$364-7)+$X$33","v":0},{"$f":"($X$33-0.65*$X$33)/14*($AO$364-7)+$X$33","v":0},{"$f":"($X$33-0.65*$X$33)/14*($AP$364-7)+$X$33","v":0},{"$f":"($X$33-0.65*$X$33)/14*($AQ$364-7)+$X$33","v":0},{"$f":"($X$33-0.65*$X$33)/14*($AR$364-7)+$X$33","v":0},{"$f":"($X$33-0.65*$X$33)/14*($AS$364-7)+$X$33","v":0},"暖房能力","Φw"]
[null,null,"着霜域暖房能力",{"$f":"D437/1.12","v":0},{"$f":"E437/1.12","v":0},{"$f":"F437/1.12","v":0},{"$f":"G437/1.12","v":0},{"$f":"H437/1.12","v":0},{"$f":"I437/1.12","v":0},{"$f":"J437/1.12","v":0},{"$f":"K437/1.12","v":0},{"$f":"L437/1.12","v":0},{"$f":"M437/1.12","v":0},{"$f":"N437/1.12","v":0},null,null,null,null,null,null,null,null,null,null,null,null,null,null,null,null,null,null,null,null,null,null,null,null,null,null,null,null,null,null,null,"着霜域暖房能力","Φwf"]
[null,null,"暖房ガス消費量",{"$f":"($X$34-0.93*$X$34)/14*($D$364-7)+$X$34","v":0},{"$f":"($X$34-0.93*$X$34)/14*($E$364-7)+$X$34","v":0},{"$f":"($X$34-0.93*$X$34)/14*($F$364-7)+$X$34","v":0},{"$f":"($X$34-0.93*$X$34)/14*($G$364-7)+$X$34","v":0},{"$f":"($X$34-0.93*$X$34)/14*($H$364-7)+$X$34","v":0},{"$f":"($X$34-0.93*$X$34)/14*($I$364-7)+$X$34","v":0},{"$f":"($X$34-0.93*$X$34)/14*($J$364-7)+$X$34","v":0},{"$f":"($X$34-0.93*$X$34)/14*($K$364-7)+$X$34","v":0},{"$f":"($X$34-0.93*$X$34)/14*($L$364-7)+$X$34","v":0},{"$f":"($X$34-0.93*$X$34)/14*($M$364-7)+$X$34","v":0},{"$f":"($X$34-0.93*$X$34)/14*($N$364-7)+$X$34","v":0},{"$f":"($X$34-0.93*$X$34)/14*($O$364-7)+$X$34","v":0},{"$f":"($X$34-0.93*$X$34)/14*($P$364-7)+$X$34","v":0},{"$f":"($X$34-0.93*$X$34)/14*($Q$364-7)+$X$34","v":0},{"$f":"($X$34-0.93*$X$34)/14*($R$364-7)+$X$34","v":0},{"$f":"($X$34-0.93*$X$34)/14*($S$364-7)+$X$34","v":0},{"$f":"($X$34-0.93*$X$34)/14*($T$364-7)+$X$34","v":0},{"$f":"($X$34-0.93*$X$34)/14*($U$364-7)+$X$34","v":0},{"$f":"($X$34-0.93*$X$34)/14*($V$364-7)+$X$34","v":0},{"$f":"($X$34-0.93*$X$34)/14*($W$364-7)+$X$34","v":0},{"$f":"($X$34-0.93*$X$34)/14*($X$364-7)+$X$34","v":0},{"$f":"($X$34-0.93*$X$34)/14*($Y$364-7)+$X$34","v":0},{"$f":"($X$34-0.93*$X$34)/14*($Z$364-7)+$X$34","v":0},{"$f":"($X$34-0.93*$X$34)/14*($AA$364-7)+$X$34","v":0},{"$f":"($X$34-0.93*$X$34)/14*($AB$364-7)+$X$34","v":0},{"$f":"($X$34-0.93*$X$34)/14*($AC$364-7)+$X$34","v":0},{"$f":"($X$34-0.93*$X$34)/14*($AD$364-7)+$X$34","v":0},{"$f":"($X$34-0.93*$X$34)/14*($AE$364-7)+$X$34","v":0},{"$f":"($X$34-0.93*$X$34)/14*($AF$364-7)+$X$34","v":0},{"$f":"($X$34-0.93*$X$34)/14*($AG$364-7)+$X$34","v":0},{"$f":"($X$34-0.93*$X$34)/14*($AH$364-7)+$X$34","v":0},{"$f":"($X$34-0.93*$X$34)/14*($AI$364-7)+$X$34","v":0},{"$f":"($X$34-0.93*$X$34)/14*($AJ$364-7)+$X$34","v":0},{"$f":"($X$34-0.93*$X$34)/14*($AK$364-7)+$X$34","v":0},{"$f":"($X$34-0.93*$X$34)/14*($AL$364-7)+$X$34","v":0},{"$f":"($X$34-0.93*$X$34)/14*($AM$364-7)+$X$34","v":0},{"$f":"($X$34-0.93*$X$34)/14*($AN$364-7)+$X$34","v":0},{"$f":"($X$34-0.93*$X$34)/14*($AO$364-7)+$X$34","v":0},{"$f":"($X$34-0.93*$X$34)/14*($AP$364-7)+$X$34","v":0},{"$f":"($X$34-0.93*$X$34)/14*($AQ$364-7)+$X$34","v":0},{"$f":"($X$34-0.93*$X$34)/14*($AR$364-7)+$X$34","v":0},{"$f":"($X$34-0.93*$X$34)/14*($AS$364-7)+$X$34","v":0},"暖房ガス消費量","Pw"]
[null,null,"着霜域暖房ガス消費量",{"$f":"D439/1.06","v":0},0,0,0,0,0,0,0,0,0,0,null,null,null,null,null,null,null,null,null,null,null,null,null,null,null,null,null,null,null,null,null,null,null,null,null,null,null,null,null,null,null,"着霜域暖房ガス消費量","Pwf"]
[null,null,"暖房COP",{"$f":"D438/(D440+$X$35*$I$32*D$378)","v":{"$error":"#DIV/0!"}},{"$f":"E438/(E440+$X$35*$I$32*E$378)","v":{"$error":"#DIV/0!"}},{"$error":"#DIV/0!"},{"$error":"#DIV/0!"},{"$error":"#DIV/0!"},{"$error":"#DIV/0!"},{"$error":"#DIV/0!"},{"$error":"#DIV/0!"},{"$error":"#DIV/0!"},{"$error":"#DIV/0!"},{"$f":"N438/(N440+$X$35*$I$32*N$378)","v":{"$error":"#DIV/0!"}},{"$f":"O437/(O439+$X$35*$I$32*O$378)","v":{"$error":"#DIV/0!"}},{"$f":"P437/(P439+$X$35*$I$32*P$378)","v":{"$error":"#DIV/0!"}},{"$error":"#DIV/0!"},{"$error":"#DIV/0!"},{"$error":"#DIV/0!"},{"$error":"#DIV/0!"},{"$error":"#DIV/0!"},{"$error":"#DIV/0!"},{"$error":"#DIV/0!"},{"$error":"#DIV/0!"},{"$error":"#DIV/0!"},{"$error":"#DIV/0!"},{"$error":"#DIV/0!"},{"$error":"#DIV/0!"},{"$error":"#DIV/0!"},{"$error":"#DIV/0!"},{"$error":"#DIV/0!"},{"$error":"#DIV/0!"},{"$error":"#DIV/0!"},{"$error":"#DIV/0!"},{"$error":"#DIV/0!"},{"$error":"#DIV/0!"},{"$error":"#DIV/0!"},{"$error":"#DIV/0!"},{"$error":"#DIV/0!"},{"$error":"#DIV/0!"},{"$error":"#DIV/0!"},{"$error":"#DIV/0!"},{"$error":"#DIV/0!"},{"$error":"#DIV/0!"},{"$error":"#DIV/0!"},"暖房COP","σw"]
[null,null,"暖房COP比",{"$f":"D441/$Q441","v":{"$error":"#DIV/0!"}},{"$f":"E441/$Q441","v":{"$error":"#DIV/0!"}},{"$f":"F441/$Q441","v":{"$error":"#DIV/0!"}},{"$f":"G441/$Q441","v":{"$error":"#DIV/0!"}},{"$f":"H441/$Q441","v":{"$error":"#DIV/0!"}},{"$f":"I441/$Q441","v":{"$error":"#DIV/0!"}},{"$f":"J441/$Q441","v":{"$error":"#DIV/0!"}},{"$f":"K441/$Q441","v":{"$error":"#DIV/0!"}},{"$f":"L441/$Q441","v":{"$error":"#DIV/0!"}},{"$f":"M441/$Q441","v":{"$error":"#DIV/0!"}},{"$f":"N441/$Q441","v":{"$error":"#DIV/0!"}},{"$f":"O441/$Q441","v":{"$error":"#DIV/0!"}},{"$f":"P441/$Q441","v":{"$error":"#DIV/0!"}},{"$f":"Q441/$Q441","v":{"$error":"#DIV/0!"}},{"$f":"R441/$Q441","v":{"$error":"#DIV/0!"}},{"$f":"S441/$Q441","v":{"$error":"#DIV/0!"}},{"$f":"T441/$Q441","v":{"$error":"#DIV/0!"}},{"$f":"U441/$Q441","v":{"$error":"#DIV/0!"}},{"$f":"V441/$Q441","v":{"$error":"#DIV/0!"}},{"$f":"W441/$Q441","v":{"$error":"#DIV/0!"}},{"$f":"X441/$Q441","v":{"$error":"#DIV/0!"}},{"$f":"Y441/$Q441","v":{"$error":"#DIV/0!"}},{"$f":"Z441/$Q441","v":{"$error":"#DIV/0!"}},{"$f":"AA441/$Q441","v":{"$error":"#DIV/0!"}},{"$f":"AB441/$Q441","v":{"$error":"#DIV/0!"}},{"$f":"AC441/$Q441","v":{"$error":"#DIV/0!"}},{"$f":"AD441/$Q441","v":{"$error":"#DIV/0!"}},{"$f":"AE441/$Q441","v":{"$error":"#DIV/0!"}},{"$f":"AF441/$Q441","v":{"$error":"#DIV/0!"}},{"$f":"AG441/$Q441","v":{"$error":"#DIV/0!"}},{"$f":"AH441/$Q441","v":{"$error":"#DIV/0!"}},{"$f":"AI441/$Q441","v":{"$error":"#DIV/0!"}},{"$f":"AJ441/$Q441","v":{"$error":"#DIV/0!"}},{"$f":"AK441/$Q441","v":{"$error":"#DIV/0!"}},{"$f":"AL441/$Q441","v":{"$error":"#DIV/0!"}},{"$f":"AM441/$Q441","v":{"$error":"#DIV/0!"}},{"$f":"AN441/$Q441","v":{"$error":"#DIV/0!"}},{"$f":"AO441/$Q441","v":{"$error":"#DIV/0!"}},{"$f":"AP441/$Q441","v":{"$error":"#DIV/0!"}},{"$f":"AQ441/$Q441","v":{"$error":"#DIV/0!"}},{"$f":"AR441/$Q441","v":{"$error":"#DIV/0!"}},{"$f":"AS441/$Q441","v":{"$error":"#DIV/0!"}},"暖房COP比","βw"]
[null,null,"Σ",{"$f":"$D$377*$D436","v":{"$error":"#DIV/0!"}},{"$f":"$E$377*$E436","v":{"$error":"#DIV/0!"}},{"$f":"$F$377*$F436","v":{"$error":"#DIV/0!"}},{"$f":"$G$377*$G436","v":{"$error":"#DIV/0!"}},{"$f":"$H$377*$H436","v":{"$error":"#DIV/0!"}},{"$f":"$I$377*$I436","v":{"$error":"#DIV/0!"}},{"$f":"$J$377*$J436","v":{"$error":"#DIV/0!"}},{"$f":"$K$377*$K436","v":{"$error":"#DIV/0!"}},{"$f":"$L$377*$L436","v":{"$error":"#DIV/0!"}},{"$f":"$M$377*$M436","v":{"$error":"#DIV/0!"}},{"$f":"$N$377*$N436","v":{"$error":"#DIV/0!"}},{"$f":"$O$377*$O436","v":{"$error":"#DIV/0!"}},{"$f":"$P$377*$P436","v":{"$error":"#DIV/0!"}},{"$f":"$Q$377*$Q436","v":{"$error":"#DIV/0!"}},{"$f":"$R$377*$R436","v":{"$error":"#DIV/0!"}},{"$f":"$S$377*$S436","v":{"$error":"#DIV/0!"}},{"$f":"$T$377*$T436","v":{"$error":"#DIV/0!"}},{"$f":"$U$377*$U436","v":{"$error":"#DIV/0!"}},{"$f":"$V$377*$V436","v":{"$error":"#DIV/0!"}},{"$f":"$W$377*$W436","v":{"$error":"#DIV/0!"}},{"$f":"$X$377*$X436","v":{"$error":"#DIV/0!"}},{"$f":"$Y$377*$Y436","v":{"$error":"#DIV/0!"}},{"$f":"$Z$377*$Z436","v":{"$error":"#DIV/0!"}},{"$f":"$AA$377*$AA436","v":{"$error":"#DIV/0!"}},{"$f":"$AB$377*$AB436","v":{"$error":"#DIV/0!"}},{"$f":"$AC$377*$AC436","v":{"$error":"#DIV/0!"}},{"$f":"$AD$377*$AD436","v":{"$error":"#DIV/0!"}},{"$f":"$AE$377*$AE436","v":{"$error":"#DIV/0!"}},{"$f":"$AF$377*$AF436","v":{"$error":"#DIV/0!"}},{"$f":"$AG$377*$AG436","v":{"$error":"#DIV/0!"}},{"$f":"$AH$377*$AH436","v":{"$error":"#DIV/0!"}},{"$f":"$AI$377*$AI436","v":{"$error":"#DIV/0!"}},{"$f":"$AJ$377*$AJ436","v":{"$error":"#DIV/0!"}},{"$f":"$AK$377*$AK436","v":{"$error":"#DIV/0!"}},{"$f":"$AL$377*$AL436","v":{"$error":"#DIV/0!"}},{"$f":"$AM$377*$AM436","v":{"$error":"#DIV/0!"}},{"$f":"$AN$377*$AN436","v":{"$error":"#DIV/0!"}},{"$f":"$AO$377*$AO436","v":{"$error":"#DIV/0!"}},{"$f":"$AP$377*$AP436","v":{"$error":"#DIV/0!"}},{"$f":"$AQ$377*$AQ436","v":{"$error":"#DIV/0!"}},{"$f":"$AR$377*$AR436","v":{"$error":"#DIV/0!"}},{"$f":"$AS$377*$AS436","v":{"$error":"#DIV/0!"}},{"$f":"SUM(D443:AS443)","v":{"$error":"#DIV/0!"}},"Σ"]
[null,"前9","暖房時エネルギー消費量比",{"$f":"$D$378/D450","v":{"$error":"#DIV/0!"}},{"$f":"$E$378/E450","v":{"$error":"#DIV/0!"}},{"$f":"$F$378/F450","v":{"$error":"#DIV/0!"}},{"$f":"$G$378/G450","v":{"$error":"#DIV/0!"}},{"$f":"$H$378/H450","v":{"$error":"#DIV/0!"}},{"$f":"$I$378/I450","v":{"$error":"#DIV/0!"}},{"$f":"$J$378/J450","v":{"$error":"#DIV/0!"}},{"$f":"$K$378/K450","v":{"$error":"#DIV/0!"}},{"$f":"$L$378/L450","v":{"$error":"#DIV/0!"}},{"$f":"$M$378/M450","v":{"$error":"#DIV/0!"}},{"$f":"$N$378/N450","v":{"$error":"#DIV/0!"}},{"$f":"$O$378/O450","v":{"$error":"#DIV/0!"}},{"$f":"$P$378/P450","v":{"$error":"#DIV/0!"}},{"$f":"$Q$378/Q450","v":{"$error":"#DIV/0!"}},{"$f":"$R$378/R450","v":{"$error":"#DIV/0!"}},{"$f":"$S$378/S450","v":{"$error":"#DIV/0!"}},{"$f":"$T$378/T450","v":{"$error":"#DIV/0!"}},{"$f":"$U$378/U450","v":{"$error":"#DIV/0!"}},{"$f":"$V$378/V450","v":{"$error":"#DIV/0!"}},{"$f":"$W$378/W450","v":{"$error":"#DIV/0!"}},{"$f":"$X$378/X450","v":{"$error":"#DIV/0!"}},{"$f":"$Y$378/Y450","v":{"$error":"#DIV/0!"}},{"$f":"$Z$378/Z450","v":{"$error":"#DIV/0!"}},{"$f":"$AA$378/AA450","v":{"$error":"#DIV/0!"}},{"$f":"$AB$378/AB450","v":{"$error":"#DIV/0!"}},{"$f":"$AC$378/AC450","v":{"$error":"#DIV/0!"}},{"$f":"$AD$378/AD450","v":{"$error":"#DIV/0!"}},{"$f":"$AE$378/AE450","v":{"$error":"#DIV/0!"}},{"$f":"$AF$378/AF450","v":{"$error":"#DIV/0!"}},{"$f":"$AG$378/AG450","v":{"$error":"#DIV/0!"}},{"$f":"$AH$378/AH450","v":{"$error":"#DIV/0!"}},{"$f":"$AI$378/AI450","v":{"$error":"#DIV/0!"}},{"$f":"$AJ$378/AJ450","v":{"$error":"#DIV/0!"}},{"$f":"$AK$378/AK450","v":{"$error":"#DIV/0!"}},{"$f":"$AL$378/AL450","v":{"$error":"#DIV/0!"}},{"$f":"$AM$378/AM450","v":{"$error":"#DIV/0!"}},{"$f":"$AN$378/AN450","v":{"$error":"#DIV/0!"}},{"$f":"$AO$378/AO450","v":{"$error":"#DIV/0!"}},{"$f":"$AP$378/AP450","v":{"$error":"#DIV/0!"}},{"$f":"$AQ$378/AQ450","v":{"$error":"#DIV/0!"}},{"$f":"$AR$378/AR450","v":{"$error":"#DIV/0!"}},{"$f":"$AS$378/AS450","v":{"$error":"#DIV/0!"}},"暖房時エネルギー消費量比","εw"]
[null,null,"暖房能力",{"$f":"($Y$33-0.65*$Y$33)/14*($D$364-7)+$Y$33","v":0},{"$f":"($Y$33-0.65*$Y$33)/14*($E$364-7)+$Y$33","v":0},{"$f":"($Y$33-0.65*$Y$33)/14*($F$364-7)+$Y$33","v":0},{"$f":"($Y$33-0.65*$Y$33)/14*($G$364-7)+$Y$33","v":0},{"$f":"($Y$33-0.65*$Y$33)/14*($H$364-7)+$Y$33","v":0},{"$f":"($Y$33-0.65*$Y$33)/14*($I$364-7)+$Y$33","v":0},{"$f":"($Y$33-0.65*$Y$33)/14*($J$364-7)+$Y$33","v":0},{"$f":"($Y$33-0.65*$Y$33)/14*($K$364-7)+$Y$33","v":0},{"$f":"($Y$33-0.65*$Y$33)/14*($L$364-7)+$Y$33","v":0},{"$f":"($Y$33-0.65*$Y$33)/14*($M$364-7)+$Y$33","v":0},{"$f":"($Y$33-0.65*$Y$33)/14*($N$364-7)+$Y$33","v":0},{"$f":"($Y$33-0.65*$Y$33)/14*($O$364-7)+$Y$33","v":0},{"$f":"($Y$33-0.65*$Y$33)/14*($P$364-7)+$Y$33","v":0},{"$f":"($Y$33-0.65*$Y$33)/14*($Q$364-7)+$Y$33","v":0},{"$f":"($Y$33-0.65*$Y$33)/14*($R$364-7)+$Y$33","v":0},{"$f":"($Y$33-0.65*$Y$33)/14*($S$364-7)+$Y$33","v":0},{"$f":"($Y$33-0.65*$Y$33)/14*($T$364-7)+$Y$33","v":0},{"$f":"($Y$33-0.65*$Y$33)/14*($U$364-7)+$Y$33","v":0},{"$f":"($Y$33-0.65*$Y$33)/14*($V$364-7)+$Y$33","v":0},{"$f":"($Y$33-0.65*$Y$33)/14*($W$364-7)+$Y$33","v":0},{"$f":"($Y$33-0.65*$Y$33)/14*($X$364-7)+$Y$33","v":0},{"$f":"($Y$33-0.65*$Y$33)/14*($Y$364-7)+$Y$33","v":0},{"$f":"($Y$33-0.65*$Y$33)/14*($Z$364-7)+$Y$33","v":0},{"$f":"($Y$33-0.65*$Y$33)/14*($AA$364-7)+$Y$33","v":0},{"$f":"($Y$33-0.65*$Y$33)/14*($AB$364-7)+$Y$33","v":0},{"$f":"($Y$33-0.65*$Y$33)/14*($AC$364-7)+$Y$33","v":0},{"$f":"($Y$33-0.65*$Y$33)/14*($AD$364-7)+$Y$33","v":0},{"$f":"($Y$33-0.65*$Y$33)/14*($AE$364-7)+$Y$33","v":0},{"$f":"($Y$33-0.65*$Y$33)/14*($AF$364-7)+$Y$33","v":0},{"$f":"($Y$33-0.65*$Y$33)/14*($AG$364-7)+$Y$33","v":0},{"$f":"($Y$33-0.65*$Y$33)/14*($AH$364-7)+$Y$33","v":0},{"$f":"($Y$33-0.65*$Y$33)/14*($AI$364-7)+$Y$33","v":0},{"$f":"($Y$33-0.65*$Y$33)/14*($AJ$364-7)+$Y$33","v":0},{"$f":"($Y$33-0.65*$Y$33)/14*($AK$364-7)+$Y$33","v":0},{"$f":"($Y$33-0.65*$Y$33)/14*($AL$364-7)+$Y$33","v":0},{"$f":"($Y$33-0.65*$Y$33)/14*($AM$364-7)+$Y$33","v":0},{"$f":"($Y$33-0.65*$Y$33)/14*($AN$364-7)+$Y$33","v":0},{"$f":"($Y$33-0.65*$Y$33)/14*($AO$364-7)+$Y$33","v":0},{"$f":"($Y$33-0.65*$Y$33)/14*($AP$364-7)+$Y$33","v":0},{"$f":"($Y$33-0.65*$Y$33)/14*($AQ$364-7)+$Y$33","v":0},{"$f":"($Y$33-0.65*$Y$33)/14*($AR$364-7)+$Y$33","v":0},{"$f":"($Y$33-0.65*$Y$33)/14*($AS$364-7)+$Y$33","v":0},"暖房能力","Φw"]
[null,null,"着霜域暖房能力",{"$f":"D445/1.12","v":0},{"$f":"E445/1.12","v":0},{"$f":"F445/1.12","v":0},{"$f":"G445/1.12","v":0},{"$f":"H445/1.12","v":0},{"$f":"I445/1.12","v":0},{"$f":"J445/1.12","v":0},{"$f":"K445/1.12","v":0},{"$f":"L445/1.12","v":0},{"$f":"M445/1.12","v":0},{"$f":"N445/1.12","v":0},null,null,null,null,null,null,null,null,null,null,null,null,null,null,null,null,null,null,null,null,null,null,null,null,null,null,null,null,null,null,null,"着霜域暖房能力","Φwf"]
[null,null,"暖房ガス消費量",{"$f":"($Y$34-0.93*$Y$34)/14*($D$364-7)+$Y$34","v":0},{"$f":"($Y$34-0.93*$Y$34)/14*($E$364-7)+$Y$34","v":0},{"$f":"($Y$34-0.93*$Y$34)/14*($F$364-7)+$Y$34","v":0},{"$f":"($Y$34-0.93*$Y$34)/14*($G$364-7)+$Y$34","v":0},{"$f":"($Y$34-0.93*$Y$34)/14*($H$364-7)+$Y$34","v":0},{"$f":"($Y$34-0.93*$Y$34)/14*($I$364-7)+$Y$34","v":0},{"$f":"($Y$34-0.93*$Y$34)/14*($J$364-7)+$Y$34","v":0},{"$f":"($Y$34-0.93*$Y$34)/14*($K$364-7)+$Y$34","v":0},{"$f":"($Y$34-0.93*$Y$34)/14*($L$364-7)+$Y$34","v":0},{"$f":"($Y$34-0.93*$Y$34)/14*($M$364-7)+$Y$34","v":0},{"$f":"($Y$34-0.93*$Y$34)/14*($N$364-7)+$Y$34","v":0},{"$f":"($Y$34-0.93*$Y$34)/14*($O$364-7)+$Y$34","v":0},{"$f":"($Y$34-0.93*$Y$34)/14*($P$364-7)+$Y$34","v":0},{"$f":"($Y$34-0.93*$Y$34)/14*($Q$364-7)+$Y$34","v":0},{"$f":"($Y$34-0.93*$Y$34)/14*($R$364-7)+$Y$34","v":0},{"$f":"($Y$34-0.93*$Y$34)/14*($S$364-7)+$Y$34","v":0},{"$f":"($Y$34-0.93*$Y$34)/14*($T$364-7)+$Y$34","v":0},{"$f":"($Y$34-0.93*$Y$34)/14*($U$364-7)+$Y$34","v":0},{"$f":"($Y$34-0.93*$Y$34)/14*($V$364-7)+$Y$34","v":0},{"$f":"($Y$34-0.93*$Y$34)/14*($W$364-7)+$Y$34","v":0},{"$f":"($Y$34-0.93*$Y$34)/14*($X$364-7)+$Y$34","v":0},{"$f":"($Y$34-0.93*$Y$34)/14*($Y$364-7)+$Y$34","v":0},{"$f":"($Y$34-0.93*$Y$34)/14*($Z$364-7)+$Y$34","v":0},{"$f":"($Y$34-0.93*$Y$34)/14*($AA$364-7)+$Y$34","v":0},{"$f":"($Y$34-0.93*$Y$34)/14*($AB$364-7)+$Y$34","v":0},{"$f":"($Y$34-0.93*$Y$34)/14*($AC$364-7)+$Y$34","v":0},{"$f":"($Y$34-0.93*$Y$34)/14*($AD$364-7)+$Y$34","v":0},{"$f":"($Y$34-0.93*$Y$34)/14*($AE$364-7)+$Y$34","v":0},{"$f":"($Y$34-0.93*$Y$34)/14*($AF$364-7)+$Y$34","v":0},{"$f":"($Y$34-0.93*$Y$34)/14*($AG$364-7)+$Y$34","v":0},{"$f":"($Y$34-0.93*$Y$34)/14*($AH$364-7)+$Y$34","v":0},{"$f":"($Y$34-0.93*$Y$34)/14*($AI$364-7)+$Y$34","v":0},{"$f":"($Y$34-0.93*$Y$34)/14*($AJ$364-7)+$Y$34","v":0},{"$f":"($Y$34-0.93*$Y$34)/14*($AK$364-7)+$Y$34","v":0},{"$f":"($Y$34-0.93*$Y$34)/14*($AL$364-7)+$Y$34","v":0},{"$f":"($Y$34-0.93*$Y$34)/14*($AM$364-7)+$Y$34","v":0},{"$f":"($Y$34-0.93*$Y$34)/14*($AN$364-7)+$Y$34","v":0},{"$f":"($Y$34-0.93*$Y$34)/14*($AO$364-7)+$Y$34","v":0},{"$f":"($Y$34-0.93*$Y$34)/14*($AP$364-7)+$Y$34","v":0},{"$f":"($Y$34-0.93*$Y$34)/14*($AQ$364-7)+$Y$34","v":0},{"$f":"($Y$34-0.93*$Y$34)/14*($AR$364-7)+$Y$34","v":0},{"$f":"($Y$34-0.93*$Y$34)/14*($AS$364-7)+$Y$34","v":0},"暖房ガス消費量","Pw"]
[null,null,"着霜域暖房ガス消費量",{"$f":"D447/1.06","v":0},0,0,0,0,0,0,0,0,0,0,null,null,null,null,null,null,null,null,null,null,null,null,null,null,null,null,null,null,null,null,null,null,null,null,null,null,null,null,null,null,null,"着霜域暖房ガス消費量","Pwf"]
[null,null,"暖房COP",{"$f":"D446/(D448+$Y$35*$I$32*D$378)","v":{"$error":"#DIV/0!"}},{"$f":"E446/(E448+$Y$35*$I$32*E$378)","v":{"$error":"#DIV/0!"}},{"$error":"#DIV/0!"},{"$error":"#DIV/0!"},{"$error":"#DIV/0!"},{"$error":"#DIV/0!"},{"$error":"#DIV/0!"},{"$error":"#DIV/0!"},{"$error":"#DIV/0!"},{"$error":"#DIV/0!"},{"$f":"N446/(N448+$Y$35*$I$32*N$378)","v":{"$error":"#DIV/0!"}},{"$f":"O445/(O447+$Y$35*$I$32*O$378)","v":{"$error":"#DIV/0!"}},{"$f":"P445/(P447+$Y$35*$I$32*P$378)","v":{"$error":"#DIV/0!"}},{"$error":"#DIV/0!"},{"$error":"#DIV/0!"},{"$error":"#DIV/0!"},{"$error":"#DIV/0!"},{"$error":"#DIV/0!"},{"$error":"#DIV/0!"},{"$error":"#DIV/0!"},{"$error":"#DIV/0!"},{"$error":"#DIV/0!"},{"$error":"#DIV/0!"},{"$error":"#DIV/0!"},{"$error":"#DIV/0!"},{"$error":"#DIV/0!"},{"$error":"#DIV/0!"},{"$error":"#DIV/0!"},{"$error":"#DIV/0!"},{"$error":"#DIV/0!"},{"$error":"#DIV/0!"},{"$error":"#DIV/0!"},{"$error":"#DIV/0!"},{"$error":"#DIV/0!"},{"$error":"#DIV/0!"},{"$error":"#DIV/0!"},{"$error":"#DIV/0!"},{"$error":"#DIV/0!"},{"$error":"#DIV/0!"},{"$error":"#DIV/0!"},{"$error":"#DIV/0!"},{"$error":"#DIV/0!"},"暖房COP","σw"]
[null,null,"暖房COP比",{"$f":"D449/$Q449","v":{"$error":"#DIV/0!"}},{"$f":"E449/$Q449","v":{"$error":"#DIV/0!"}},{"$f":"F449/$Q449","v":{"$error":"#DIV/0!"}},{"$f":"G449/$Q449","v":{"$error":"#DIV/0!"}},{"$f":"H449/$Q449","v":{"$error":"#DIV/0!"}},{"$f":"I449/$Q449","v":{"$error":"#DIV/0!"}},{"$f":"J449/$Q449","v":{"$error":"#DIV/0!"}},{"$f":"K449/$Q449","v":{"$error":"#DIV/0!"}},{"$f":"L449/$Q449","v":{"$error":"#DIV/0!"}},{"$f":"M449/$Q449","v":{"$error":"#DIV/0!"}},{"$f":"N449/$Q449","v":{"$error":"#DIV/0!"}},{"$f":"O449/$Q449","v":{"$error":"#DIV/0!"}},{"$f":"P449/$Q449","v":{"$error":"#DIV/0!"}},{"$f":"Q449/$Q449","v":{"$error":"#DIV/0!"}},{"$f":"R449/$Q449","v":{"$error":"#DIV/0!"}},{"$f":"S449/$Q449","v":{"$error":"#DIV/0!"}},{"$f":"T449/$Q449","v":{"$error":"#DIV/0!"}},{"$f":"U449/$Q449","v":{"$error":"#DIV/0!"}},{"$f":"V449/$Q449","v":{"$error":"#DIV/0!"}},{"$f":"W449/$Q449","v":{"$error":"#DIV/0!"}},{"$f":"X449/$Q449","v":{"$error":"#DIV/0!"}},{"$f":"Y449/$Q449","v":{"$error":"#DIV/0!"}},{"$f":"Z449/$Q449","v":{"$error":"#DIV/0!"}},{"$f":"AA449/$Q449","v":{"$error":"#DIV/0!"}},{"$f":"AB449/$Q449","v":{"$error":"#DIV/0!"}},{"$f":"AC449/$Q449","v":{"$error":"#DIV/0!"}},{"$f":"AD449/$Q449","v":{"$error":"#DIV/0!"}},{"$f":"AE449/$Q449","v":{"$error":"#DIV/0!"}},{"$f":"AF449/$Q449","v":{"$error":"#DIV/0!"}},{"$f":"AG449/$Q449","v":{"$error":"#DIV/0!"}},{"$f":"AH449/$Q449","v":{"$error":"#DIV/0!"}},{"$f":"AI449/$Q449","v":{"$error":"#DIV/0!"}},{"$f":"AJ449/$Q449","v":{"$error":"#DIV/0!"}},{"$f":"AK449/$Q449","v":{"$error":"#DIV/0!"}},{"$f":"AL449/$Q449","v":{"$error":"#DIV/0!"}},{"$f":"AM449/$Q449","v":{"$error":"#DIV/0!"}},{"$f":"AN449/$Q449","v":{"$error":"#DIV/0!"}},{"$f":"AO449/$Q449","v":{"$error":"#DIV/0!"}},{"$f":"AP449/$Q449","v":{"$error":"#DIV/0!"}},{"$f":"AQ449/$Q449","v":{"$error":"#DIV/0!"}},{"$f":"AR449/$Q449","v":{"$error":"#DIV/0!"}},{"$f":"AS449/$Q449","v":{"$error":"#DIV/0!"}},"暖房COP比","βw"]
[null,null,"Σ",{"$f":"$D$377*$D444","v":{"$error":"#DIV/0!"}},{"$f":"$E$377*$E444","v":{"$error":"#DIV/0!"}},{"$f":"$F$377*$F444","v":{"$error":"#DIV/0!"}},{"$f":"$G$377*$G444","v":{"$error":"#DIV/0!"}},{"$f":"$H$377*$H444","v":{"$error":"#DIV/0!"}},{"$f":"$I$377*$I444","v":{"$error":"#DIV/0!"}},{"$f":"$J$377*$J444","v":{"$error":"#DIV/0!"}},{"$f":"$K$377*$K444","v":{"$error":"#DIV/0!"}},{"$f":"$L$377*$L444","v":{"$error":"#DIV/0!"}},{"$f":"$M$377*$M444","v":{"$error":"#DIV/0!"}},{"$f":"$N$377*$N444","v":{"$error":"#DIV/0!"}},{"$f":"$O$377*$O444","v":{"$error":"#DIV/0!"}},{"$f":"$P$377*$P444","v":{"$error":"#DIV/0!"}},{"$f":"$Q$377*$Q444","v":{"$error":"#DIV/0!"}},{"$f":"$R$377*$R444","v":{"$error":"#DIV/0!"}},{"$f":"$S$377*$S444","v":{"$error":"#DIV/0!"}},{"$f":"$T$377*$T444","v":{"$error":"#DIV/0!"}},{"$f":"$U$377*$U444","v":{"$error":"#DIV/0!"}},{"$f":"$V$377*$V444","v":{"$error":"#DIV/0!"}},{"$f":"$W$377*$W444","v":{"$error":"#DIV/0!"}},{"$f":"$X$377*$X444","v":{"$error":"#DIV/0!"}},{"$f":"$Y$377*$Y444","v":{"$error":"#DIV/0!"}},{"$f":"$Z$377*$Z444","v":{"$error":"#DIV/0!"}},{"$f":"$AA$377*$AA444","v":{"$error":"#DIV/0!"}},{"$f":"$AB$377*$AB444","v":{"$error":"#DIV/0!"}},{"$f":"$AC$377*$AC444","v":{"$error":"#DIV/0!"}},{"$f":"$AD$377*$AD444","v":{"$error":"#DIV/0!"}},{"$f":"$AE$377*$AE444","v":{"$error":"#DIV/0!"}},{"$f":"$AF$377*$AF444","v":{"$error":"#DIV/0!"}},{"$f":"$AG$377*$AG444","v":{"$error":"#DIV/0!"}},{"$f":"$AH$377*$AH444","v":{"$error":"#DIV/0!"}},{"$f":"$AI$377*$AI444","v":{"$error":"#DIV/0!"}},{"$f":"$AJ$377*$AJ444","v":{"$error":"#DIV/0!"}},{"$f":"$AK$377*$AK444","v":{"$error":"#DIV/0!"}},{"$f":"$AL$377*$AL444","v":{"$error":"#DIV/0!"}},{"$f":"$AM$377*$AM444","v":{"$error":"#DIV/0!"}},{"$f":"$AN$377*$AN444","v":{"$error":"#DIV/0!"}},{"$f":"$AO$377*$AO444","v":{"$error":"#DIV/0!"}},{"$f":"$AP$377*$AP444","v":{"$error":"#DIV/0!"}},{"$f":"$AQ$377*$AQ444","v":{"$error":"#DIV/0!"}},{"$f":"$AR$377*$AR444","v":{"$error":"#DIV/0!"}},{"$f":"$AS$377*$AS444","v":{"$error":"#DIV/0!"}},{"$f":"SUM(D451:AS451)","v":{"$error":"#DIV/0!"}},"Σ"]
[null,"前10","暖房時エネルギー消費量比",{"$f":"$D$378/D458","v":{"$error":"#DIV/0!"}},{"$f":"$E$378/E458","v":{"$error":"#DIV/0!"}},{"$f":"$F$378/F458","v":{"$error":"#DIV/0!"}},{"$f":"$G$378/G458","v":{"$error":"#DIV/0!"}},{"$f":"$H$378/H458","v":{"$error":"#DIV/0!"}},{"$f":"$I$378/I458","v":{"$error":"#DIV/0!"}},{"$f":"$J$378/J458","v":{"$error":"#DIV/0!"}},{"$f":"$K$378/K458","v":{"$error":"#DIV/0!"}},{"$f":"$L$378/L458","v":{"$error":"#DIV/0!"}},{"$f":"$M$378/M458","v":{"$error":"#DIV/0!"}},{"$f":"$N$378/N458","v":{"$error":"#DIV/0!"}},{"$f":"$O$378/O458","v":{"$error":"#DIV/0!"}},{"$f":"$P$378/P458","v":{"$error":"#DIV/0!"}},{"$f":"$Q$378/Q458","v":{"$error":"#DIV/0!"}},{"$f":"$R$378/R458","v":{"$error":"#DIV/0!"}},{"$f":"$S$378/S458","v":{"$error":"#DIV/0!"}},{"$f":"$T$378/T458","v":{"$error":"#DIV/0!"}},{"$f":"$U$378/U458","v":{"$error":"#DIV/0!"}},{"$f":"$V$378/V458","v":{"$error":"#DIV/0!"}},{"$f":"$W$378/W458","v":{"$error":"#DIV/0!"}},{"$f":"$X$378/X458","v":{"$error":"#DIV/0!"}},{"$f":"$Y$378/Y458","v":{"$error":"#DIV/0!"}},{"$f":"$Z$378/Z458","v":{"$error":"#DIV/0!"}},{"$f":"$AA$378/AA458","v":{"$error":"#DIV/0!"}},{"$f":"$AB$378/AB458","v":{"$error":"#DIV/0!"}},{"$f":"$AC$378/AC458","v":{"$error":"#DIV/0!"}},{"$f":"$AD$378/AD458","v":{"$error":"#DIV/0!"}},{"$f":"$AE$378/AE458","v":{"$error":"#DIV/0!"}},{"$f":"$AF$378/AF458","v":{"$error":"#DIV/0!"}},{"$f":"$AG$378/AG458","v":{"$error":"#DIV/0!"}},{"$f":"$AH$378/AH458","v":{"$error":"#DIV/0!"}},{"$f":"$AI$378/AI458","v":{"$error":"#DIV/0!"}},{"$f":"$AJ$378/AJ458","v":{"$error":"#DIV/0!"}},{"$f":"$AK$378/AK458","v":{"$error":"#DIV/0!"}},{"$f":"$AL$378/AL458","v":{"$error":"#DIV/0!"}},{"$f":"$AM$378/AM458","v":{"$error":"#DIV/0!"}},{"$f":"$AN$378/AN458","v":{"$error":"#DIV/0!"}},{"$f":"$AO$378/AO458","v":{"$error":"#DIV/0!"}},{"$f":"$AP$378/AP458","v":{"$error":"#DIV/0!"}},{"$f":"$AQ$378/AQ458","v":{"$error":"#DIV/0!"}},{"$f":"$AR$378/AR458","v":{"$error":"#DIV/0!"}},{"$f":"$AS$378/AS458","v":{"$error":"#DIV/0!"}},"暖房時エネルギー消費量比","εw"]
[null,null,"暖房能力",{"$f":"($Z$33-0.65*$Z$33)/14*($D$364-7)+$Z$33","v":0},{"$f":"($Z$33-0.65*$Z$33)/14*($E$364-7)+$Z$33","v":0},{"$f":"($Z$33-0.65*$Z$33)/14*($F$364-7)+$Z$33","v":0},{"$f":"($Z$33-0.65*$Z$33)/14*($G$364-7)+$Z$33","v":0},{"$f":"($Z$33-0.65*$Z$33)/14*($H$364-7)+$Z$33","v":0},{"$f":"($Z$33-0.65*$Z$33)/14*($I$364-7)+$Z$33","v":0},{"$f":"($Z$33-0.65*$Z$33)/14*($J$364-7)+$Z$33","v":0},{"$f":"($Z$33-0.65*$Z$33)/14*($K$364-7)+$Z$33","v":0},{"$f":"($Z$33-0.65*$Z$33)/14*($L$364-7)+$Z$33","v":0},{"$f":"($Z$33-0.65*$Z$33)/14*($M$364-7)+$Z$33","v":0},{"$f":"($Z$33-0.65*$Z$33)/14*($N$364-7)+$Z$33","v":0},{"$f":"($Z$33-0.65*$Z$33)/14*($O$364-7)+$Z$33","v":0},{"$f":"($Z$33-0.65*$Z$33)/14*($P$364-7)+$Z$33","v":0},{"$f":"($Z$33-0.65*$Z$33)/14*($Q$364-7)+$Z$33","v":0},{"$f":"($Z$33-0.65*$Z$33)/14*($R$364-7)+$Z$33","v":0},{"$f":"($Z$33-0.65*$Z$33)/14*($S$364-7)+$Z$33","v":0},{"$f":"($Z$33-0.65*$Z$33)/14*($T$364-7)+$Z$33","v":0},{"$f":"($Z$33-0.65*$Z$33)/14*($U$364-7)+$Z$33","v":0},{"$f":"($Z$33-0.65*$Z$33)/14*($V$364-7)+$Z$33","v":0},{"$f":"($Z$33-0.65*$Z$33)/14*($W$364-7)+$Z$33","v":0},{"$f":"($Z$33-0.65*$Z$33)/14*($X$364-7)+$Z$33","v":0},{"$f":"($Z$33-0.65*$Z$33)/14*($Y$364-7)+$Z$33","v":0},{"$f":"($Z$33-0.65*$Z$33)/14*($Z$364-7)+$Z$33","v":0},{"$f":"($Z$33-0.65*$Z$33)/14*($AA$364-7)+$Z$33","v":0},{"$f":"($Z$33-0.65*$Z$33)/14*($AB$364-7)+$Z$33","v":0},{"$f":"($Z$33-0.65*$Z$33)/14*($AC$364-7)+$Z$33","v":0},{"$f":"($Z$33-0.65*$Z$33)/14*($AD$364-7)+$Z$33","v":0},{"$f":"($Z$33-0.65*$Z$33)/14*($AE$364-7)+$Z$33","v":0},{"$f":"($Z$33-0.65*$Z$33)/14*($AF$364-7)+$Z$33","v":0},{"$f":"($Z$33-0.65*$Z$33)/14*($AG$364-7)+$Z$33","v":0},{"$f":"($Z$33-0.65*$Z$33)/14*($AH$364-7)+$Z$33","v":0},{"$f":"($Z$33-0.65*$Z$33)/14*($AI$364-7)+$Z$33","v":0},{"$f":"($Z$33-0.65*$Z$33)/14*($AJ$364-7)+$Z$33","v":0},{"$f":"($Z$33-0.65*$Z$33)/14*($AK$364-7)+$Z$33","v":0},{"$f":"($Z$33-0.65*$Z$33)/14*($AL$364-7)+$Z$33","v":0},{"$f":"($Z$33-0.65*$Z$33)/14*($AM$364-7)+$Z$33","v":0},{"$f":"($Z$33-0.65*$Z$33)/14*($AN$364-7)+$Z$33","v":0},{"$f":"($Z$33-0.65*$Z$33)/14*($AO$364-7)+$Z$33","v":0},{"$f":"($Z$33-0.65*$Z$33)/14*($AP$364-7)+$Z$33","v":0},{"$f":"($Z$33-0.65*$Z$33)/14*($AQ$364-7)+$Z$33","v":0},{"$f":"($Z$33-0.65*$Z$33)/14*($AR$364-7)+$Z$33","v":0},{"$f":"($Z$33-0.65*$Z$33)/14*($AS$364-7)+$Z$33","v":0},"暖房能力","Φw"]
[null,null,"着霜域暖房能力",{"$f":"D453/1.12","v":0},{"$f":"E453/1.12","v":0},{"$f":"F453/1.12","v":0},{"$f":"G453/1.12","v":0},{"$f":"H453/1.12","v":0},{"$f":"I453/1.12","v":0},{"$f":"J453/1.12","v":0},{"$f":"K453/1.12","v":0},{"$f":"L453/1.12","v":0},{"$f":"M453/1.12","v":0},{"$f":"N453/1.12","v":0},null,null,null,null,null,null,null,null,null,null,null,null,null,null,null,null,null,null,null,null,null,null,null,null,null,null,null,null,null,null,null,"着霜域暖房能力","Φwf"]
[null,null,"暖房ガス消費量",{"$f":"($Z$34-0.93*$Z$34)/14*($D$364-7)+$Z$34","v":0},{"$f":"($Z$34-0.93*$Z$34)/14*($E$364-7)+$Z$34","v":0},{"$f":"($Z$34-0.93*$Z$34)/14*($F$364-7)+$Z$34","v":0},{"$f":"($Z$34-0.93*$Z$34)/14*($G$364-7)+$Z$34","v":0},{"$f":"($Z$34-0.93*$Z$34)/14*($H$364-7)+$Z$34","v":0},{"$f":"($Z$34-0.93*$Z$34)/14*($I$364-7)+$Z$34","v":0},{"$f":"($Z$34-0.93*$Z$34)/14*($J$364-7)+$Z$34","v":0},{"$f":"($Z$34-0.93*$Z$34)/14*($K$364-7)+$Z$34","v":0},{"$f":"($Z$34-0.93*$Z$34)/14*($L$364-7)+$Z$34","v":0},{"$f":"($Z$34-0.93*$Z$34)/14*($M$364-7)+$Z$34","v":0},{"$f":"($Z$34-0.93*$Z$34)/14*($N$364-7)+$Z$34","v":0},{"$f":"($Z$34-0.93*$Z$34)/14*($O$364-7)+$Z$34","v":0},{"$f":"($Z$34-0.93*$Z$34)/14*($P$364-7)+$Z$34","v":0},{"$f":"($Z$34-0.93*$Z$34)/14*($Q$364-7)+$Z$34","v":0},{"$f":"($Z$34-0.93*$Z$34)/14*($R$364-7)+$Z$34","v":0},{"$f":"($Z$34-0.93*$Z$34)/14*($S$364-7)+$Z$34","v":0},{"$f":"($Z$34-0.93*$Z$34)/14*($T$364-7)+$Z$34","v":0},{"$f":"($Z$34-0.93*$Z$34)/14*($U$364-7)+$Z$34","v":0},{"$f":"($Z$34-0.93*$Z$34)/14*($V$364-7)+$Z$34","v":0},{"$f":"($Z$34-0.93*$Z$34)/14*($W$364-7)+$Z$34","v":0},{"$f":"($Z$34-0.93*$Z$34)/14*($X$364-7)+$Z$34","v":0},{"$f":"($Z$34-0.93*$Z$34)/14*($Y$364-7)+$Z$34","v":0},{"$f":"($Z$34-0.93*$Z$34)/14*($Z$364-7)+$Z$34","v":0},{"$f":"($Z$34-0.93*$Z$34)/14*($AA$364-7)+$Z$34","v":0},{"$f":"($Z$34-0.93*$Z$34)/14*($AB$364-7)+$Z$34","v":0},{"$f":"($Z$34-0.93*$Z$34)/14*($AC$364-7)+$Z$34","v":0},{"$f":"($Z$34-0.93*$Z$34)/14*($AD$364-7)+$Z$34","v":0},{"$f":"($Z$34-0.93*$Z$34)/14*($AE$364-7)+$Z$34","v":0},{"$f":"($Z$34-0.93*$Z$34)/14*($AF$364-7)+$Z$34","v":0},{"$f":"($Z$34-0.93*$Z$34)/14*($AG$364-7)+$Z$34","v":0},{"$f":"($Z$34-0.93*$Z$34)/14*($AH$364-7)+$Z$34","v":0},{"$f":"($Z$34-0.93*$Z$34)/14*($AI$364-7)+$Z$34","v":0},{"$f":"($Z$34-0.93*$Z$34)/14*($AJ$364-7)+$Z$34","v":0},{"$f":"($Z$34-0.93*$Z$34)/14*($AK$364-7)+$Z$34","v":0},{"$f":"($Z$34-0.93*$Z$34)/14*($AL$364-7)+$Z$34","v":0},{"$f":"($Z$34-0.93*$Z$34)/14*($AM$364-7)+$Z$34","v":0},{"$f":"($Z$34-0.93*$Z$34)/14*($AN$364-7)+$Z$34","v":0},{"$f":"($Z$34-0.93*$Z$34)/14*($AO$364-7)+$Z$34","v":0},{"$f":"($Z$34-0.93*$Z$34)/14*($AP$364-7)+$Z$34","v":0},{"$f":"($Z$34-0.93*$Z$34)/14*($AQ$364-7)+$Z$34","v":0},{"$f":"($Z$34-0.93*$Z$34)/14*($AR$364-7)+$Z$34","v":0},{"$f":"($Z$34-0.93*$Z$34)/14*($AS$364-7)+$Z$34","v":0},"暖房ガス消費量","Pw"]
[null,null,"着霜域暖房ガス消費量",{"$f":"D455/1.06","v":0},0,0,0,0,0,0,0,0,0,0,null,null,null,null,null,null,null,null,null,null,null,null,null,null,null,null,null,null,null,null,null,null,null,null,null,null,null,null,null,null,null,"着霜域暖房ガス消費量","Pwf"]
[null,null,"暖房COP",{"$f":"D454/(D456+$Z$35*$I$32*D$378)","v":{"$error":"#DIV/0!"}},{"$f":"E454/(E456+$Z$35*$I$32*E$378)","v":{"$error":"#DIV/0!"}},{"$error":"#DIV/0!"},{"$error":"#DIV/0!"},{"$error":"#DIV/0!"},{"$error":"#DIV/0!"},{"$error":"#DIV/0!"},{"$error":"#DIV/0!"},{"$error":"#DIV/0!"},{"$error":"#DIV/0!"},{"$f":"N454/(N456+$Z$35*$I$32*N$378)","v":{"$error":"#DIV/0!"}},{"$f":"O453/(O455+$Z$35*$I$32*O$378)","v":{"$error":"#DIV/0!"}},{"$f":"P453/(P455+$Z$35*$I$32*P$378)","v":{"$error":"#DIV/0!"}},{"$error":"#DIV/0!"},{"$error":"#DIV/0!"},{"$error":"#DIV/0!"},{"$error":"#DIV/0!"},{"$error":"#DIV/0!"},{"$error":"#DIV/0!"},{"$error":"#DIV/0!"},{"$error":"#DIV/0!"},{"$error":"#DIV/0!"},{"$error":"#DIV/0!"},{"$error":"#DIV/0!"},{"$error":"#DIV/0!"},{"$error":"#DIV/0!"},{"$error":"#DIV/0!"},{"$error":"#DIV/0!"},{"$error":"#DIV/0!"},{"$error":"#DIV/0!"},{"$error":"#DIV/0!"},{"$error":"#DIV/0!"},{"$error":"#DIV/0!"},{"$error":"#DIV/0!"},{"$error":"#DIV/0!"},{"$error":"#DIV/0!"},{"$error":"#DIV/0!"},{"$error":"#DIV/0!"},{"$error":"#DIV/0!"},{"$error":"#DIV/0!"},{"$error":"#DIV/0!"},{"$error":"#DIV/0!"},"暖房COP","σw"]
[null,null,"暖房COP比",{"$f":"D457/$Q457","v":{"$error":"#DIV/0!"}},{"$f":"E457/$Q457","v":{"$error":"#DIV/0!"}},{"$f":"F457/$Q457","v":{"$error":"#DIV/0!"}},{"$f":"G457/$Q457","v":{"$error":"#DIV/0!"}},{"$f":"H457/$Q457","v":{"$error":"#DIV/0!"}},{"$f":"I457/$Q457","v":{"$error":"#DIV/0!"}},{"$f":"J457/$Q457","v":{"$error":"#DIV/0!"}},{"$f":"K457/$Q457","v":{"$error":"#DIV/0!"}},{"$f":"L457/$Q457","v":{"$error":"#DIV/0!"}},{"$f":"M457/$Q457","v":{"$error":"#DIV/0!"}},{"$f":"N457/$Q457","v":{"$error":"#DIV/0!"}},{"$f":"O457/$Q457","v":{"$error":"#DIV/0!"}},{"$f":"P457/$Q457","v":{"$error":"#DIV/0!"}},{"$f":"Q457/$Q457","v":{"$error":"#DIV/0!"}},{"$f":"R457/$Q457","v":{"$error":"#DIV/0!"}},{"$f":"S457/$Q457","v":{"$error":"#DIV/0!"}},{"$f":"T457/$Q457","v":{"$error":"#DIV/0!"}},{"$f":"U457/$Q457","v":{"$error":"#DIV/0!"}},{"$f":"V457/$Q457","v":{"$error":"#DIV/0!"}},{"$f":"W457/$Q457","v":{"$error":"#DIV/0!"}},{"$f":"X457/$Q457","v":{"$error":"#DIV/0!"}},{"$f":"Y457/$Q457","v":{"$error":"#DIV/0!"}},{"$f":"Z457/$Q457","v":{"$error":"#DIV/0!"}},{"$f":"AA457/$Q457","v":{"$error":"#DIV/0!"}},{"$f":"AB457/$Q457","v":{"$error":"#DIV/0!"}},{"$f":"AC457/$Q457","v":{"$error":"#DIV/0!"}},{"$f":"AD457/$Q457","v":{"$error":"#DIV/0!"}},{"$f":"AE457/$Q457","v":{"$error":"#DIV/0!"}},{"$f":"AF457/$Q457","v":{"$error":"#DIV/0!"}},{"$f":"AG457/$Q457","v":{"$error":"#DIV/0!"}},{"$f":"AH457/$Q457","v":{"$error":"#DIV/0!"}},{"$f":"AI457/$Q457","v":{"$error":"#DIV/0!"}},{"$f":"AJ457/$Q457","v":{"$error":"#DIV/0!"}},{"$f":"AK457/$Q457","v":{"$error":"#DIV/0!"}},{"$f":"AL457/$Q457","v":{"$error":"#DIV/0!"}},{"$f":"AM457/$Q457","v":{"$error":"#DIV/0!"}},{"$f":"AN457/$Q457","v":{"$error":"#DIV/0!"}},{"$f":"AO457/$Q457","v":{"$error":"#DIV/0!"}},{"$f":"AP457/$Q457","v":{"$error":"#DIV/0!"}},{"$f":"AQ457/$Q457","v":{"$error":"#DIV/0!"}},{"$f":"AR457/$Q457","v":{"$error":"#DIV/0!"}},{"$f":"AS457/$Q457","v":{"$error":"#DIV/0!"}},"暖房COP比","βw"]
[null,null,"Σ",{"$f":"$D$377*$D452","v":{"$error":"#DIV/0!"}},{"$f":"$E$377*$E452","v":{"$error":"#DIV/0!"}},{"$f":"$F$377*$F452","v":{"$error":"#DIV/0!"}},{"$f":"$G$377*$G452","v":{"$error":"#DIV/0!"}},{"$f":"$H$377*$H452","v":{"$error":"#DIV/0!"}},{"$f":"$I$377*$I452","v":{"$error":"#DIV/0!"}},{"$f":"$J$377*$J452","v":{"$error":"#DIV/0!"}},{"$f":"$K$377*$K452","v":{"$error":"#DIV/0!"}},{"$f":"$L$377*$L452","v":{"$error":"#DIV/0!"}},{"$f":"$M$377*$M452","v":{"$error":"#DIV/0!"}},{"$f":"$N$377*$N452","v":{"$error":"#DIV/0!"}},{"$f":"$O$377*$O452","v":{"$error":"#DIV/0!"}},{"$f":"$P$377*$P452","v":{"$error":"#DIV/0!"}},{"$f":"$Q$377*$Q452","v":{"$error":"#DIV/0!"}},{"$f":"$R$377*$R452","v":{"$error":"#DIV/0!"}},{"$f":"$S$377*$S452","v":{"$error":"#DIV/0!"}},{"$f":"$T$377*$T452","v":{"$error":"#DIV/0!"}},{"$f":"$U$377*$U452","v":{"$error":"#DIV/0!"}},{"$f":"$V$377*$V452","v":{"$error":"#DIV/0!"}},{"$f":"$W$377*$W452","v":{"$error":"#DIV/0!"}},{"$f":"$X$377*$X452","v":{"$error":"#DIV/0!"}},{"$f":"$Y$377*$Y452","v":{"$error":"#DIV/0!"}},{"$f":"$Z$377*$Z452","v":{"$error":"#DIV/0!"}},{"$f":"$AA$377*$AA452","v":{"$error":"#DIV/0!"}},{"$f":"$AB$377*$AB452","v":{"$error":"#DIV/0!"}},{"$f":"$AC$377*$AC452","v":{"$error":"#DIV/0!"}},{"$f":"$AD$377*$AD452","v":{"$error":"#DIV/0!"}},{"$f":"$AE$377*$AE452","v":{"$error":"#DIV/0!"}},{"$f":"$AF$377*$AF452","v":{"$error":"#DIV/0!"}},{"$f":"$AG$377*$AG452","v":{"$error":"#DIV/0!"}},{"$f":"$AH$377*$AH452","v":{"$error":"#DIV/0!"}},{"$f":"$AI$377*$AI452","v":{"$error":"#DIV/0!"}},{"$f":"$AJ$377*$AJ452","v":{"$error":"#DIV/0!"}},{"$f":"$AK$377*$AK452","v":{"$error":"#DIV/0!"}},{"$f":"$AL$377*$AL452","v":{"$error":"#DIV/0!"}},{"$f":"$AM$377*$AM452","v":{"$error":"#DIV/0!"}},{"$f":"$AN$377*$AN452","v":{"$error":"#DIV/0!"}},{"$f":"$AO$377*$AO452","v":{"$error":"#DIV/0!"}},{"$f":"$AP$377*$AP452","v":{"$error":"#DIV/0!"}},{"$f":"$AQ$377*$AQ452","v":{"$error":"#DIV/0!"}},{"$f":"$AR$377*$AR452","v":{"$error":"#DIV/0!"}},{"$f":"$AS$377*$AS452","v":{"$error":"#DIV/0!"}},{"$f":"SUM(D459:AS459)","v":{"$error":"#DIV/0!"}},"Σ"]
[]
[null,"後1","暖房時エネルギー消費量比",{"$f":"$D$378/$D467","v":{"$error":"#DIV/0!"}},{"$f":"$E$378/$E467","v":{"$error":"#DIV/0!"}},{"$f":"$F$378/$F467","v":{"$error":"#DIV/0!"}},{"$f":"$G$378/$G467","v":{"$error":"#DIV/0!"}},{"$f":"$H$378/$H467","v":{"$error":"#DIV/0!"}},{"$f":"$I$378/$I467","v":{"$error":"#DIV/0!"}},{"$f":"$J$378/$J467","v":{"$error":"#DIV/0!"}},{"$f":"$K$378/$K467","v":{"$error":"#DIV/0!"}},{"$f":"$L$378/$L467","v":{"$error":"#DIV/0!"}},{"$f":"$M$378/$M467","v":{"$error":"#DIV/0!"}},{"$f":"$N$378/$N467","v":{"$error":"#DIV/0!"}},{"$f":"$O$378/$O467","v":{"$error":"#DIV/0!"}},{"$f":"$P$378/$P467","v":{"$error":"#DIV/0!"}},{"$f":"$Q$378/$Q467","v":{"$error":"#DIV/0!"}},{"$f":"$R$378/$R467","v":{"$error":"#DIV/0!"}},{"$f":"$S$378/$S467","v":{"$error":"#DIV/0!"}},{"$f":"$T$378/$T467","v":{"$error":"#DIV/0!"}},{"$f":"$U$378/$U467","v":{"$error":"#DIV/0!"}},{"$f":"$V$378/$V467","v":{"$error":"#DIV/0!"}},{"$f":"$W$378/$W467","v":{"$error":"#DIV/0!"}},{"$f":"$X$378/$X467","v":{"$error":"#DIV/0!"}},{"$f":"$Y$378/$Y467","v":{"$error":"#DIV/0!"}},{"$f":"$Z$378/$Z467","v":{"$error":"#DIV/0!"}},{"$f":"$AA$378/$AA467","v":{"$error":"#DIV/0!"}},{"$f":"$AB$378/$AB467","v":{"$error":"#DIV/0!"}},{"$f":"$AC$378/$AC467","v":{"$error":"#DIV/0!"}},{"$f":"$AD$378/$AD467","v":{"$error":"#DIV/0!"}},{"$f":"$AE$378/$AE467","v":{"$error":"#DIV/0!"}},{"$f":"$AF$378/$AF467","v":{"$error":"#DIV/0!"}},{"$f":"$AG$378/$AG467","v":{"$error":"#DIV/0!"}},{"$f":"$AH$378/$AH467","v":{"$error":"#DIV/0!"}},{"$f":"$AI$378/$AI467","v":{"$error":"#DIV/0!"}},{"$f":"$AJ$378/$AJ467","v":{"$error":"#DIV/0!"}},{"$f":"$AK$378/$AK467","v":{"$error":"#DIV/0!"}},{"$f":"$AL$378/$AL467","v":{"$error":"#DIV/0!"}},{"$f":"$AM$378/$AM467","v":{"$error":"#DIV/0!"}},{"$f":"$AN$378/$AN467","v":{"$error":"#DIV/0!"}},{"$f":"$AO$378/$AO467","v":{"$error":"#DIV/0!"}},{"$f":"$AP$378/$AP467","v":{"$error":"#DIV/0!"}},{"$f":"$AQ$378/$AQ467","v":{"$error":"#DIV/0!"}},{"$f":"$AR$378/$AR467","v":{"$error":"#DIV/0!"}},{"$f":"$AS$378/$AS467","v":{"$error":"#DIV/0!"}},"暖房時エネルギー消費量比","εw"]
[null,null,"暖房能力",{"$f":"($Q$47-0.65*$Q$47)/14*(D$364-7)+$Q$47","v":0},{"$f":"($Q$47-0.65*$Q$47)/14*(E$364-7)+$Q$47","v":0},{"$f":"($Q$47-0.65*$Q$47)/14*(F$364-7)+$Q$47","v":0},0,0,0,0,0,0,0,{"$f":"($Q$47-0.65*$Q$47)/14*(N$364-7)+$Q$47","v":0},0,0,0,0,0,0,0,0,0,0,0,0,0,0,0,0,0,0,0,0,0,0,0,0,0,0,0,0,0,0,0,"暖房能力","Φw"]
[null,null,"着霜域暖房能力",{"$f":"D462/1.12","v":0},{"$f":"E462/1.12","v":0},{"$f":"F462/1.12","v":0},{"$f":"G462/1.12","v":0},{"$f":"H462/1.12","v":0},{"$f":"I462/1.12","v":0},{"$f":"J462/1.12","v":0},{"$f":"K462/1.12","v":0},{"$f":"L462/1.12","v":0},{"$f":"M462/1.12","v":0},{"$f":"N462/1.12","v":0},null,null,null,null,null,null,null,null,null,null,null,null,null,null,null,null,null,null,null,null,null,null,null,null,null,null,null,null,null,null,null,"着霜域暖房能力","Φwf"]
[null,null,"暖房ガス消費量",{"$f":"($Q$48-0.93*$Q$48)/14*(D$364-7)+$Q$48","v":0},{"$f":"($Q$48-0.93*$Q$48)/14*(E$364-7)+$Q$48","v":0},0,0,0,0,0,0,0,0,0,0,0,0,0,0,0,0,0,0,0,0,0,0,0,0,0,0,0,0,0,0,0,0,0,0,0,0,0,0,0,0,"暖房ガス消費量","Pw"]
[null,null,"着霜域暖房ガス消費量",{"$f":"D464/1.06","v":0},0,0,0,0,0,0,0,0,0,0,null,null,null,null,null,null,null,null,null,null,null,null,null,null,null,null,null,null,null,null,null,null,null,null,null,null,null,null,null,null,null,"着霜域暖房ガス消費量","Pwf"]
[null,null,"暖房COP",{"$f":"D463/(D465+$Q$49*$I$46*D$378)","v":{"$error":"#DIV/0!"}},{"$f":"E463/(E465+$Q$49*$I$46*E$378)","v":{"$error":"#DIV/0!"}},{"$error":"#DIV/0!"},{"$error":"#DIV/0!"},{"$error":"#DIV/0!"},{"$error":"#DIV/0!"},{"$error":"#DIV/0!"},{"$error":"#DIV/0!"},{"$error":"#DIV/0!"},{"$error":"#DIV/0!"},{"$f":"N463/(N465+$Q$49*$I$46*N$378)","v":{"$error":"#DIV/0!"}},{"$f":"O462/(O464+$Q$49*$I$46*O$378)","v":{"$error":"#DIV/0!"}},{"$f":"P462/(P464+$Q$49*$I$46*P$378)","v":{"$error":"#DIV/0!"}},{"$error":"#DIV/0!"},{"$error":"#DIV/0!"},{"$error":"#DIV/0!"},{"$error":"#DIV/0!"},{"$error":"#DIV/0!"},{"$error":"#DIV/0!"},{"$error":"#DIV/0!"},{"$error":"#DIV/0!"},{"$error":"#DIV/0!"},{"$error":"#DIV/0!"},{"$error":"#DIV/0!"},{"$error":"#DIV/0!"},{"$error":"#DIV/0!"},{"$error":"#DIV/0!"},{"$error":"#DIV/0!"},{"$error":"#DIV/0!"},{"$error":"#DIV/0!"},{"$error":"#DIV/0!"},{"$error":"#DIV/0!"},{"$error":"#DIV/0!"},{"$error":"#DIV/0!"},{"$error":"#DIV/0!"},{"$error":"#DIV/0!"},{"$error":"#DIV/0!"},{"$error":"#DIV/0!"},{"$error":"#DIV/0!"},{"$error":"#DIV/0!"},{"$error":"#DIV/0!"},{"$error":"#DIV/0!"},"暖房COP","σw"]
[null,null,"暖房COP比",{"$f":"$D466/$Q466","v":{"$error":"#DIV/0!"}},{"$f":"$E466/$Q466","v":{"$error":"#DIV/0!"}},{"$f":"$F466/$Q466","v":{"$error":"#DIV/0!"}},{"$f":"$G466/$Q466","v":{"$error":"#DIV/0!"}},{"$f":"$H466/$Q466","v":{"$error":"#DIV/0!"}},{"$f":"$I466/$Q466","v":{"$error":"#DIV/0!"}},{"$f":"$J466/$Q466","v":{"$error":"#DIV/0!"}},{"$f":"$K466/$Q466","v":{"$error":"#DIV/0!"}},{"$f":"$L466/$Q466","v":{"$error":"#DIV/0!"}},{"$f":"$M466/$Q466","v":{"$error":"#DIV/0!"}},{"$f":"$N466/$Q466","v":{"$error":"#DIV/0!"}},{"$f":"$O466/$Q466","v":{"$error":"#DIV/0!"}},{"$f":"$P466/$Q466","v":{"$error":"#DIV/0!"}},{"$f":"$Q466/$Q466","v":{"$error":"#DIV/0!"}},{"$f":"$R466/$Q466","v":{"$error":"#DIV/0!"}},{"$f":"$S466/$Q466","v":{"$error":"#DIV/0!"}},{"$f":"$T466/$Q466","v":{"$error":"#DIV/0!"}},{"$f":"$U466/$Q466","v":{"$error":"#DIV/0!"}},{"$f":"$V466/$Q466","v":{"$error":"#DIV/0!"}},{"$f":"$W466/$Q466","v":{"$error":"#DIV/0!"}},{"$f":"$X466/$Q466","v":{"$error":"#DIV/0!"}},{"$f":"$Y466/$Q466","v":{"$error":"#DIV/0!"}},{"$f":"$Z466/$Q466","v":{"$error":"#DIV/0!"}},{"$f":"$AA466/$Q466","v":{"$error":"#DIV/0!"}},{"$f":"$AB466/$Q466","v":{"$error":"#DIV/0!"}},{"$f":"$AC466/$Q466","v":{"$error":"#DIV/0!"}},{"$f":"$AD466/$Q466","v":{"$error":"#DIV/0!"}},{"$f":"$AE466/$Q466","v":{"$error":"#DIV/0!"}},{"$f":"$AF466/$Q466","v":{"$error":"#DIV/0!"}},{"$f":"$AG466/$Q466","v":{"$error":"#DIV/0!"}},{"$f":"$AH466/$Q466","v":{"$error":"#DIV/0!"}},{"$f":"$AI466/$Q466","v":{"$error":"#DIV/0!"}},{"$f":"$AJ466/$Q466","v":{"$error":"#DIV/0!"}},{"$f":"$AK466/$Q466","v":{"$error":"#DIV/0!"}},{"$f":"$AL466/$Q466","v":{"$error":"#DIV/0!"}},{"$f":"$AM466/$Q466","v":{"$error":"#DIV/0!"}},{"$f":"$AN466/$Q466","v":{"$error":"#DIV/0!"}},{"$f":"$AO466/$Q466","v":{"$error":"#DIV/0!"}},{"$f":"$AP466/$Q466","v":{"$error":"#DIV/0!"}},{"$f":"$AQ466/$Q466","v":{"$error":"#DIV/0!"}},{"$f":"$AR466/$Q466","v":{"$error":"#DIV/0!"}},{"$f":"$AS466/$Q466","v":{"$error":"#DIV/0!"}},"暖房COP比","βw"]
[null,null,"Σ",{"$f":"D$377*$D461","v":{"$error":"#DIV/0!"}},{"$f":"E$377*$E461","v":{"$error":"#DIV/0!"}},{"$f":"F$377*$F461","v":{"$error":"#DIV/0!"}},{"$f":"G$377*G$461","v":{"$error":"#DIV/0!"}},{"$f":"H$377*$H461","v":{"$error":"#DIV/0!"}},{"$f":"I$377*$I461","v":{"$error":"#DIV/0!"}},{"$f":"J$377*$J461","v":{"$error":"#DIV/0!"}},{"$f":"K$377*$K461","v":{"$error":"#DIV/0!"}},{"$f":"L$377*$L461","v":{"$error":"#DIV/0!"}},{"$f":"M$377*$M461","v":{"$error":"#DIV/0!"}},{"$f":"N$377*$N461","v":{"$error":"#DIV/0!"}},{"$f":"O$377*$O461","v":{"$error":"#DIV/0!"}},{"$f":"P$377*$P461","v":{"$error":"#DIV/0!"}},{"$f":"Q$377*$Q461","v":{"$error":"#DIV/0!"}},{"$f":"R$377*$R461","v":{"$error":"#DIV/0!"}},{"$f":"S$377*$S461","v":{"$error":"#DIV/0!"}},{"$f":"T$377*$T461","v":{"$error":"#DIV/0!"}},{"$f":"U$377*$U461","v":{"$error":"#DIV/0!"}},{"$f":"V$377*$V461","v":{"$error":"#DIV/0!"}},{"$f":"W$377*$W461","v":{"$error":"#DIV/0!"}},{"$f":"X$377*$X461","v":{"$error":"#DIV/0!"}},{"$f":"Y$377*$Y461","v":{"$error":"#DIV/0!"}},{"$f":"Z$377*$Z461","v":{"$error":"#DIV/0!"}},{"$f":"AA$377*$AA461","v":{"$error":"#DIV/0!"}},{"$f":"AB$377*$AB461","v":{"$error":"#DIV/0!"}},{"$f":"AC$377*$AC461","v":{"$error":"#DIV/0!"}},{"$f":"AD$377*$AD461","v":{"$error":"#DIV/0!"}},{"$f":"AE$377*$AE461","v":{"$error":"#DIV/0!"}},{"$f":"AF$377*$AF461","v":{"$error":"#DIV/0!"}},{"$f":"AG$377*$AG461","v":{"$error":"#DIV/0!"}},{"$f":"AH$377*$AH461","v":{"$error":"#DIV/0!"}},{"$f":"AI$377*$AI461","v":{"$error":"#DIV/0!"}},{"$f":"AJ$377*$AJ461","v":{"$error":"#DIV/0!"}},{"$f":"AK$377*$AK461","v":{"$error":"#DIV/0!"}},{"$f":"AL$377*$AL461","v":{"$error":"#DIV/0!"}},{"$f":"AM$377*$AM461","v":{"$error":"#DIV/0!"}},{"$f":"AN$377*$AN461","v":{"$error":"#DIV/0!"}},{"$f":"AO$377*$AO461","v":{"$error":"#DIV/0!"}},{"$f":"AP$377*$AP461","v":{"$error":"#DIV/0!"}},{"$f":"AQ$377*$AQ461","v":{"$error":"#DIV/0!"}},{"$f":"AR$377*$AR461","v":{"$error":"#DIV/0!"}},{"$f":"AS$377*$AS461","v":{"$error":"#DIV/0!"}},{"$f":"SUM(D468:AS468)","v":{"$error":"#DIV/0!"}},"Σ"]
[null,"後2","暖房時エネルギー消費量比",{"$f":"$D$378/$D475","v":{"$error":"#DIV/0!"}},{"$f":"$E$378/$E475","v":{"$error":"#DIV/0!"}},{"$f":"$F$378/$F475","v":{"$error":"#DIV/0!"}},{"$f":"$G$378/$G475","v":{"$error":"#DIV/0!"}},{"$f":"$H$378/$H475","v":{"$error":"#DIV/0!"}},{"$f":"$I$378/$I475","v":{"$error":"#DIV/0!"}},{"$f":"$J$378/$J475","v":{"$error":"#DIV/0!"}},{"$f":"$K$378/$K475","v":{"$error":"#DIV/0!"}},{"$f":"$L$378/$L475","v":{"$error":"#DIV/0!"}},{"$f":"$M$378/$M475","v":{"$error":"#DIV/0!"}},{"$f":"$N$378/$N475","v":{"$error":"#DIV/0!"}},{"$f":"$O$378/$O475","v":{"$error":"#DIV/0!"}},{"$f":"$P$378/$P475","v":{"$error":"#DIV/0!"}},{"$f":"$Q$378/$Q475","v":{"$error":"#DIV/0!"}},{"$f":"$R$378/$R475","v":{"$error":"#DIV/0!"}},{"$f":"$S$378/$S475","v":{"$error":"#DIV/0!"}},{"$f":"$T$378/$T475","v":{"$error":"#DIV/0!"}},{"$f":"$U$378/$U475","v":{"$error":"#DIV/0!"}},{"$f":"$V$378/$V475","v":{"$error":"#DIV/0!"}},{"$f":"$W$378/$W475","v":{"$error":"#DIV/0!"}},{"$f":"$X$378/$X475","v":{"$error":"#DIV/0!"}},{"$f":"$Y$378/$Y475","v":{"$error":"#DIV/0!"}},{"$f":"$Z$378/$Z475","v":{"$error":"#DIV/0!"}},{"$f":"$AA$378/$AA475","v":{"$error":"#DIV/0!"}},{"$f":"$AB$378/$AB475","v":{"$error":"#DIV/0!"}},{"$f":"$AC$378/$AC475","v":{"$error":"#DIV/0!"}},{"$f":"$AD$378/$AD475","v":{"$error":"#DIV/0!"}},{"$f":"$AE$378/$AE475","v":{"$error":"#DIV/0!"}},{"$f":"$AF$378/$AF475","v":{"$error":"#DIV/0!"}},{"$f":"$AG$378/$AG475","v":{"$error":"#DIV/0!"}},{"$f":"$AH$378/$AH475","v":{"$error":"#DIV/0!"}},{"$f":"$AI$378/$AI475","v":{"$error":"#DIV/0!"}},{"$f":"$AJ$378/$AJ475","v":{"$error":"#DIV/0!"}},{"$f":"$AK$378/$AK475","v":{"$error":"#DIV/0!"}},{"$f":"$AL$378/$AL475","v":{"$error":"#DIV/0!"}},{"$f":"$AM$378/$AM475","v":{"$error":"#DIV/0!"}},{"$f":"$AN$378/$AN475","v":{"$error":"#DIV/0!"}},{"$f":"$AO$378/$AO475","v":{"$error":"#DIV/0!"}},{"$f":"$AP$378/$AP475","v":{"$error":"#DIV/0!"}},{"$f":"$AQ$378/$AQ475","v":{"$error":"#DIV/0!"}},{"$f":"$AR$378/$AR475","v":{"$error":"#DIV/0!"}},{"$f":"$AS$378/$AS475","v":{"$error":"#DIV/0!"}},"暖房時エネルギー消費量比","εw"]
[null,null,"暖房能力",{"$f":"($R$47-0.65*$R$47)/14*(D$364-7)+$R$47","v":0},0,0,0,0,0,0,0,0,0,0,0,0,0,0,0,0,0,0,0,0,0,0,0,0,0,0,0,0,0,0,0,0,0,0,0,0,0,0,0,0,0,"暖房能力","Φw"]
[null,null,"着霜域暖房能力",{"$f":"D470/1.12","v":0},{"$f":"E470/1.12","v":0},{"$f":"F470/1.12","v":0},{"$f":"G470/1.12","v":0},{"$f":"H470/1.12","v":0},{"$f":"I470/1.12","v":0},{"$f":"J470/1.12","v":0},{"$f":"K470/1.12","v":0},{"$f":"L470/1.12","v":0},{"$f":"M470/1.12","v":0},{"$f":"N470/1.12","v":0},null,null,null,null,null,null,null,null,null,null,null,null,null,null,null,null,null,null,null,null,null,null,null,null,null,null,null,null,null,null,null,"着霜域暖房能力","Φwf"]
[null,null,"暖房ガス消費量",{"$f":"($R$48-0.93*$R$48)/14*(D$364-7)+$R$48","v":0},0,0,0,0,0,0,0,0,0,0,0,0,0,0,0,0,0,0,0,0,0,0,0,0,0,0,0,0,0,0,0,0,0,0,0,0,0,0,0,0,0,"暖房ガス消費量","Pw"]
[null,null,"着霜域暖房ガス消費量",{"$f":"D472/1.06","v":0},0,0,0,0,0,0,0,0,0,0,null,null,null,null,null,null,null,null,null,null,null,null,null,null,null,null,null,null,null,null,null,null,null,null,null,null,null,null,null,null,null,"着霜域暖房ガス消費量","Pwf"]
[null,null,"暖房COP",{"$f":"D471/(D473+$R$49*$I$46*D$378)","v":{"$error":"#DIV/0!"}},{"$f":"E471/(E473+$R$49*$I$46*E$378)","v":{"$error":"#DIV/0!"}},{"$error":"#DIV/0!"},{"$error":"#DIV/0!"},{"$error":"#DIV/0!"},{"$error":"#DIV/0!"},{"$error":"#DIV/0!"},{"$error":"#DIV/0!"},{"$error":"#DIV/0!"},{"$error":"#DIV/0!"},{"$f":"N471/(N473+$R$49*$I$46*N$378)","v":{"$error":"#DIV/0!"}},{"$f":"O470/(O472+$R$49*$I$46*O$378)","v":{"$error":"#DIV/0!"}},{"$f":"P470/(P472+$R$49*$I$46*P$378)","v":{"$error":"#DIV/0!"}},{"$error":"#DIV/0!"},{"$error":"#DIV/0!"},{"$error":"#DIV/0!"},{"$error":"#DIV/0!"},{"$error":"#DIV/0!"},{"$error":"#DIV/0!"},{"$error":"#DIV/0!"},{"$error":"#DIV/0!"},{"$error":"#DIV/0!"},{"$error":"#DIV/0!"},{"$error":"#DIV/0!"},{"$error":"#DIV/0!"},{"$error":"#DIV/0!"},{"$error":"#DIV/0!"},{"$error":"#DIV/0!"},{"$error":"#DIV/0!"},{"$error":"#DIV/0!"},{"$error":"#DIV/0!"},{"$error":"#DIV/0!"},{"$error":"#DIV/0!"},{"$error":"#DIV/0!"},{"$error":"#DIV/0!"},{"$error":"#DIV/0!"},{"$error":"#DIV/0!"},{"$error":"#DIV/0!"},{"$error":"#DIV/0!"},{"$error":"#DIV/0!"},{"$error":"#DIV/0!"},{"$error":"#DIV/0!"},"暖房COP","σw"]
[null,null,"暖房COP比",{"$f":"$D474/$Q474","v":{"$error":"#DIV/0!"}},{"$f":"$E474/$Q474","v":{"$error":"#DIV/0!"}},{"$f":"$F474/$Q474","v":{"$error":"#DIV/0!"}},{"$f":"$G474/$Q474","v":{"$error":"#DIV/0!"}},{"$f":"$H474/$Q474","v":{"$error":"#DIV/0!"}},{"$f":"$I474/$Q474","v":{"$error":"#DIV/0!"}},{"$f":"$J474/$Q474","v":{"$error":"#DIV/0!"}},{"$f":"$K474/$Q474","v":{"$error":"#DIV/0!"}},{"$f":"$L474/$Q474","v":{"$error":"#DIV/0!"}},{"$f":"$M474/$Q474","v":{"$error":"#DIV/0!"}},{"$f":"$N474/$Q474","v":{"$error":"#DIV/0!"}},{"$f":"$O474/$Q474","v":{"$error":"#DIV/0!"}},{"$f":"$P474/$Q474","v":{"$error":"#DIV/0!"}},{"$f":"$Q474/$Q474","v":{"$error":"#DIV/0!"}},{"$f":"$R474/$Q474","v":{"$error":"#DIV/0!"}},{"$f":"$S474/$Q474","v":{"$error":"#DIV/0!"}},{"$f":"$T474/$Q474","v":{"$error":"#DIV/0!"}},{"$f":"$U474/$Q474","v":{"$error":"#DIV/0!"}},{"$f":"$V474/$Q474","v":{"$error":"#DIV/0!"}},{"$f":"$W474/$Q474","v":{"$error":"#DIV/0!"}},{"$f":"$X474/$Q474","v":{"$error":"#DIV/0!"}},{"$f":"$Y474/$Q474","v":{"$error":"#DIV/0!"}},{"$f":"$Z474/$Q474","v":{"$error":"#DIV/0!"}},{"$f":"$AA474/$Q474","v":{"$error":"#DIV/0!"}},{"$f":"$AB474/$Q474","v":{"$error":"#DIV/0!"}},{"$f":"$AC474/$Q474","v":{"$error":"#DIV/0!"}},{"$f":"$AD474/$Q474","v":{"$error":"#DIV/0!"}},{"$f":"$AE474/$Q474","v":{"$error":"#DIV/0!"}},{"$f":"$AF474/$Q474","v":{"$error":"#DIV/0!"}},{"$f":"$AG474/$Q474","v":{"$error":"#DIV/0!"}},{"$f":"$AH474/$Q474","v":{"$error":"#DIV/0!"}},{"$f":"$AI474/$Q474","v":{"$error":"#DIV/0!"}},{"$f":"$AJ474/$Q474","v":{"$error":"#DIV/0!"}},{"$f":"$AK474/$Q474","v":{"$error":"#DIV/0!"}},{"$f":"$AL474/$Q474","v":{"$error":"#DIV/0!"}},{"$f":"$AM474/$Q474","v":{"$error":"#DIV/0!"}},{"$f":"$AN474/$Q474","v":{"$error":"#DIV/0!"}},{"$f":"$AO474/$Q474","v":{"$error":"#DIV/0!"}},{"$f":"$AP474/$Q474","v":{"$error":"#DIV/0!"}},{"$f":"$AQ474/$Q474","v":{"$error":"#DIV/0!"}},{"$f":"$AR474/$Q474","v":{"$error":"#DIV/0!"}},{"$f":"$AS474/$Q474","v":{"$error":"#DIV/0!"}},"暖房COP比","βw"]
[null,null,"Σ",{"$f":"D$377*$D469","v":{"$error":"#DIV/0!"}},{"$f":"E$377*$E469","v":{"$error":"#DIV/0!"}},{"$f":"F$377*$F469","v":{"$error":"#DIV/0!"}},{"$f":"G$377*G$461","v":{"$error":"#DIV/0!"}},{"$f":"H$377*$H469","v":{"$error":"#DIV/0!"}},{"$f":"I$377*$I469","v":{"$error":"#DIV/0!"}},{"$f":"J$377*$J469","v":{"$error":"#DIV/0!"}},{"$f":"K$377*$K469","v":{"$error":"#DIV/0!"}},{"$f":"L$377*$L469","v":{"$error":"#DIV/0!"}},{"$f":"M$377*$M469","v":{"$error":"#DIV/0!"}},{"$f":"N$377*$N469","v":{"$error":"#DIV/0!"}},{"$f":"O$377*$O469","v":{"$error":"#DIV/0!"}},{"$f":"P$377*$P469","v":{"$error":"#DIV/0!"}},{"$f":"Q$377*$Q469","v":{"$error":"#DIV/0!"}},{"$f":"R$377*$R469","v":{"$error":"#DIV/0!"}},{"$f":"S$377*$S469","v":{"$error":"#DIV/0!"}},{"$f":"T$377*$T469","v":{"$error":"#DIV/0!"}},{"$f":"U$377*$U469","v":{"$error":"#DIV/0!"}},{"$f":"V$377*$V469","v":{"$error":"#DIV/0!"}},{"$f":"W$377*$W469","v":{"$error":"#DIV/0!"}},{"$f":"X$377*$X469","v":{"$error":"#DIV/0!"}},{"$f":"Y$377*$Y469","v":{"$error":"#DIV/0!"}},{"$f":"Z$377*$Z469","v":{"$error":"#DIV/0!"}},{"$f":"AA$377*$AA469","v":{"$error":"#DIV/0!"}},{"$f":"AB$377*$AB469","v":{"$error":"#DIV/0!"}},{"$f":"AC$377*$AC469","v":{"$error":"#DIV/0!"}},{"$f":"AD$377*$AD469","v":{"$error":"#DIV/0!"}},{"$f":"AE$377*$AE469","v":{"$error":"#DIV/0!"}},{"$f":"AF$377*$AF469","v":{"$error":"#DIV/0!"}},{"$f":"AG$377*$AG469","v":{"$error":"#DIV/0!"}},{"$f":"AH$377*$AH469","v":{"$error":"#DIV/0!"}},{"$f":"AI$377*$AI469","v":{"$error":"#DIV/0!"}},{"$f":"AJ$377*$AJ469","v":{"$error":"#DIV/0!"}},{"$f":"AK$377*$AK469","v":{"$error":"#DIV/0!"}},{"$f":"AL$377*$AL469","v":{"$error":"#DIV/0!"}},{"$f":"AM$377*$AM469","v":{"$error":"#DIV/0!"}},{"$f":"AN$377*$AN469","v":{"$error":"#DIV/0!"}},{"$f":"AO$377*$AO469","v":{"$error":"#DIV/0!"}},{"$f":"AP$377*$AP469","v":{"$error":"#DIV/0!"}},{"$f":"AQ$377*$AQ469","v":{"$error":"#DIV/0!"}},{"$f":"AR$377*$AR469","v":{"$error":"#DIV/0!"}},{"$f":"AS$377*$AS469","v":{"$error":"#DIV/0!"}},{"$f":"SUM(D476:AS476)","v":{"$error":"#DIV/0!"}},"Σ"]
[null,"後3","暖房時エネルギー消費量比",{"$f":"$D$378/$D483","v":{"$error":"#DIV/0!"}},{"$f":"$E$378/$E483","v":{"$error":"#DIV/0!"}},{"$f":"$F$378/$F483","v":{"$error":"#DIV/0!"}},{"$f":"$G$378/$G483","v":{"$error":"#DIV/0!"}},{"$f":"$H$378/$H483","v":{"$error":"#DIV/0!"}},{"$f":"$I$378/$I483","v":{"$error":"#DIV/0!"}},{"$f":"$J$378/$J483","v":{"$error":"#DIV/0!"}},{"$f":"$K$378/$K483","v":{"$error":"#DIV/0!"}},{"$f":"$L$378/$L483","v":{"$error":"#DIV/0!"}},{"$f":"$M$378/$M483","v":{"$error":"#DIV/0!"}},{"$f":"$N$378/$N483","v":{"$error":"#DIV/0!"}},{"$f":"$O$378/$O483","v":{"$error":"#DIV/0!"}},{"$f":"$P$378/$P483","v":{"$error":"#DIV/0!"}},{"$f":"$Q$378/$Q483","v":{"$error":"#DIV/0!"}},{"$f":"$R$378/$R483","v":{"$error":"#DIV/0!"}},{"$f":"$S$378/$S483","v":{"$error":"#DIV/0!"}},{"$f":"$T$378/$T483","v":{"$error":"#DIV/0!"}},{"$f":"$U$378/$U483","v":{"$error":"#DIV/0!"}},{"$f":"$V$378/$V483","v":{"$error":"#DIV/0!"}},{"$f":"$W$378/$W483","v":{"$error":"#DIV/0!"}},{"$f":"$X$378/$X483","v":{"$error":"#DIV/0!"}},{"$f":"$Y$378/$Y483","v":{"$error":"#DIV/0!"}},{"$f":"$Z$378/$Z483","v":{"$error":"#DIV/0!"}},{"$f":"$AA$378/$AA483","v":{"$error":"#DIV/0!"}},{"$f":"$AB$378/$AB483","v":{"$error":"#DIV/0!"}},{"$f":"$AC$378/$AC483","v":{"$error":"#DIV/0!"}},{"$f":"$AD$378/$AD483","v":{"$error":"#DIV/0!"}},{"$f":"$AE$378/$AE483","v":{"$error":"#DIV/0!"}},{"$f":"$AF$378/$AF483","v":{"$error":"#DIV/0!"}},{"$f":"$AG$378/$AG483","v":{"$error":"#DIV/0!"}},{"$f":"$AH$378/$AH483","v":{"$error":"#DIV/0!"}},{"$f":"$AI$378/$AI483","v":{"$error":"#DIV/0!"}},{"$f":"$AJ$378/$AJ483","v":{"$error":"#DIV/0!"}},{"$f":"$AK$378/$AK483","v":{"$error":"#DIV/0!"}},{"$f":"$AL$378/$AL483","v":{"$error":"#DIV/0!"}},{"$f":"$AM$378/$AM483","v":{"$error":"#DIV/0!"}},{"$f":"$AN$378/$AN483","v":{"$error":"#DIV/0!"}},{"$f":"$AO$378/$AO483","v":{"$error":"#DIV/0!"}},{"$f":"$AP$378/$AP483","v":{"$error":"#DIV/0!"}},{"$f":"$AQ$378/$AQ483","v":{"$error":"#DIV/0!"}},{"$f":"$AR$378/$AR483","v":{"$error":"#DIV/0!"}},{"$f":"$AS$378/$AS483","v":{"$error":"#DIV/0!"}},"暖房時エネルギー消費量比","εw"]
[null,null,"暖房能力",{"$f":"($S$47-0.65*$S$47)/14*(D$364-7)+$S$47","v":0},0,0,0,0,0,0,0,0,0,0,0,0,0,0,0,0,0,0,0,0,0,0,0,0,0,0,0,0,0,0,0,0,0,0,0,0,0,0,0,0,0,"暖房能力","Φw"]
[null,null,"着霜域暖房能力",{"$f":"D478/1.12","v":0},{"$f":"E478/1.12","v":0},{"$f":"F478/1.12","v":0},{"$f":"G478/1.12","v":0},{"$f":"H478/1.12","v":0},{"$f":"I478/1.12","v":0},{"$f":"J478/1.12","v":0},{"$f":"K478/1.12","v":0},{"$f":"L478/1.12","v":0},{"$f":"M478/1.12","v":0},{"$f":"N478/1.12","v":0},null,null,null,null,null,null,null,null,null,null,null,null,null,null,null,null,null,null,null,null,null,null,null,null,null,null,null,null,null,null,null,"着霜域暖房能力","Φwf"]
[null,null,"暖房ガス消費量",{"$f":"($S$48-0.93*$S$48)/14*(D$364-7)+$S$48","v":0},0,0,0,0,0,0,0,0,0,0,0,0,0,0,0,0,0,0,0,0,0,0,0,0,0,0,0,0,0,0,0,0,0,0,0,0,0,0,0,0,0,"暖房ガス消費量","Pw"]
[null,null,"着霜域暖房ガス消費量",{"$f":"D480/1.06","v":0},0,0,0,0,0,0,0,0,0,0,null,null,null,null,null,null,null,null,null,null,null,null,null,null,null,null,null,null,null,null,null,null,null,null,null,null,null,null,null,null,null,"着霜域暖房ガス消費量","Pwf"]
[null,null,"暖房COP",{"$f":"D479/(D481+$S$49*$I$46*D$378)","v":{"$error":"#DIV/0!"}},{"$f":"E479/(E481+$S$49*$I$46*E$378)","v":{"$error":"#DIV/0!"}},{"$error":"#DIV/0!"},{"$error":"#DIV/0!"},{"$error":"#DIV/0!"},{"$error":"#DIV/0!"},{"$error":"#DIV/0!"},{"$error":"#DIV/0!"},{"$error":"#DIV/0!"},{"$error":"#DIV/0!"},{"$f":"N479/(N481+$S$49*$I$46*N$378)","v":{"$error":"#DIV/0!"}},{"$f":"O478/(O480+$S$49*$I$46*O$378)","v":{"$error":"#DIV/0!"}},{"$f":"P478/(P480+$S$49*$I$46*P$378)","v":{"$error":"#DIV/0!"}},{"$error":"#DIV/0!"},{"$error":"#DIV/0!"},{"$error":"#DIV/0!"},{"$error":"#DIV/0!"},{"$error":"#DIV/0!"},{"$error":"#DIV/0!"},{"$error":"#DIV/0!"},{"$error":"#DIV/0!"},{"$error":"#DIV/0!"},{"$error":"#DIV/0!"},{"$error":"#DIV/0!"},{"$error":"#DIV/0!"},{"$error":"#DIV/0!"},{"$error":"#DIV/0!"},{"$error":"#DIV/0!"},{"$error":"#DIV/0!"},{"$error":"#DIV/0!"},{"$error":"#DIV/0!"},{"$error":"#DIV/0!"},{"$error":"#DIV/0!"},{"$error":"#DIV/0!"},{"$error":"#DIV/0!"},{"$error":"#DIV/0!"},{"$error":"#DIV/0!"},{"$error":"#DIV/0!"},{"$error":"#DIV/0!"},{"$error":"#DIV/0!"},{"$error":"#DIV/0!"},{"$error":"#DIV/0!"},"暖房COP","σw"]
[null,null,"暖房COP比",{"$f":"$D482/$Q482","v":{"$error":"#DIV/0!"}},{"$f":"$E482/$Q482","v":{"$error":"#DIV/0!"}},{"$f":"$F482/$Q482","v":{"$error":"#DIV/0!"}},{"$f":"$G482/$Q482","v":{"$error":"#DIV/0!"}},{"$f":"$H482/$Q482","v":{"$error":"#DIV/0!"}},{"$f":"$I482/$Q482","v":{"$error":"#DIV/0!"}},{"$f":"$J482/$Q482","v":{"$error":"#DIV/0!"}},{"$f":"$K482/$Q482","v":{"$error":"#DIV/0!"}},{"$f":"$L482/$Q482","v":{"$error":"#DIV/0!"}},{"$f":"$M482/$Q482","v":{"$error":"#DIV/0!"}},{"$f":"$N482/$Q482","v":{"$error":"#DIV/0!"}},{"$f":"$O482/$Q482","v":{"$error":"#DIV/0!"}},{"$f":"$P482/$Q482","v":{"$error":"#DIV/0!"}},{"$f":"$Q482/$Q482","v":{"$error":"#DIV/0!"}},{"$f":"$R482/$Q482","v":{"$error":"#DIV/0!"}},{"$f":"$S482/$Q482","v":{"$error":"#DIV/0!"}},{"$f":"$T482/$Q482","v":{"$error":"#DIV/0!"}},{"$f":"$U482/$Q482","v":{"$error":"#DIV/0!"}},{"$f":"$V482/$Q482","v":{"$error":"#DIV/0!"}},{"$f":"$W482/$Q482","v":{"$error":"#DIV/0!"}},{"$f":"$X482/$Q482","v":{"$error":"#DIV/0!"}},{"$f":"$Y482/$Q482","v":{"$error":"#DIV/0!"}},{"$f":"$Z482/$Q482","v":{"$error":"#DIV/0!"}},{"$f":"$AA482/$Q482","v":{"$error":"#DIV/0!"}},{"$f":"$AB482/$Q482","v":{"$error":"#DIV/0!"}},{"$f":"$AC482/$Q482","v":{"$error":"#DIV/0!"}},{"$f":"$AD482/$Q482","v":{"$error":"#DIV/0!"}},{"$f":"$AE482/$Q482","v":{"$error":"#DIV/0!"}},{"$f":"$AF482/$Q482","v":{"$error":"#DIV/0!"}},{"$f":"$AG482/$Q482","v":{"$error":"#DIV/0!"}},{"$f":"$AH482/$Q482","v":{"$error":"#DIV/0!"}},{"$f":"$AI482/$Q482","v":{"$error":"#DIV/0!"}},{"$f":"$AJ482/$Q482","v":{"$error":"#DIV/0!"}},{"$f":"$AK482/$Q482","v":{"$error":"#DIV/0!"}},{"$f":"$AL482/$Q482","v":{"$error":"#DIV/0!"}},{"$f":"$AM482/$Q482","v":{"$error":"#DIV/0!"}},{"$f":"$AN482/$Q482","v":{"$error":"#DIV/0!"}},{"$f":"$AO482/$Q482","v":{"$error":"#DIV/0!"}},{"$f":"$AP482/$Q482","v":{"$error":"#DIV/0!"}},{"$f":"$AQ482/$Q482","v":{"$error":"#DIV/0!"}},{"$f":"$AR482/$Q482","v":{"$error":"#DIV/0!"}},{"$f":"$AS482/$Q482","v":{"$error":"#DIV/0!"}},"暖房COP比","βw"]
[null,null,"Σ",{"$f":"D$377*$D477","v":{"$error":"#DIV/0!"}},{"$f":"E$377*$E477","v":{"$error":"#DIV/0!"}},{"$f":"F$377*$F477","v":{"$error":"#DIV/0!"}},{"$f":"G$377*G$461","v":{"$error":"#DIV/0!"}},{"$f":"H$377*$H477","v":{"$error":"#DIV/0!"}},{"$f":"I$377*$I477","v":{"$error":"#DIV/0!"}},{"$f":"J$377*$J477","v":{"$error":"#DIV/0!"}},{"$f":"K$377*$K477","v":{"$error":"#DIV/0!"}},{"$f":"L$377*$L477","v":{"$error":"#DIV/0!"}},{"$f":"M$377*$M477","v":{"$error":"#DIV/0!"}},{"$f":"N$377*$N477","v":{"$error":"#DIV/0!"}},{"$f":"O$377*$O477","v":{"$error":"#DIV/0!"}},{"$f":"P$377*$P477","v":{"$error":"#DIV/0!"}},{"$f":"Q$377*$Q477","v":{"$error":"#DIV/0!"}},{"$f":"R$377*$R477","v":{"$error":"#DIV/0!"}},{"$f":"S$377*$S477","v":{"$error":"#DIV/0!"}},{"$f":"T$377*$T477","v":{"$error":"#DIV/0!"}},{"$f":"U$377*$U477","v":{"$error":"#DIV/0!"}},{"$f":"V$377*$V477","v":{"$error":"#DIV/0!"}},{"$f":"W$377*$W477","v":{"$error":"#DIV/0!"}},{"$f":"X$377*$X477","v":{"$error":"#DIV/0!"}},{"$f":"Y$377*$Y477","v":{"$error":"#DIV/0!"}},{"$f":"Z$377*$Z477","v":{"$error":"#DIV/0!"}},{"$f":"AA$377*$AA477","v":{"$error":"#DIV/0!"}},{"$f":"AB$377*$AB477","v":{"$error":"#DIV/0!"}},{"$f":"AC$377*$AC477","v":{"$error":"#DIV/0!"}},{"$f":"AD$377*$AD477","v":{"$error":"#DIV/0!"}},{"$f":"AE$377*$AE477","v":{"$error":"#DIV/0!"}},{"$f":"AF$377*$AF477","v":{"$error":"#DIV/0!"}},{"$f":"AG$377*$AG477","v":{"$error":"#DIV/0!"}},{"$f":"AH$377*$AH477","v":{"$error":"#DIV/0!"}},{"$f":"AI$377*$AI477","v":{"$error":"#DIV/0!"}},{"$f":"AJ$377*$AJ477","v":{"$error":"#DIV/0!"}},{"$f":"AK$377*$AK477","v":{"$error":"#DIV/0!"}},{"$f":"AL$377*$AL477","v":{"$error":"#DIV/0!"}},{"$f":"AM$377*$AM477","v":{"$error":"#DIV/0!"}},{"$f":"AN$377*$AN477","v":{"$error":"#DIV/0!"}},{"$f":"AO$377*$AO477","v":{"$error":"#DIV/0!"}},{"$f":"AP$377*$AP477","v":{"$error":"#DIV/0!"}},{"$f":"AQ$377*$AQ477","v":{"$error":"#DIV/0!"}},{"$f":"AR$377*$AR477","v":{"$error":"#DIV/0!"}},{"$f":"AS$377*$AS477","v":{"$error":"#DIV/0!"}},{"$f":"SUM(D484:AS484)","v":{"$error":"#DIV/0!"}},"Σ"]
[null,"後4","暖房時エネルギー消費量比",{"$f":"$D$378/$D491","v":{"$error":"#DIV/0!"}},{"$f":"$E$378/$E491","v":{"$error":"#DIV/0!"}},{"$f":"$F$378/$F491","v":{"$error":"#DIV/0!"}},{"$f":"$G$378/$G491","v":{"$error":"#DIV/0!"}},{"$f":"$H$378/$H491","v":{"$error":"#DIV/0!"}},{"$f":"$I$378/$I491","v":{"$error":"#DIV/0!"}},{"$f":"$J$378/$J491","v":{"$error":"#DIV/0!"}},{"$f":"$K$378/$K491","v":{"$error":"#DIV/0!"}},{"$f":"$L$378/$L491","v":{"$error":"#DIV/0!"}},{"$f":"$M$378/$M491","v":{"$error":"#DIV/0!"}},{"$f":"$N$378/$N491","v":{"$error":"#DIV/0!"}},{"$f":"$O$378/$O491","v":{"$error":"#DIV/0!"}},{"$f":"$P$378/$P491","v":{"$error":"#DIV/0!"}},{"$f":"$Q$378/$Q491","v":{"$error":"#DIV/0!"}},{"$f":"$R$378/$R491","v":{"$error":"#DIV/0!"}},{"$f":"$S$378/$S491","v":{"$error":"#DIV/0!"}},{"$f":"$T$378/$T491","v":{"$error":"#DIV/0!"}},{"$f":"$U$378/$U491","v":{"$error":"#DIV/0!"}},{"$f":"$V$378/$V491","v":{"$error":"#DIV/0!"}},{"$f":"$W$378/$W491","v":{"$error":"#DIV/0!"}},{"$f":"$X$378/$X491","v":{"$error":"#DIV/0!"}},{"$f":"$Y$378/$Y491","v":{"$error":"#DIV/0!"}},{"$f":"$Z$378/$Z491","v":{"$error":"#DIV/0!"}},{"$f":"$AA$378/$AA491","v":{"$error":"#DIV/0!"}},{"$f":"$AB$378/$AB491","v":{"$error":"#DIV/0!"}},{"$f":"$AC$378/$AC491","v":{"$error":"#DIV/0!"}},{"$f":"$AD$378/$AD491","v":{"$error":"#DIV/0!"}},{"$f":"$AE$378/$AE491","v":{"$error":"#DIV/0!"}},{"$f":"$AF$378/$AF491","v":{"$error":"#DIV/0!"}},{"$f":"$AG$378/$AG491","v":{"$error":"#DIV/0!"}},{"$f":"$AH$378/$AH491","v":{"$error":"#DIV/0!"}},{"$f":"$AI$378/$AI491","v":{"$error":"#DIV/0!"}},{"$f":"$AJ$378/$AJ491","v":{"$error":"#DIV/0!"}},{"$f":"$AK$378/$AK491","v":{"$error":"#DIV/0!"}},{"$f":"$AL$378/$AL491","v":{"$error":"#DIV/0!"}},{"$f":"$AM$378/$AM491","v":{"$error":"#DIV/0!"}},{"$f":"$AN$378/$AN491","v":{"$error":"#DIV/0!"}},{"$f":"$AO$378/$AO491","v":{"$error":"#DIV/0!"}},{"$f":"$AP$378/$AP491","v":{"$error":"#DIV/0!"}},{"$f":"$AQ$378/$AQ491","v":{"$error":"#DIV/0!"}},{"$f":"$AR$378/$AR491","v":{"$error":"#DIV/0!"}},{"$f":"$AS$378/$AS491","v":{"$error":"#DIV/0!"}},"暖房時エネルギー消費量比","εw"]
[null,null,"暖房能力",{"$f":"($T$47-0.65*$T$47)/14*(D$364-7)+$T$47","v":0},0,0,0,0,0,0,0,0,0,0,0,0,0,0,0,0,0,0,0,0,0,0,0,0,0,0,0,0,0,0,0,0,0,0,0,0,0,0,0,0,0,"暖房能力","Φw"]
[null,null,"着霜域暖房能力",{"$f":"D486/1.12","v":0},{"$f":"E486/1.12","v":0},{"$f":"F486/1.12","v":0},{"$f":"G486/1.12","v":0},{"$f":"H486/1.12","v":0},{"$f":"I486/1.12","v":0},{"$f":"J486/1.12","v":0},{"$f":"K486/1.12","v":0},{"$f":"L486/1.12","v":0},{"$f":"M486/1.12","v":0},{"$f":"N486/1.12","v":0},null,null,null,null,null,null,null,null,null,null,null,null,null,null,null,null,null,null,null,null,null,null,null,null,null,null,null,null,null,null,null,"着霜域暖房能力","Φwf"]
[null,null,"暖房ガス消費量",{"$f":"($T$48-0.93*$T$48)/14*(D$364-7)+$T$48","v":0},0,0,0,0,0,0,0,0,0,0,0,0,0,0,0,0,0,0,0,0,0,0,0,0,0,0,0,0,0,0,0,0,0,0,0,0,0,0,0,0,0,"暖房ガス消費量","Pw"]
[null,null,"着霜域暖房ガス消費量",{"$f":"D488/1.06","v":0},0,0,0,0,0,0,0,0,0,0,null,null,null,null,null,null,null,null,null,null,null,null,null,null,null,null,null,null,null,null,null,null,null,null,null,null,null,null,null,null,null,"着霜域暖房ガス消費量","Pwf"]
[null,null,"暖房COP",{"$f":"D487/(D489+$T$49*$I$46*D$378)","v":{"$error":"#DIV/0!"}},{"$f":"E487/(E489+$T$49*$I$46*E$378)","v":{"$error":"#DIV/0!"}},{"$error":"#DIV/0!"},{"$error":"#DIV/0!"},{"$error":"#DIV/0!"},{"$error":"#DIV/0!"},{"$error":"#DIV/0!"},{"$error":"#DIV/0!"},{"$error":"#DIV/0!"},{"$error":"#DIV/0!"},{"$f":"N487/(N489+$T$49*$I$46*N$378)","v":{"$error":"#DIV/0!"}},{"$f":"O486/(O488+$T$49*$I$46*O$378)","v":{"$error":"#DIV/0!"}},{"$f":"P486/(P488+$T$49*$I$46*P$378)","v":{"$error":"#DIV/0!"}},{"$error":"#DIV/0!"},{"$error":"#DIV/0!"},{"$error":"#DIV/0!"},{"$error":"#DIV/0!"},{"$error":"#DIV/0!"},{"$error":"#DIV/0!"},{"$error":"#DIV/0!"},{"$error":"#DIV/0!"},{"$error":"#DIV/0!"},{"$error":"#DIV/0!"},{"$error":"#DIV/0!"},{"$error":"#DIV/0!"},{"$error":"#DIV/0!"},{"$error":"#DIV/0!"},{"$error":"#DIV/0!"},{"$error":"#DIV/0!"},{"$error":"#DIV/0!"},{"$error":"#DIV/0!"},{"$error":"#DIV/0!"},{"$error":"#DIV/0!"},{"$error":"#DIV/0!"},{"$error":"#DIV/0!"},{"$error":"#DIV/0!"},{"$error":"#DIV/0!"},{"$error":"#DIV/0!"},{"$error":"#DIV/0!"},{"$error":"#DIV/0!"},{"$error":"#DIV/0!"},{"$error":"#DIV/0!"},"暖房COP","σw"]
[null,null,"暖房COP比",{"$f":"$D490/$Q490","v":{"$error":"#DIV/0!"}},{"$f":"$E490/$Q490","v":{"$error":"#DIV/0!"}},{"$f":"$F490/$Q490","v":{"$error":"#DIV/0!"}},{"$f":"$G490/$Q490","v":{"$error":"#DIV/0!"}},{"$f":"$H490/$Q490","v":{"$error":"#DIV/0!"}},{"$f":"$I490/$Q490","v":{"$error":"#DIV/0!"}},{"$f":"$J490/$Q490","v":{"$error":"#DIV/0!"}},{"$f":"$K490/$Q490","v":{"$error":"#DIV/0!"}},{"$f":"$L490/$Q490","v":{"$error":"#DIV/0!"}},{"$f":"$M490/$Q490","v":{"$error":"#DIV/0!"}},{"$f":"$N490/$Q490","v":{"$error":"#DIV/0!"}},{"$f":"$O490/$Q490","v":{"$error":"#DIV/0!"}},{"$f":"$P490/$Q490","v":{"$error":"#DIV/0!"}},{"$f":"$Q490/$Q490","v":{"$error":"#DIV/0!"}},{"$f":"$R490/$Q490","v":{"$error":"#DIV/0!"}},{"$f":"$S490/$Q490","v":{"$error":"#DIV/0!"}},{"$f":"$T490/$Q490","v":{"$error":"#DIV/0!"}},{"$f":"$U490/$Q490","v":{"$error":"#DIV/0!"}},{"$f":"$V490/$Q490","v":{"$error":"#DIV/0!"}},{"$f":"$W490/$Q490","v":{"$error":"#DIV/0!"}},{"$f":"$X490/$Q490","v":{"$error":"#DIV/0!"}},{"$f":"$Y490/$Q490","v":{"$error":"#DIV/0!"}},{"$f":"$Z490/$Q490","v":{"$error":"#DIV/0!"}},{"$f":"$AA490/$Q490","v":{"$error":"#DIV/0!"}},{"$f":"$AB490/$Q490","v":{"$error":"#DIV/0!"}},{"$f":"$AC490/$Q490","v":{"$error":"#DIV/0!"}},{"$f":"$AD490/$Q490","v":{"$error":"#DIV/0!"}},{"$f":"$AE490/$Q490","v":{"$error":"#DIV/0!"}},{"$f":"$AF490/$Q490","v":{"$error":"#DIV/0!"}},{"$f":"$AG490/$Q490","v":{"$error":"#DIV/0!"}},{"$f":"$AH490/$Q490","v":{"$error":"#DIV/0!"}},{"$f":"$AI490/$Q490","v":{"$error":"#DIV/0!"}},{"$f":"$AJ490/$Q490","v":{"$error":"#DIV/0!"}},{"$f":"$AK490/$Q490","v":{"$error":"#DIV/0!"}},{"$f":"$AL490/$Q490","v":{"$error":"#DIV/0!"}},{"$f":"$AM490/$Q490","v":{"$error":"#DIV/0!"}},{"$f":"$AN490/$Q490","v":{"$error":"#DIV/0!"}},{"$f":"$AO490/$Q490","v":{"$error":"#DIV/0!"}},{"$f":"$AP490/$Q490","v":{"$error":"#DIV/0!"}},{"$f":"$AQ490/$Q490","v":{"$error":"#DIV/0!"}},{"$f":"$AR490/$Q490","v":{"$error":"#DIV/0!"}},{"$f":"$AS490/$Q490","v":{"$error":"#DIV/0!"}},"暖房COP比","βw"]
[null,null,"Σ",{"$f":"D$377*$D485","v":{"$error":"#DIV/0!"}},{"$f":"E$377*$E485","v":{"$error":"#DIV/0!"}},{"$f":"F$377*$F485","v":{"$error":"#DIV/0!"}},{"$f":"G$377*G$461","v":{"$error":"#DIV/0!"}},{"$f":"H$377*$H485","v":{"$error":"#DIV/0!"}},{"$f":"I$377*$I485","v":{"$error":"#DIV/0!"}},{"$f":"J$377*$J485","v":{"$error":"#DIV/0!"}},{"$f":"K$377*$K485","v":{"$error":"#DIV/0!"}},{"$f":"L$377*$L485","v":{"$error":"#DIV/0!"}},{"$f":"M$377*$M485","v":{"$error":"#DIV/0!"}},{"$f":"N$377*$N485","v":{"$error":"#DIV/0!"}},{"$f":"O$377*$O485","v":{"$error":"#DIV/0!"}},{"$f":"P$377*$P485","v":{"$error":"#DIV/0!"}},{"$f":"Q$377*$Q485","v":{"$error":"#DIV/0!"}},{"$f":"R$377*$R485","v":{"$error":"#DIV/0!"}},{"$f":"S$377*$S485","v":{"$error":"#DIV/0!"}},{"$f":"T$377*$T485","v":{"$error":"#DIV/0!"}},{"$f":"U$377*$U485","v":{"$error":"#DIV/0!"}},{"$f":"V$377*$V485","v":{"$error":"#DIV/0!"}},{"$f":"W$377*$W485","v":{"$error":"#DIV/0!"}},{"$f":"X$377*$X485","v":{"$error":"#DIV/0!"}},{"$f":"Y$377*$Y485","v":{"$error":"#DIV/0!"}},{"$f":"Z$377*$Z485","v":{"$error":"#DIV/0!"}},{"$f":"AA$377*$AA485","v":{"$error":"#DIV/0!"}},{"$f":"AB$377*$AB485","v":{"$error":"#DIV/0!"}},{"$f":"AC$377*$AC485","v":{"$error":"#DIV/0!"}},{"$f":"AD$377*$AD485","v":{"$error":"#DIV/0!"}},{"$f":"AE$377*$AE485","v":{"$error":"#DIV/0!"}},{"$f":"AF$377*$AF485","v":{"$error":"#DIV/0!"}},{"$f":"AG$377*$AG485","v":{"$error":"#DIV/0!"}},{"$f":"AH$377*$AH485","v":{"$error":"#DIV/0!"}},{"$f":"AI$377*$AI485","v":{"$error":"#DIV/0!"}},{"$f":"AJ$377*$AJ485","v":{"$error":"#DIV/0!"}},{"$f":"AK$377*$AK485","v":{"$error":"#DIV/0!"}},{"$f":"AL$377*$AL485","v":{"$error":"#DIV/0!"}},{"$f":"AM$377*$AM485","v":{"$error":"#DIV/0!"}},{"$f":"AN$377*$AN485","v":{"$error":"#DIV/0!"}},{"$f":"AO$377*$AO485","v":{"$error":"#DIV/0!"}},{"$f":"AP$377*$AP485","v":{"$error":"#DIV/0!"}},{"$f":"AQ$377*$AQ485","v":{"$error":"#DIV/0!"}},{"$f":"AR$377*$AR485","v":{"$error":"#DIV/0!"}},{"$f":"AS$377*$AS485","v":{"$error":"#DIV/0!"}},{"$f":"SUM(D492:AS492)","v":{"$error":"#DIV/0!"}},"Σ"]
[null,"後5","暖房時エネルギー消費量比",{"$f":"$D$378/$D499","v":{"$error":"#DIV/0!"}},{"$f":"$E$378/$E499","v":{"$error":"#DIV/0!"}},{"$f":"$F$378/$F499","v":{"$error":"#DIV/0!"}},{"$f":"$G$378/$G499","v":{"$error":"#DIV/0!"}},{"$f":"$H$378/$H499","v":{"$error":"#DIV/0!"}},{"$f":"$I$378/$I499","v":{"$error":"#DIV/0!"}},{"$f":"$J$378/$J499","v":{"$error":"#DIV/0!"}},{"$f":"$K$378/$K499","v":{"$error":"#DIV/0!"}},{"$f":"$L$378/$L499","v":{"$error":"#DIV/0!"}},{"$f":"$M$378/$M499","v":{"$error":"#DIV/0!"}},{"$f":"$N$378/$N499","v":{"$error":"#DIV/0!"}},{"$f":"$O$378/$O499","v":{"$error":"#DIV/0!"}},{"$f":"$P$378/$P499","v":{"$error":"#DIV/0!"}},{"$f":"$Q$378/$Q499","v":{"$error":"#DIV/0!"}},{"$f":"$R$378/$R499","v":{"$error":"#DIV/0!"}},{"$f":"$S$378/$S499","v":{"$error":"#DIV/0!"}},{"$f":"$T$378/$T499","v":{"$error":"#DIV/0!"}},{"$f":"$U$378/$U499","v":{"$error":"#DIV/0!"}},{"$f":"$V$378/$V499","v":{"$error":"#DIV/0!"}},{"$f":"$W$378/$W499","v":{"$error":"#DIV/0!"}},{"$f":"$X$378/$X499","v":{"$error":"#DIV/0!"}},{"$f":"$Y$378/$Y499","v":{"$error":"#DIV/0!"}},{"$f":"$Z$378/$Z499","v":{"$error":"#DIV/0!"}},{"$f":"$AA$378/$AA499","v":{"$error":"#DIV/0!"}},{"$f":"$AB$378/$AB499","v":{"$error":"#DIV/0!"}},{"$f":"$AC$378/$AC499","v":{"$error":"#DIV/0!"}},{"$f":"$AD$378/$AD499","v":{"$error":"#DIV/0!"}},{"$f":"$AE$378/$AE499","v":{"$error":"#DIV/0!"}},{"$f":"$AF$378/$AF499","v":{"$error":"#DIV/0!"}},{"$f":"$AG$378/$AG499","v":{"$error":"#DIV/0!"}},{"$f":"$AH$378/$AH499","v":{"$error":"#DIV/0!"}},{"$f":"$AI$378/$AI499","v":{"$error":"#DIV/0!"}},{"$f":"$AJ$378/$AJ499","v":{"$error":"#DIV/0!"}},{"$f":"$AK$378/$AK499","v":{"$error":"#DIV/0!"}},{"$f":"$AL$378/$AL499","v":{"$error":"#DIV/0!"}},{"$f":"$AM$378/$AM499","v":{"$error":"#DIV/0!"}},{"$f":"$AN$378/$AN499","v":{"$error":"#DIV/0!"}},{"$f":"$AO$378/$AO499","v":{"$error":"#DIV/0!"}},{"$f":"$AP$378/$AP499","v":{"$error":"#DIV/0!"}},{"$f":"$AQ$378/$AQ499","v":{"$error":"#DIV/0!"}},{"$f":"$AR$378/$AR499","v":{"$error":"#DIV/0!"}},{"$f":"$AS$378/$AS499","v":{"$error":"#DIV/0!"}},"暖房時エネルギー消費量比","εw"]
[null,null,"暖房能力",{"$f":"($U$47-0.65*$U$47)/14*(D$364-7)+$U$47","v":0},0,0,0,0,0,0,0,0,0,0,0,0,0,0,0,0,0,0,0,0,0,0,0,0,0,0,0,0,0,0,0,0,0,0,0,0,0,0,0,0,0,"暖房能力","Φw"]
[null,null,"着霜域暖房能力",{"$f":"D494/1.12","v":0},{"$f":"E494/1.12","v":0},{"$f":"F494/1.12","v":0},{"$f":"G494/1.12","v":0},{"$f":"H494/1.12","v":0},{"$f":"I494/1.12","v":0},{"$f":"J494/1.12","v":0},{"$f":"K494/1.12","v":0},{"$f":"L494/1.12","v":0},{"$f":"M494/1.12","v":0},{"$f":"N494/1.12","v":0},null,null,null,null,null,null,null,null,null,null,null,null,null,null,null,null,null,null,null,null,null,null,null,null,null,null,null,null,null,null,null,"着霜域暖房能力","Φwf"]
[null,null,"暖房ガス消費量",{"$f":"($U$48-0.93*$U$48)/14*(D$364-7)+$U$48","v":0},0,0,0,0,0,0,0,0,0,0,0,0,0,0,0,0,0,0,0,0,0,0,0,0,0,0,0,0,0,0,0,0,0,0,0,0,0,0,0,0,0,"暖房ガス消費量","Pw"]
[null,null,"着霜域暖房ガス消費量",{"$f":"D496/1.06","v":0},0,0,0,0,0,0,0,0,0,0,null,null,null,null,null,null,null,null,null,null,null,null,null,null,null,null,null,null,null,null,null,null,null,null,null,null,null,null,null,null,null,"着霜域暖房ガス消費量","Pwf"]
[null,null,"暖房COP",{"$f":"D495/(D497+$U$49*$I$46*D$378)","v":{"$error":"#DIV/0!"}},{"$f":"E495/(E497+$U$49*$I$46*E$378)","v":{"$error":"#DIV/0!"}},{"$error":"#DIV/0!"},{"$error":"#DIV/0!"},{"$error":"#DIV/0!"},{"$error":"#DIV/0!"},{"$error":"#DIV/0!"},{"$error":"#DIV/0!"},{"$error":"#DIV/0!"},{"$error":"#DIV/0!"},{"$f":"N495/(N497+$U$49*$I$46*N$378)","v":{"$error":"#DIV/0!"}},{"$f":"O494/(O496+$U$49*$I$46*O$378)","v":{"$error":"#DIV/0!"}},{"$f":"P494/(P496+$U$49*$I$46*P$378)","v":{"$error":"#DIV/0!"}},{"$error":"#DIV/0!"},{"$error":"#DIV/0!"},{"$error":"#DIV/0!"},{"$error":"#DIV/0!"},{"$error":"#DIV/0!"},{"$error":"#DIV/0!"},{"$error":"#DIV/0!"},{"$error":"#DIV/0!"},{"$error":"#DIV/0!"},{"$error":"#DIV/0!"},{"$error":"#DIV/0!"},{"$error":"#DIV/0!"},{"$error":"#DIV/0!"},{"$error":"#DIV/0!"},{"$error":"#DIV/0!"},{"$error":"#DIV/0!"},{"$error":"#DIV/0!"},{"$error":"#DIV/0!"},{"$error":"#DIV/0!"},{"$error":"#DIV/0!"},{"$error":"#DIV/0!"},{"$error":"#DIV/0!"},{"$error":"#DIV/0!"},{"$error":"#DIV/0!"},{"$error":"#DIV/0!"},{"$error":"#DIV/0!"},{"$error":"#DIV/0!"},{"$error":"#DIV/0!"},{"$error":"#DIV/0!"},"暖房COP","σw"]
[null,null,"暖房COP比",{"$f":"$D498/$Q498","v":{"$error":"#DIV/0!"}},{"$f":"$E498/$Q498","v":{"$error":"#DIV/0!"}},{"$f":"$F498/$Q498","v":{"$error":"#DIV/0!"}},{"$f":"$G498/$Q498","v":{"$error":"#DIV/0!"}},{"$f":"$H498/$Q498","v":{"$error":"#DIV/0!"}},{"$f":"$I498/$Q498","v":{"$error":"#DIV/0!"}},{"$f":"$J498/$Q498","v":{"$error":"#DIV/0!"}},{"$f":"$K498/$Q498","v":{"$error":"#DIV/0!"}},{"$f":"$L498/$Q498","v":{"$error":"#DIV/0!"}},{"$f":"$M498/$Q498","v":{"$error":"#DIV/0!"}},{"$f":"$N498/$Q498","v":{"$error":"#DIV/0!"}},{"$f":"$O498/$Q498","v":{"$error":"#DIV/0!"}},{"$f":"$P498/$Q498","v":{"$error":"#DIV/0!"}},{"$f":"$Q498/$Q498","v":{"$error":"#DIV/0!"}},{"$f":"$R498/$Q498","v":{"$error":"#DIV/0!"}},{"$f":"$S498/$Q498","v":{"$error":"#DIV/0!"}},{"$f":"$T498/$Q498","v":{"$error":"#DIV/0!"}},{"$f":"$U498/$Q498","v":{"$error":"#DIV/0!"}},{"$f":"$V498/$Q498","v":{"$error":"#DIV/0!"}},{"$f":"$W498/$Q498","v":{"$error":"#DIV/0!"}},{"$f":"$X498/$Q498","v":{"$error":"#DIV/0!"}},{"$f":"$Y498/$Q498","v":{"$error":"#DIV/0!"}},{"$f":"$Z498/$Q498","v":{"$error":"#DIV/0!"}},{"$f":"$AA498/$Q498","v":{"$error":"#DIV/0!"}},{"$f":"$AB498/$Q498","v":{"$error":"#DIV/0!"}},{"$f":"$AC498/$Q498","v":{"$error":"#DIV/0!"}},{"$f":"$AD498/$Q498","v":{"$error":"#DIV/0!"}},{"$f":"$AE498/$Q498","v":{"$error":"#DIV/0!"}},{"$f":"$AF498/$Q498","v":{"$error":"#DIV/0!"}},{"$f":"$AG498/$Q498","v":{"$error":"#DIV/0!"}},{"$f":"$AH498/$Q498","v":{"$error":"#DIV/0!"}},{"$f":"$AI498/$Q498","v":{"$error":"#DIV/0!"}},{"$f":"$AJ498/$Q498","v":{"$error":"#DIV/0!"}},{"$f":"$AK498/$Q498","v":{"$error":"#DIV/0!"}},{"$f":"$AL498/$Q498","v":{"$error":"#DIV/0!"}},{"$f":"$AM498/$Q498","v":{"$error":"#DIV/0!"}},{"$f":"$AN498/$Q498","v":{"$error":"#DIV/0!"}},{"$f":"$AO498/$Q498","v":{"$error":"#DIV/0!"}},{"$f":"$AP498/$Q498","v":{"$error":"#DIV/0!"}},{"$f":"$AQ498/$Q498","v":{"$error":"#DIV/0!"}},{"$f":"$AR498/$Q498","v":{"$error":"#DIV/0!"}},{"$f":"$AS498/$Q498","v":{"$error":"#DIV/0!"}},"暖房COP比","βw"]
[null,null,"Σ",{"$f":"D$377*$D493","v":{"$error":"#DIV/0!"}},{"$f":"E$377*$E493","v":{"$error":"#DIV/0!"}},{"$f":"F$377*$F493","v":{"$error":"#DIV/0!"}},{"$f":"G$377*G$461","v":{"$error":"#DIV/0!"}},{"$f":"H$377*$H493","v":{"$error":"#DIV/0!"}},{"$f":"I$377*$I493","v":{"$error":"#DIV/0!"}},{"$f":"J$377*$J493","v":{"$error":"#DIV/0!"}},{"$f":"K$377*$K493","v":{"$error":"#DIV/0!"}},{"$f":"L$377*$L493","v":{"$error":"#DIV/0!"}},{"$f":"M$377*$M493","v":{"$error":"#DIV/0!"}},{"$f":"N$377*$N493","v":{"$error":"#DIV/0!"}},{"$f":"O$377*$O493","v":{"$error":"#DIV/0!"}},{"$f":"P$377*$P493","v":{"$error":"#DIV/0!"}},{"$f":"Q$377*$Q493","v":{"$error":"#DIV/0!"}},{"$f":"R$377*$R493","v":{"$error":"#DIV/0!"}},{"$f":"S$377*$S493","v":{"$error":"#DIV/0!"}},{"$f":"T$377*$T493","v":{"$error":"#DIV/0!"}},{"$f":"U$377*$U493","v":{"$error":"#DIV/0!"}},{"$f":"V$377*$V493","v":{"$error":"#DIV/0!"}},{"$f":"W$377*$W493","v":{"$error":"#DIV/0!"}},{"$f":"X$377*$X493","v":{"$error":"#DIV/0!"}},{"$f":"Y$377*$Y493","v":{"$error":"#DIV/0!"}},{"$f":"Z$377*$Z493","v":{"$error":"#DIV/0!"}},{"$f":"AA$377*$AA493","v":{"$error":"#DIV/0!"}},{"$f":"AB$377*$AB493","v":{"$error":"#DIV/0!"}},{"$f":"AC$377*$AC493","v":{"$error":"#DIV/0!"}},{"$f":"AD$377*$AD493","v":{"$error":"#DIV/0!"}},{"$f":"AE$377*$AE493","v":{"$error":"#DIV/0!"}},{"$f":"AF$377*$AF493","v":{"$error":"#DIV/0!"}},{"$f":"AG$377*$AG493","v":{"$error":"#DIV/0!"}},{"$f":"AH$377*$AH493","v":{"$error":"#DIV/0!"}},{"$f":"AI$377*$AI493","v":{"$error":"#DIV/0!"}},{"$f":"AJ$377*$AJ493","v":{"$error":"#DIV/0!"}},{"$f":"AK$377*$AK493","v":{"$error":"#DIV/0!"}},{"$f":"AL$377*$AL493","v":{"$error":"#DIV/0!"}},{"$f":"AM$377*$AM493","v":{"$error":"#DIV/0!"}},{"$f":"AN$377*$AN493","v":{"$error":"#DIV/0!"}},{"$f":"AO$377*$AO493","v":{"$error":"#DIV/0!"}},{"$f":"AP$377*$AP493","v":{"$error":"#DIV/0!"}},{"$f":"AQ$377*$AQ493","v":{"$error":"#DIV/0!"}},{"$f":"AR$377*$AR493","v":{"$error":"#DIV/0!"}},{"$f":"AS$377*$AS493","v":{"$error":"#DIV/0!"}},{"$f":"SUM(D500:AS500)","v":{"$error":"#DIV/0!"}},"Σ"]
[null,"後6","暖房時エネルギー消費量比",{"$f":"$D$378/$D507","v":{"$error":"#DIV/0!"}},{"$f":"$E$378/$E507","v":{"$error":"#DIV/0!"}},{"$f":"$F$378/$F507","v":{"$error":"#DIV/0!"}},{"$f":"$G$378/$G507","v":{"$error":"#DIV/0!"}},{"$f":"$H$378/$H507","v":{"$error":"#DIV/0!"}},{"$f":"$I$378/$I507","v":{"$error":"#DIV/0!"}},{"$f":"$J$378/$J507","v":{"$error":"#DIV/0!"}},{"$f":"$K$378/$K507","v":{"$error":"#DIV/0!"}},{"$f":"$L$378/$L507","v":{"$error":"#DIV/0!"}},{"$f":"$M$378/$M507","v":{"$error":"#DIV/0!"}},{"$f":"$N$378/$N507","v":{"$error":"#DIV/0!"}},{"$f":"$O$378/$O507","v":{"$error":"#DIV/0!"}},{"$f":"$P$378/$P507","v":{"$error":"#DIV/0!"}},{"$f":"$Q$378/$Q507","v":{"$error":"#DIV/0!"}},{"$f":"$R$378/$R507","v":{"$error":"#DIV/0!"}},{"$f":"$S$378/$S507","v":{"$error":"#DIV/0!"}},{"$f":"$T$378/$T507","v":{"$error":"#DIV/0!"}},{"$f":"$U$378/$U507","v":{"$error":"#DIV/0!"}},{"$f":"$V$378/$V507","v":{"$error":"#DIV/0!"}},{"$f":"$W$378/$W507","v":{"$error":"#DIV/0!"}},{"$f":"$X$378/$X507","v":{"$error":"#DIV/0!"}},{"$f":"$Y$378/$Y507","v":{"$error":"#DIV/0!"}},{"$f":"$Z$378/$Z507","v":{"$error":"#DIV/0!"}},{"$f":"$AA$378/$AA507","v":{"$error":"#DIV/0!"}},{"$f":"$AB$378/$AB507","v":{"$error":"#DIV/0!"}},{"$f":"$AC$378/$AC507","v":{"$error":"#DIV/0!"}},{"$f":"$AD$378/$AD507","v":{"$error":"#DIV/0!"}},{"$f":"$AE$378/$AE507","v":{"$error":"#DIV/0!"}},{"$f":"$AF$378/$AF507","v":{"$error":"#DIV/0!"}},{"$f":"$AG$378/$AG507","v":{"$error":"#DIV/0!"}},{"$f":"$AH$378/$AH507","v":{"$error":"#DIV/0!"}},{"$f":"$AI$378/$AI507","v":{"$error":"#DIV/0!"}},{"$f":"$AJ$378/$AJ507","v":{"$error":"#DIV/0!"}},{"$f":"$AK$378/$AK507","v":{"$error":"#DIV/0!"}},{"$f":"$AL$378/$AL507","v":{"$error":"#DIV/0!"}},{"$f":"$AM$378/$AM507","v":{"$error":"#DIV/0!"}},{"$f":"$AN$378/$AN507","v":{"$error":"#DIV/0!"}},{"$f":"$AO$378/$AO507","v":{"$error":"#DIV/0!"}},{"$f":"$AP$378/$AP507","v":{"$error":"#DIV/0!"}},{"$f":"$AQ$378/$AQ507","v":{"$error":"#DIV/0!"}},{"$f":"$AR$378/$AR507","v":{"$error":"#DIV/0!"}},{"$f":"$AS$378/$AS507","v":{"$error":"#DIV/0!"}},"暖房時エネルギー消費量比","εw"]
[null,null,"暖房能力",{"$f":"($V$47-0.65*$V$47)/14*(D$364-7)+$V$47","v":0},0,0,0,0,0,0,0,0,0,0,0,0,0,0,0,0,0,0,0,0,0,0,0,0,0,0,0,0,0,0,0,0,0,0,0,0,0,0,0,0,0,"暖房能力","Φw"]
[null,null,"着霜域暖房能力",{"$f":"D502/1.12","v":0},{"$f":"E502/1.12","v":0},{"$f":"F502/1.12","v":0},{"$f":"G502/1.12","v":0},{"$f":"H502/1.12","v":0},{"$f":"I502/1.12","v":0},{"$f":"J502/1.12","v":0},{"$f":"K502/1.12","v":0},{"$f":"L502/1.12","v":0},{"$f":"M502/1.12","v":0},{"$f":"N502/1.12","v":0},null,null,null,null,null,null,null,null,null,null,null,null,null,null,null,null,null,null,null,null,null,null,null,null,null,null,null,null,null,null,null,"着霜域暖房能力","Φwf"]
[null,null,"暖房ガス消費量",{"$f":"($V$48-0.93*$V$48)/14*(D$364-7)+$V$48","v":0},0,0,0,0,0,0,0,0,0,0,0,0,0,0,0,0,0,0,0,0,0,0,0,0,0,0,0,0,0,0,0,0,0,0,0,0,0,0,0,0,0,"暖房ガス消費量","Pw"]
[null,null,"着霜域暖房ガス消費量",{"$f":"D504/1.06","v":0},0,0,0,0,0,0,0,0,0,0,null,null,null,null,null,null,null,null,null,null,null,null,null,null,null,null,null,null,null,null,null,null,null,null,null,null,null,null,null,null,null,"着霜域暖房ガス消費量","Pwf"]
[null,null,"暖房COP",{"$f":"D503/(D505+$V$49*$I$46*D$378)","v":{"$error":"#DIV/0!"}},{"$f":"E503/(E505+$V$49*$I$46*E$378)","v":{"$error":"#DIV/0!"}},{"$error":"#DIV/0!"},{"$error":"#DIV/0!"},{"$error":"#DIV/0!"},{"$error":"#DIV/0!"},{"$error":"#DIV/0!"},{"$error":"#DIV/0!"},{"$error":"#DIV/0!"},{"$error":"#DIV/0!"},{"$f":"N503/(N505+$V$49*$I$46*N$378)","v":{"$error":"#DIV/0!"}},{"$f":"O502/(O504+$V$49*$I$46*O$378)","v":{"$error":"#DIV/0!"}},{"$f":"P502/(P504+$V$49*$I$46*P$378)","v":{"$error":"#DIV/0!"}},{"$error":"#DIV/0!"},{"$error":"#DIV/0!"},{"$error":"#DIV/0!"},{"$error":"#DIV/0!"},{"$error":"#DIV/0!"},{"$error":"#DIV/0!"},{"$error":"#DIV/0!"},{"$error":"#DIV/0!"},{"$error":"#DIV/0!"},{"$error":"#DIV/0!"},{"$error":"#DIV/0!"},{"$error":"#DIV/0!"},{"$error":"#DIV/0!"},{"$error":"#DIV/0!"},{"$error":"#DIV/0!"},{"$error":"#DIV/0!"},{"$error":"#DIV/0!"},{"$error":"#DIV/0!"},{"$error":"#DIV/0!"},{"$error":"#DIV/0!"},{"$error":"#DIV/0!"},{"$error":"#DIV/0!"},{"$error":"#DIV/0!"},{"$error":"#DIV/0!"},{"$error":"#DIV/0!"},{"$error":"#DIV/0!"},{"$error":"#DIV/0!"},{"$error":"#DIV/0!"},{"$error":"#DIV/0!"},"暖房COP","σw"]
[null,null,"暖房COP比",{"$f":"$D506/$Q506","v":{"$error":"#DIV/0!"}},{"$f":"$E506/$Q506","v":{"$error":"#DIV/0!"}},{"$f":"$F506/$Q506","v":{"$error":"#DIV/0!"}},{"$f":"$G506/$Q506","v":{"$error":"#DIV/0!"}},{"$f":"$H506/$Q506","v":{"$error":"#DIV/0!"}},{"$f":"$I506/$Q506","v":{"$error":"#DIV/0!"}},{"$f":"$J506/$Q506","v":{"$error":"#DIV/0!"}},{"$f":"$K506/$Q506","v":{"$error":"#DIV/0!"}},{"$f":"$L506/$Q506","v":{"$error":"#DIV/0!"}},{"$f":"$M506/$Q506","v":{"$error":"#DIV/0!"}},{"$f":"$N506/$Q506","v":{"$error":"#DIV/0!"}},{"$f":"$O506/$Q506","v":{"$error":"#DIV/0!"}},{"$f":"$P506/$Q506","v":{"$error":"#DIV/0!"}},{"$f":"$Q506/$Q506","v":{"$error":"#DIV/0!"}},{"$f":"$R506/$Q506","v":{"$error":"#DIV/0!"}},{"$f":"$S506/$Q506","v":{"$error":"#DIV/0!"}},{"$f":"$T506/$Q506","v":{"$error":"#DIV/0!"}},{"$f":"$U506/$Q506","v":{"$error":"#DIV/0!"}},{"$f":"$V506/$Q506","v":{"$error":"#DIV/0!"}},{"$f":"$W506/$Q506","v":{"$error":"#DIV/0!"}},{"$f":"$X506/$Q506","v":{"$error":"#DIV/0!"}},{"$f":"$Y506/$Q506","v":{"$error":"#DIV/0!"}},{"$f":"$Z506/$Q506","v":{"$error":"#DIV/0!"}},{"$f":"$AA506/$Q506","v":{"$error":"#DIV/0!"}},{"$f":"$AB506/$Q506","v":{"$error":"#DIV/0!"}},{"$f":"$AC506/$Q506","v":{"$error":"#DIV/0!"}},{"$f":"$AD506/$Q506","v":{"$error":"#DIV/0!"}},{"$f":"$AE506/$Q506","v":{"$error":"#DIV/0!"}},{"$f":"$AF506/$Q506","v":{"$error":"#DIV/0!"}},{"$f":"$AG506/$Q506","v":{"$error":"#DIV/0!"}},{"$f":"$AH506/$Q506","v":{"$error":"#DIV/0!"}},{"$f":"$AI506/$Q506","v":{"$error":"#DIV/0!"}},{"$f":"$AJ506/$Q506","v":{"$error":"#DIV/0!"}},{"$f":"$AK506/$Q506","v":{"$error":"#DIV/0!"}},{"$f":"$AL506/$Q506","v":{"$error":"#DIV/0!"}},{"$f":"$AM506/$Q506","v":{"$error":"#DIV/0!"}},{"$f":"$AN506/$Q506","v":{"$error":"#DIV/0!"}},{"$f":"$AO506/$Q506","v":{"$error":"#DIV/0!"}},{"$f":"$AP506/$Q506","v":{"$error":"#DIV/0!"}},{"$f":"$AQ506/$Q506","v":{"$error":"#DIV/0!"}},{"$f":"$AR506/$Q506","v":{"$error":"#DIV/0!"}},{"$f":"$AS506/$Q506","v":{"$error":"#DIV/0!"}},"暖房COP比","βw"]
[null,null,"Σ",{"$f":"D$377*$D501","v":{"$error":"#DIV/0!"}},{"$f":"E$377*$E501","v":{"$error":"#DIV/0!"}},{"$f":"F$377*$F501","v":{"$error":"#DIV/0!"}},{"$f":"G$377*G$461","v":{"$error":"#DIV/0!"}},{"$f":"H$377*$H501","v":{"$error":"#DIV/0!"}},{"$f":"I$377*$I501","v":{"$error":"#DIV/0!"}},{"$f":"J$377*$J501","v":{"$error":"#DIV/0!"}},{"$f":"K$377*$K501","v":{"$error":"#DIV/0!"}},{"$f":"L$377*$L501","v":{"$error":"#DIV/0!"}},{"$f":"M$377*$M501","v":{"$error":"#DIV/0!"}},{"$f":"N$377*$N501","v":{"$error":"#DIV/0!"}},{"$f":"O$377*$O501","v":{"$error":"#DIV/0!"}},{"$f":"P$377*$P501","v":{"$error":"#DIV/0!"}},{"$f":"Q$377*$Q501","v":{"$error":"#DIV/0!"}},{"$f":"R$377*$R501","v":{"$error":"#DIV/0!"}},{"$f":"S$377*$S501","v":{"$error":"#DIV/0!"}},{"$f":"T$377*$T501","v":{"$error":"#DIV/0!"}},{"$f":"U$377*$U501","v":{"$error":"#DIV/0!"}},{"$f":"V$377*$V501","v":{"$error":"#DIV/0!"}},{"$f":"W$377*$W501","v":{"$error":"#DIV/0!"}},{"$f":"X$377*$X501","v":{"$error":"#DIV/0!"}},{"$f":"Y$377*$Y501","v":{"$error":"#DIV/0!"}},{"$f":"Z$377*$Z501","v":{"$error":"#DIV/0!"}},{"$f":"AA$377*$AA501","v":{"$error":"#DIV/0!"}},{"$f":"AB$377*$AB501","v":{"$error":"#DIV/0!"}},{"$f":"AC$377*$AC501","v":{"$error":"#DIV/0!"}},{"$f":"AD$377*$AD501","v":{"$error":"#DIV/0!"}},{"$f":"AE$377*$AE501","v":{"$error":"#DIV/0!"}},{"$f":"AF$377*$AF501","v":{"$error":"#DIV/0!"}},{"$f":"AG$377*$AG501","v":{"$error":"#DIV/0!"}},{"$f":"AH$377*$AH501","v":{"$error":"#DIV/0!"}},{"$f":"AI$377*$AI501","v":{"$error":"#DIV/0!"}},{"$f":"AJ$377*$AJ501","v":{"$error":"#DIV/0!"}},{"$f":"AK$377*$AK501","v":{"$error":"#DIV/0!"}},{"$f":"AL$377*$AL501","v":{"$error":"#DIV/0!"}},{"$f":"AM$377*$AM501","v":{"$error":"#DIV/0!"}},{"$f":"AN$377*$AN501","v":{"$error":"#DIV/0!"}},{"$f":"AO$377*$AO501","v":{"$error":"#DIV/0!"}},{"$f":"AP$377*$AP501","v":{"$error":"#DIV/0!"}},{"$f":"AQ$377*$AQ501","v":{"$error":"#DIV/0!"}},{"$f":"AR$377*$AR501","v":{"$error":"#DIV/0!"}},{"$f":"AS$377*$AS501","v":{"$error":"#DIV/0!"}},{"$f":"SUM(D508:AS508)","v":{"$error":"#DIV/0!"}},"Σ"]
[null,"後7","暖房時エネルギー消費量比",{"$f":"$D$378/$D515","v":{"$error":"#DIV/0!"}},{"$f":"$E$378/$E515","v":{"$error":"#DIV/0!"}},{"$f":"$F$378/$F515","v":{"$error":"#DIV/0!"}},{"$f":"$G$378/$G515","v":{"$error":"#DIV/0!"}},{"$f":"$H$378/$H515","v":{"$error":"#DIV/0!"}},{"$f":"$I$378/$I515","v":{"$error":"#DIV/0!"}},{"$f":"$J$378/$J515","v":{"$error":"#DIV/0!"}},{"$f":"$K$378/$K515","v":{"$error":"#DIV/0!"}},{"$f":"$L$378/$L515","v":{"$error":"#DIV/0!"}},{"$f":"$M$378/$M515","v":{"$error":"#DIV/0!"}},{"$f":"$N$378/$N515","v":{"$error":"#DIV/0!"}},{"$f":"$O$378/$O515","v":{"$error":"#DIV/0!"}},{"$f":"$P$378/$P515","v":{"$error":"#DIV/0!"}},{"$f":"$Q$378/$Q515","v":{"$error":"#DIV/0!"}},{"$f":"$R$378/$R515","v":{"$error":"#DIV/0!"}},{"$f":"$S$378/$S515","v":{"$error":"#DIV/0!"}},{"$f":"$T$378/$T515","v":{"$error":"#DIV/0!"}},{"$f":"$U$378/$U515","v":{"$error":"#DIV/0!"}},{"$f":"$V$378/$V515","v":{"$error":"#DIV/0!"}},{"$f":"$W$378/$W515","v":{"$error":"#DIV/0!"}},{"$f":"$X$378/$X515","v":{"$error":"#DIV/0!"}},{"$f":"$Y$378/$Y515","v":{"$error":"#DIV/0!"}},{"$f":"$Z$378/$Z515","v":{"$error":"#DIV/0!"}},{"$f":"$AA$378/$AA515","v":{"$error":"#DIV/0!"}},{"$f":"$AB$378/$AB515","v":{"$error":"#DIV/0!"}},{"$f":"$AC$378/$AC515","v":{"$error":"#DIV/0!"}},{"$f":"$AD$378/$AD515","v":{"$error":"#DIV/0!"}},{"$f":"$AE$378/$AE515","v":{"$error":"#DIV/0!"}},{"$f":"$AF$378/$AF515","v":{"$error":"#DIV/0!"}},{"$f":"$AG$378/$AG515","v":{"$error":"#DIV/0!"}},{"$f":"$AH$378/$AH515","v":{"$error":"#DIV/0!"}},{"$f":"$AI$378/$AI515","v":{"$error":"#DIV/0!"}},{"$f":"$AJ$378/$AJ515","v":{"$error":"#DIV/0!"}},{"$f":"$AK$378/$AK515","v":{"$error":"#DIV/0!"}},{"$f":"$AL$378/$AL515","v":{"$error":"#DIV/0!"}},{"$f":"$AM$378/$AM515","v":{"$error":"#DIV/0!"}},{"$f":"$AN$378/$AN515","v":{"$error":"#DIV/0!"}},{"$f":"$AO$378/$AO515","v":{"$error":"#DIV/0!"}},{"$f":"$AP$378/$AP515","v":{"$error":"#DIV/0!"}},{"$f":"$AQ$378/$AQ515","v":{"$error":"#DIV/0!"}},{"$f":"$AR$378/$AR515","v":{"$error":"#DIV/0!"}},{"$f":"$AS$378/$AS515","v":{"$error":"#DIV/0!"}},"暖房時エネルギー消費量比","εw"]
[null,null,"暖房能力",{"$f":"($W$47-0.65*$W$47)/14*(D$364-7)+$W$47","v":0},0,0,0,0,0,0,0,0,0,0,0,0,0,0,0,0,0,0,0,0,0,0,0,0,0,0,0,0,0,0,0,0,0,0,0,0,0,0,0,0,0,"暖房能力","Φw"]
[null,null,"着霜域暖房能力",{"$f":"D510/1.12","v":0},{"$f":"E510/1.12","v":0},{"$f":"F510/1.12","v":0},{"$f":"G510/1.12","v":0},{"$f":"H510/1.12","v":0},{"$f":"I510/1.12","v":0},{"$f":"J510/1.12","v":0},{"$f":"K510/1.12","v":0},{"$f":"L510/1.12","v":0},{"$f":"M510/1.12","v":0},{"$f":"N510/1.12","v":0},null,null,null,null,null,null,null,null,null,null,null,null,null,null,null,null,null,null,null,null,null,null,null,null,null,null,null,null,null,null,null,"着霜域暖房能力","Φwf"]
[null,null,"暖房ガス消費量",{"$f":"($W$48-0.93*$W$48)/14*(D$364-7)+$W$48","v":0},0,0,0,0,0,0,0,0,0,0,0,0,0,0,0,0,0,0,0,0,0,0,0,0,0,0,0,0,0,0,0,0,0,0,0,0,0,0,0,0,0,"暖房ガス消費量","Pw"]
[null,null,"着霜域暖房ガス消費量",{"$f":"D512/1.06","v":0},0,0,0,0,0,0,0,0,0,0,null,null,null,null,null,null,null,null,null,null,null,null,null,null,null,null,null,null,null,null,null,null,null,null,null,null,null,null,null,null,null,"着霜域暖房ガス消費量","Pwf"]
[null,null,"暖房COP",{"$f":"D511/(D513+$W$49*$I$46*D$378)","v":{"$error":"#DIV/0!"}},{"$f":"E511/(E513+$W$49*$I$46*E$378)","v":{"$error":"#DIV/0!"}},{"$error":"#DIV/0!"},{"$error":"#DIV/0!"},{"$error":"#DIV/0!"},{"$error":"#DIV/0!"},{"$error":"#DIV/0!"},{"$error":"#DIV/0!"},{"$error":"#DIV/0!"},{"$error":"#DIV/0!"},{"$f":"N511/(N513+$W$49*$I$46*N$378)","v":{"$error":"#DIV/0!"}},{"$f":"O510/(O512+$W$49*$I$46*O$378)","v":{"$error":"#DIV/0!"}},{"$f":"P510/(P512+$W$49*$I$46*P$378)","v":{"$error":"#DIV/0!"}},{"$error":"#DIV/0!"},{"$error":"#DIV/0!"},{"$error":"#DIV/0!"},{"$error":"#DIV/0!"},{"$error":"#DIV/0!"},{"$error":"#DIV/0!"},{"$error":"#DIV/0!"},{"$error":"#DIV/0!"},{"$error":"#DIV/0!"},{"$error":"#DIV/0!"},{"$error":"#DIV/0!"},{"$error":"#DIV/0!"},{"$error":"#DIV/0!"},{"$error":"#DIV/0!"},{"$error":"#DIV/0!"},{"$error":"#DIV/0!"},{"$error":"#DIV/0!"},{"$error":"#DIV/0!"},{"$error":"#DIV/0!"},{"$error":"#DIV/0!"},{"$error":"#DIV/0!"},{"$error":"#DIV/0!"},{"$error":"#DIV/0!"},{"$error":"#DIV/0!"},{"$error":"#DIV/0!"},{"$error":"#DIV/0!"},{"$error":"#DIV/0!"},{"$error":"#DIV/0!"},{"$error":"#DIV/0!"},"暖房COP","σw"]
[null,null,"暖房COP比",{"$f":"$D514/$Q514","v":{"$error":"#DIV/0!"}},{"$f":"$E514/$Q514","v":{"$error":"#DIV/0!"}},{"$f":"$F514/$Q514","v":{"$error":"#DIV/0!"}},{"$f":"$G514/$Q514","v":{"$error":"#DIV/0!"}},{"$f":"$H514/$Q514","v":{"$error":"#DIV/0!"}},{"$f":"$I514/$Q514","v":{"$error":"#DIV/0!"}},{"$f":"$J514/$Q514","v":{"$error":"#DIV/0!"}},{"$f":"$K514/$Q514","v":{"$error":"#DIV/0!"}},{"$f":"$L514/$Q514","v":{"$error":"#DIV/0!"}},{"$f":"$M514/$Q514","v":{"$error":"#DIV/0!"}},{"$f":"$N514/$Q514","v":{"$error":"#DIV/0!"}},{"$f":"$O514/$Q514","v":{"$error":"#DIV/0!"}},{"$f":"$P514/$Q514","v":{"$error":"#DIV/0!"}},{"$f":"$Q514/$Q514","v":{"$error":"#DIV/0!"}},{"$f":"$R514/$Q514","v":{"$error":"#DIV/0!"}},{"$f":"$S514/$Q514","v":{"$error":"#DIV/0!"}},{"$f":"$T514/$Q514","v":{"$error":"#DIV/0!"}},{"$f":"$U514/$Q514","v":{"$error":"#DIV/0!"}},{"$f":"$V514/$Q514","v":{"$error":"#DIV/0!"}},{"$f":"$W514/$Q514","v":{"$error":"#DIV/0!"}},{"$f":"$X514/$Q514","v":{"$error":"#DIV/0!"}},{"$f":"$Y514/$Q514","v":{"$error":"#DIV/0!"}},{"$f":"$Z514/$Q514","v":{"$error":"#DIV/0!"}},{"$f":"$AA514/$Q514","v":{"$error":"#DIV/0!"}},{"$f":"$AB514/$Q514","v":{"$error":"#DIV/0!"}},{"$f":"$AC514/$Q514","v":{"$error":"#DIV/0!"}},{"$f":"$AD514/$Q514","v":{"$error":"#DIV/0!"}},{"$f":"$AE514/$Q514","v":{"$error":"#DIV/0!"}},{"$f":"$AF514/$Q514","v":{"$error":"#DIV/0!"}},{"$f":"$AG514/$Q514","v":{"$error":"#DIV/0!"}},{"$f":"$AH514/$Q514","v":{"$error":"#DIV/0!"}},{"$f":"$AI514/$Q514","v":{"$error":"#DIV/0!"}},{"$f":"$AJ514/$Q514","v":{"$error":"#DIV/0!"}},{"$f":"$AK514/$Q514","v":{"$error":"#DIV/0!"}},{"$f":"$AL514/$Q514","v":{"$error":"#DIV/0!"}},{"$f":"$AM514/$Q514","v":{"$error":"#DIV/0!"}},{"$f":"$AN514/$Q514","v":{"$error":"#DIV/0!"}},{"$f":"$AO514/$Q514","v":{"$error":"#DIV/0!"}},{"$f":"$AP514/$Q514","v":{"$error":"#DIV/0!"}},{"$f":"$AQ514/$Q514","v":{"$error":"#DIV/0!"}},{"$f":"$AR514/$Q514","v":{"$error":"#DIV/0!"}},{"$f":"$AS514/$Q514","v":{"$error":"#DIV/0!"}},"暖房COP比","βw"]
[null,null,"Σ",{"$f":"D$377*$D509","v":{"$error":"#DIV/0!"}},{"$f":"E$377*$E509","v":{"$error":"#DIV/0!"}},{"$f":"F$377*$F509","v":{"$error":"#DIV/0!"}},{"$f":"G$377*G$461","v":{"$error":"#DIV/0!"}},{"$f":"H$377*$H509","v":{"$error":"#DIV/0!"}},{"$f":"I$377*$I509","v":{"$error":"#DIV/0!"}},{"$f":"J$377*$J509","v":{"$error":"#DIV/0!"}},{"$f":"K$377*$K509","v":{"$error":"#DIV/0!"}},{"$f":"L$377*$L509","v":{"$error":"#DIV/0!"}},{"$f":"M$377*$M509","v":{"$error":"#DIV/0!"}},{"$f":"N$377*$N509","v":{"$error":"#DIV/0!"}},{"$f":"O$377*$O509","v":{"$error":"#DIV/0!"}},{"$f":"P$377*$P509","v":{"$error":"#DIV/0!"}},{"$f":"Q$377*$Q509","v":{"$error":"#DIV/0!"}},{"$f":"R$377*$R509","v":{"$error":"#DIV/0!"}},{"$f":"S$377*$S509","v":{"$error":"#DIV/0!"}},{"$f":"T$377*$T509","v":{"$error":"#DIV/0!"}},{"$f":"U$377*$U509","v":{"$error":"#DIV/0!"}},{"$f":"V$377*$V509","v":{"$error":"#DIV/0!"}},{"$f":"W$377*$W509","v":{"$error":"#DIV/0!"}},{"$f":"X$377*$X509","v":{"$error":"#DIV/0!"}},{"$f":"Y$377*$Y509","v":{"$error":"#DIV/0!"}},{"$f":"Z$377*$Z509","v":{"$error":"#DIV/0!"}},{"$f":"AA$377*$AA509","v":{"$error":"#DIV/0!"}},{"$f":"AB$377*$AB509","v":{"$error":"#DIV/0!"}},{"$f":"AC$377*$AC509","v":{"$error":"#DIV/0!"}},{"$f":"AD$377*$AD509","v":{"$error":"#DIV/0!"}},{"$f":"AE$377*$AE509","v":{"$error":"#DIV/0!"}},{"$f":"AF$377*$AF509","v":{"$error":"#DIV/0!"}},{"$f":"AG$377*$AG509","v":{"$error":"#DIV/0!"}},{"$f":"AH$377*$AH509","v":{"$error":"#DIV/0!"}},{"$f":"AI$377*$AI509","v":{"$error":"#DIV/0!"}},{"$f":"AJ$377*$AJ509","v":{"$error":"#DIV/0!"}},{"$f":"AK$377*$AK509","v":{"$error":"#DIV/0!"}},{"$f":"AL$377*$AL509","v":{"$error":"#DIV/0!"}},{"$f":"AM$377*$AM509","v":{"$error":"#DIV/0!"}},{"$f":"AN$377*$AN509","v":{"$error":"#DIV/0!"}},{"$f":"AO$377*$AO509","v":{"$error":"#DIV/0!"}},{"$f":"AP$377*$AP509","v":{"$error":"#DIV/0!"}},{"$f":"AQ$377*$AQ509","v":{"$error":"#DIV/0!"}},{"$f":"AR$377*$AR509","v":{"$error":"#DIV/0!"}},{"$f":"AS$377*$AS509","v":{"$error":"#DIV/0!"}},{"$f":"SUM(D516:AS516)","v":{"$error":"#DIV/0!"}},"Σ"]
[null,"後8","暖房時エネルギー消費量比",{"$f":"$D$378/$D523","v":{"$error":"#DIV/0!"}},{"$f":"$E$378/$E523","v":{"$error":"#DIV/0!"}},{"$f":"$F$378/$F523","v":{"$error":"#DIV/0!"}},{"$f":"$G$378/$G523","v":{"$error":"#DIV/0!"}},{"$f":"$H$378/$H523","v":{"$error":"#DIV/0!"}},{"$f":"$I$378/$I523","v":{"$error":"#DIV/0!"}},{"$f":"$J$378/$J523","v":{"$error":"#DIV/0!"}},{"$f":"$K$378/$K523","v":{"$error":"#DIV/0!"}},{"$f":"$L$378/$L523","v":{"$error":"#DIV/0!"}},{"$f":"$M$378/$M523","v":{"$error":"#DIV/0!"}},{"$f":"$N$378/$N523","v":{"$error":"#DIV/0!"}},{"$f":"$O$378/$O523","v":{"$error":"#DIV/0!"}},{"$f":"$P$378/$P523","v":{"$error":"#DIV/0!"}},{"$f":"$Q$378/$Q523","v":{"$error":"#DIV/0!"}},{"$f":"$R$378/$R523","v":{"$error":"#DIV/0!"}},{"$f":"$S$378/$S523","v":{"$error":"#DIV/0!"}},{"$f":"$T$378/$T523","v":{"$error":"#DIV/0!"}},{"$f":"$U$378/$U523","v":{"$error":"#DIV/0!"}},{"$f":"$V$378/$V523","v":{"$error":"#DIV/0!"}},{"$f":"$W$378/$W523","v":{"$error":"#DIV/0!"}},{"$f":"$X$378/$X523","v":{"$error":"#DIV/0!"}},{"$f":"$Y$378/$Y523","v":{"$error":"#DIV/0!"}},{"$f":"$Z$378/$Z523","v":{"$error":"#DIV/0!"}},{"$f":"$AA$378/$AA523","v":{"$error":"#DIV/0!"}},{"$f":"$AB$378/$AB523","v":{"$error":"#DIV/0!"}},{"$f":"$AC$378/$AC523","v":{"$error":"#DIV/0!"}},{"$f":"$AD$378/$AD523","v":{"$error":"#DIV/0!"}},{"$f":"$AE$378/$AE523","v":{"$error":"#DIV/0!"}},{"$f":"$AF$378/$AF523","v":{"$error":"#DIV/0!"}},{"$f":"$AG$378/$AG523","v":{"$error":"#DIV/0!"}},{"$f":"$AH$378/$AH523","v":{"$error":"#DIV/0!"}},{"$f":"$AI$378/$AI523","v":{"$error":"#DIV/0!"}},{"$f":"$AJ$378/$AJ523","v":{"$error":"#DIV/0!"}},{"$f":"$AK$378/$AK523","v":{"$error":"#DIV/0!"}},{"$f":"$AL$378/$AL523","v":{"$error":"#DIV/0!"}},{"$f":"$AM$378/$AM523","v":{"$error":"#DIV/0!"}},{"$f":"$AN$378/$AN523","v":{"$error":"#DIV/0!"}},{"$f":"$AO$378/$AO523","v":{"$error":"#DIV/0!"}},{"$f":"$AP$378/$AP523","v":{"$error":"#DIV/0!"}},{"$f":"$AQ$378/$AQ523","v":{"$error":"#DIV/0!"}},{"$f":"$AR$378/$AR523","v":{"$error":"#DIV/0!"}},{"$f":"$AS$378/$AS523","v":{"$error":"#DIV/0!"}},"暖房時エネルギー消費量比","εw"]
[null,null,"暖房能力",{"$f":"($X$47-0.65*$X$47)/14*(D$364-7)+$X$47","v":0},0,0,0,0,0,0,0,0,0,0,0,0,0,0,0,0,0,0,0,0,0,0,0,0,0,0,0,0,0,0,0,0,0,0,0,0,0,0,0,0,0,"暖房能力","Φw"]
[null,null,"着霜域暖房能力",{"$f":"D518/1.12","v":0},{"$f":"E518/1.12","v":0},{"$f":"F518/1.12","v":0},{"$f":"G518/1.12","v":0},{"$f":"H518/1.12","v":0},{"$f":"I518/1.12","v":0},{"$f":"J518/1.12","v":0},{"$f":"K518/1.12","v":0},{"$f":"L518/1.12","v":0},{"$f":"M518/1.12","v":0},{"$f":"N518/1.12","v":0},null,null,null,null,null,null,null,null,null,null,null,null,null,null,null,null,null,null,null,null,null,null,null,null,null,null,null,null,null,null,null,"着霜域暖房能力","Φwf"]
[null,null,"暖房ガス消費量",{"$f":"($X$48-0.93*$X$48)/14*(D$364-7)+$X$48","v":0},0,0,0,0,0,0,0,0,0,0,0,0,0,0,0,0,0,0,0,0,0,0,0,0,0,0,0,0,0,0,0,0,0,0,0,0,0,0,0,0,0,"暖房ガス消費量","Pw"]
[null,null,"着霜域暖房ガス消費量",{"$f":"D520/1.06","v":0},0,0,0,0,0,0,0,0,0,0,null,null,null,null,null,null,null,null,null,null,null,null,null,null,null,null,null,null,null,null,null,null,null,null,null,null,null,null,null,null,null,"着霜域暖房ガス消費量","Pwf"]
[null,null,"暖房COP",{"$f":"D519/(D521+$X$49*$I$46*D$378)","v":{"$error":"#DIV/0!"}},{"$f":"E519/(E521+$X$49*$I$46*E$378)","v":{"$error":"#DIV/0!"}},{"$error":"#DIV/0!"},{"$error":"#DIV/0!"},{"$error":"#DIV/0!"},{"$error":"#DIV/0!"},{"$error":"#DIV/0!"},{"$error":"#DIV/0!"},{"$error":"#DIV/0!"},{"$error":"#DIV/0!"},{"$f":"N519/(N521+$X$49*$I$46*N$378)","v":{"$error":"#DIV/0!"}},{"$f":"O518/(O520+$X$49*$I$46*O$378)","v":{"$error":"#DIV/0!"}},{"$f":"P518/(P520+$X$49*$I$46*P$378)","v":{"$error":"#DIV/0!"}},{"$error":"#DIV/0!"},{"$error":"#DIV/0!"},{"$error":"#DIV/0!"},{"$error":"#DIV/0!"},{"$error":"#DIV/0!"},{"$error":"#DIV/0!"},{"$error":"#DIV/0!"},{"$error":"#DIV/0!"},{"$error":"#DIV/0!"},{"$error":"#DIV/0!"},{"$error":"#DIV/0!"},{"$error":"#DIV/0!"},{"$error":"#DIV/0!"},{"$error":"#DIV/0!"},{"$error":"#DIV/0!"},{"$error":"#DIV/0!"},{"$error":"#DIV/0!"},{"$error":"#DIV/0!"},{"$error":"#DIV/0!"},{"$error":"#DIV/0!"},{"$error":"#DIV/0!"},{"$error":"#DIV/0!"},{"$error":"#DIV/0!"},{"$error":"#DIV/0!"},{"$error":"#DIV/0!"},{"$error":"#DIV/0!"},{"$error":"#DIV/0!"},{"$error":"#DIV/0!"},{"$error":"#DIV/0!"},"暖房COP","σw"]
[null,null,"暖房COP比",{"$f":"$D522/$Q522","v":{"$error":"#DIV/0!"}},{"$f":"$E522/$Q522","v":{"$error":"#DIV/0!"}},{"$f":"$F522/$Q522","v":{"$error":"#DIV/0!"}},{"$f":"$G522/$Q522","v":{"$error":"#DIV/0!"}},{"$f":"$H522/$Q522","v":{"$error":"#DIV/0!"}},{"$f":"$I522/$Q522","v":{"$error":"#DIV/0!"}},{"$f":"$J522/$Q522","v":{"$error":"#DIV/0!"}},{"$f":"$K522/$Q522","v":{"$error":"#DIV/0!"}},{"$f":"$L522/$Q522","v":{"$error":"#DIV/0!"}},{"$f":"$M522/$Q522","v":{"$error":"#DIV/0!"}},{"$f":"$N522/$Q522","v":{"$error":"#DIV/0!"}},{"$f":"$O522/$Q522","v":{"$error":"#DIV/0!"}},{"$f":"$P522/$Q522","v":{"$error":"#DIV/0!"}},{"$f":"$Q522/$Q522","v":{"$error":"#DIV/0!"}},{"$f":"$R522/$Q522","v":{"$error":"#DIV/0!"}},{"$f":"$S522/$Q522","v":{"$error":"#DIV/0!"}},{"$f":"$T522/$Q522","v":{"$error":"#DIV/0!"}},{"$f":"$U522/$Q522","v":{"$error":"#DIV/0!"}},{"$f":"$V522/$Q522","v":{"$error":"#DIV/0!"}},{"$f":"$W522/$Q522","v":{"$error":"#DIV/0!"}},{"$f":"$X522/$Q522","v":{"$error":"#DIV/0!"}},{"$f":"$Y522/$Q522","v":{"$error":"#DIV/0!"}},{"$f":"$Z522/$Q522","v":{"$error":"#DIV/0!"}},{"$f":"$AA522/$Q522","v":{"$error":"#DIV/0!"}},{"$f":"$AB522/$Q522","v":{"$error":"#DIV/0!"}},{"$f":"$AC522/$Q522","v":{"$error":"#DIV/0!"}},{"$f":"$AD522/$Q522","v":{"$error":"#DIV/0!"}},{"$f":"$AE522/$Q522","v":{"$error":"#DIV/0!"}},{"$f":"$AF522/$Q522","v":{"$error":"#DIV/0!"}},{"$f":"$AG522/$Q522","v":{"$error":"#DIV/0!"}},{"$f":"$AH522/$Q522","v":{"$error":"#DIV/0!"}},{"$f":"$AI522/$Q522","v":{"$error":"#DIV/0!"}},{"$f":"$AJ522/$Q522","v":{"$error":"#DIV/0!"}},{"$f":"$AK522/$Q522","v":{"$error":"#DIV/0!"}},{"$f":"$AL522/$Q522","v":{"$error":"#DIV/0!"}},{"$f":"$AM522/$Q522","v":{"$error":"#DIV/0!"}},{"$f":"$AN522/$Q522","v":{"$error":"#DIV/0!"}},{"$f":"$AO522/$Q522","v":{"$error":"#DIV/0!"}},{"$f":"$AP522/$Q522","v":{"$error":"#DIV/0!"}},{"$f":"$AQ522/$Q522","v":{"$error":"#DIV/0!"}},{"$f":"$AR522/$Q522","v":{"$error":"#DIV/0!"}},{"$f":"$AS522/$Q522","v":{"$error":"#DIV/0!"}},"暖房COP比","βw"]
[null,null,"Σ",{"$f":"D$377*$D517","v":{"$error":"#DIV/0!"}},{"$f":"E$377*$E517","v":{"$error":"#DIV/0!"}},{"$f":"F$377*$F517","v":{"$error":"#DIV/0!"}},{"$f":"G$377*G$461","v":{"$error":"#DIV/0!"}},{"$f":"H$377*$H517","v":{"$error":"#DIV/0!"}},{"$f":"I$377*$I517","v":{"$error":"#DIV/0!"}},{"$f":"J$377*$J517","v":{"$error":"#DIV/0!"}},{"$f":"K$377*$K517","v":{"$error":"#DIV/0!"}},{"$f":"L$377*$L517","v":{"$error":"#DIV/0!"}},{"$f":"M$377*$M517","v":{"$error":"#DIV/0!"}},{"$f":"N$377*$N517","v":{"$error":"#DIV/0!"}},{"$f":"O$377*$O517","v":{"$error":"#DIV/0!"}},{"$f":"P$377*$P517","v":{"$error":"#DIV/0!"}},{"$f":"Q$377*$Q517","v":{"$error":"#DIV/0!"}},{"$f":"R$377*$R517","v":{"$error":"#DIV/0!"}},{"$f":"S$377*$S517","v":{"$error":"#DIV/0!"}},{"$f":"T$377*$T517","v":{"$error":"#DIV/0!"}},{"$f":"U$377*$U517","v":{"$error":"#DIV/0!"}},{"$f":"V$377*$V517","v":{"$error":"#DIV/0!"}},{"$f":"W$377*$W517","v":{"$error":"#DIV/0!"}},{"$f":"X$377*$X517","v":{"$error":"#DIV/0!"}},{"$f":"Y$377*$Y517","v":{"$error":"#DIV/0!"}},{"$f":"Z$377*$Z517","v":{"$error":"#DIV/0!"}},{"$f":"AA$377*$AA517","v":{"$error":"#DIV/0!"}},{"$f":"AB$377*$AB517","v":{"$error":"#DIV/0!"}},{"$f":"AC$377*$AC517","v":{"$error":"#DIV/0!"}},{"$f":"AD$377*$AD517","v":{"$error":"#DIV/0!"}},{"$f":"AE$377*$AE517","v":{"$error":"#DIV/0!"}},{"$f":"AF$377*$AF517","v":{"$error":"#DIV/0!"}},{"$f":"AG$377*$AG517","v":{"$error":"#DIV/0!"}},{"$f":"AH$377*$AH517","v":{"$error":"#DIV/0!"}},{"$f":"AI$377*$AI517","v":{"$error":"#DIV/0!"}},{"$f":"AJ$377*$AJ517","v":{"$error":"#DIV/0!"}},{"$f":"AK$377*$AK517","v":{"$error":"#DIV/0!"}},{"$f":"AL$377*$AL517","v":{"$error":"#DIV/0!"}},{"$f":"AM$377*$AM517","v":{"$error":"#DIV/0!"}},{"$f":"AN$377*$AN517","v":{"$error":"#DIV/0!"}},{"$f":"AO$377*$AO517","v":{"$error":"#DIV/0!"}},{"$f":"AP$377*$AP517","v":{"$error":"#DIV/0!"}},{"$f":"AQ$377*$AQ517","v":{"$error":"#DIV/0!"}},{"$f":"AR$377*$AR517","v":{"$error":"#DIV/0!"}},{"$f":"AS$377*$AS517","v":{"$error":"#DIV/0!"}},{"$f":"SUM(D524:AS524)","v":{"$error":"#DIV/0!"}},"Σ"]
[null,"後9","暖房時エネルギー消費量比",{"$f":"$D$378/$D531","v":{"$error":"#DIV/0!"}},{"$f":"$E$378/$E531","v":{"$error":"#DIV/0!"}},{"$f":"$F$378/$F531","v":{"$error":"#DIV/0!"}},{"$f":"$G$378/$G531","v":{"$error":"#DIV/0!"}},{"$f":"$H$378/$H531","v":{"$error":"#DIV/0!"}},{"$f":"$I$378/$I531","v":{"$error":"#DIV/0!"}},{"$f":"$J$378/$J531","v":{"$error":"#DIV/0!"}},{"$f":"$K$378/$K531","v":{"$error":"#DIV/0!"}},{"$f":"$L$378/$L531","v":{"$error":"#DIV/0!"}},{"$f":"$M$378/$M531","v":{"$error":"#DIV/0!"}},{"$f":"$N$378/$N531","v":{"$error":"#DIV/0!"}},{"$f":"$O$378/$O531","v":{"$error":"#DIV/0!"}},{"$f":"$P$378/$P531","v":{"$error":"#DIV/0!"}},{"$f":"$Q$378/$Q531","v":{"$error":"#DIV/0!"}},{"$f":"$R$378/$R531","v":{"$error":"#DIV/0!"}},{"$f":"$S$378/$S531","v":{"$error":"#DIV/0!"}},{"$f":"$T$378/$T531","v":{"$error":"#DIV/0!"}},{"$f":"$U$378/$U531","v":{"$error":"#DIV/0!"}},{"$f":"$V$378/$V531","v":{"$error":"#DIV/0!"}},{"$f":"$W$378/$W531","v":{"$error":"#DIV/0!"}},{"$f":"$X$378/$X531","v":{"$error":"#DIV/0!"}},{"$f":"$Y$378/$Y531","v":{"$error":"#DIV/0!"}},{"$f":"$Z$378/$Z531","v":{"$error":"#DIV/0!"}},{"$f":"$AA$378/$AA531","v":{"$error":"#DIV/0!"}},{"$f":"$AB$378/$AB531","v":{"$error":"#DIV/0!"}},{"$f":"$AC$378/$AC531","v":{"$error":"#DIV/0!"}},{"$f":"$AD$378/$AD531","v":{"$error":"#DIV/0!"}},{"$f":"$AE$378/$AE531","v":{"$error":"#DIV/0!"}},{"$f":"$AF$378/$AF531","v":{"$error":"#DIV/0!"}},{"$f":"$AG$378/$AG531","v":{"$error":"#DIV/0!"}},{"$f":"$AH$378/$AH531","v":{"$error":"#DIV/0!"}},{"$f":"$AI$378/$AI531","v":{"$error":"#DIV/0!"}},{"$f":"$AJ$378/$AJ531","v":{"$error":"#DIV/0!"}},{"$f":"$AK$378/$AK531","v":{"$error":"#DIV/0!"}},{"$f":"$AL$378/$AL531","v":{"$error":"#DIV/0!"}},{"$f":"$AM$378/$AM531","v":{"$error":"#DIV/0!"}},{"$f":"$AN$378/$AN531","v":{"$error":"#DIV/0!"}},{"$f":"$AO$378/$AO531","v":{"$error":"#DIV/0!"}},{"$f":"$AP$378/$AP531","v":{"$error":"#DIV/0!"}},{"$f":"$AQ$378/$AQ531","v":{"$error":"#DIV/0!"}},{"$f":"$AR$378/$AR531","v":{"$error":"#DIV/0!"}},{"$f":"$AS$378/$AS531","v":{"$error":"#DIV/0!"}},"暖房時エネルギー消費量比","εw"]
[null,null,"暖房能力",{"$f":"($Y$47-0.65*$Y$47)/14*(D$364-7)+$Y$47","v":0},0,0,0,0,0,0,0,0,0,0,0,0,0,0,0,0,0,0,0,0,0,0,0,0,0,0,0,0,0,0,0,0,0,0,0,0,0,0,0,0,0,"暖房能力","Φw"]
[null,null,"着霜域暖房能力",{"$f":"D526/1.12","v":0},{"$f":"E526/1.12","v":0},{"$f":"F526/1.12","v":0},{"$f":"G526/1.12","v":0},{"$f":"H526/1.12","v":0},{"$f":"I526/1.12","v":0},{"$f":"J526/1.12","v":0},{"$f":"K526/1.12","v":0},{"$f":"L526/1.12","v":0},{"$f":"M526/1.12","v":0},{"$f":"N526/1.12","v":0},null,null,null,null,null,null,null,null,null,null,null,null,null,null,null,null,null,null,null,null,null,null,null,null,null,null,null,null,null,null,null,"着霜域暖房能力","Φwf"]
[null,null,"暖房ガス消費量",{"$f":"($Y$48-0.93*$Y$48)/14*(D$364-7)+$Y$48","v":0},0,0,0,0,0,0,0,0,0,0,0,0,0,0,0,0,0,0,0,0,0,0,0,0,0,0,0,0,0,0,0,0,0,0,0,0,0,0,0,0,0,"暖房ガス消費量","Pw"]
[null,null,"着霜域暖房ガス消費量",{"$f":"D528/1.06","v":0},0,0,0,0,0,0,0,0,0,0,null,null,null,null,null,null,null,null,null,null,null,null,null,null,null,null,null,null,null,null,null,null,null,null,null,null,null,null,null,null,null,"着霜域暖房ガス消費量","Pwf"]
[null,null,"暖房COP",{"$f":"D527/(D529+$Y$49*$I$46*D$378)","v":{"$error":"#DIV/0!"}},{"$f":"E527/(E529+$Y$49*$I$46*E$378)","v":{"$error":"#DIV/0!"}},{"$error":"#DIV/0!"},{"$error":"#DIV/0!"},{"$error":"#DIV/0!"},{"$error":"#DIV/0!"},{"$error":"#DIV/0!"},{"$error":"#DIV/0!"},{"$error":"#DIV/0!"},{"$error":"#DIV/0!"},{"$f":"N527/(N529+$Y$49*$I$46*N$378)","v":{"$error":"#DIV/0!"}},{"$f":"O526/(O528+$Y$49*$I$46*O$378)","v":{"$error":"#DIV/0!"}},{"$f":"P526/(P528+$Y$49*$I$46*P$378)","v":{"$error":"#DIV/0!"}},{"$error":"#DIV/0!"},{"$error":"#DIV/0!"},{"$error":"#DIV/0!"},{"$error":"#DIV/0!"},{"$error":"#DIV/0!"},{"$error":"#DIV/0!"},{"$error":"#DIV/0!"},{"$error":"#DIV/0!"},{"$error":"#DIV/0!"},{"$error":"#DIV/0!"},{"$error":"#DIV/0!"},{"$error":"#DIV/0!"},{"$error":"#DIV/0!"},{"$error":"#DIV/0!"},{"$error":"#DIV/0!"},{"$error":"#DIV/0!"},{"$error":"#DIV/0!"},{"$error":"#DIV/0!"},{"$error":"#DIV/0!"},{"$error":"#DIV/0!"},{"$error":"#DIV/0!"},{"$error":"#DIV/0!"},{"$error":"#DIV/0!"},{"$error":"#DIV/0!"},{"$error":"#DIV/0!"},{"$error":"#DIV/0!"},{"$error":"#DIV/0!"},{"$error":"#DIV/0!"},{"$error":"#DIV/0!"},"暖房COP","σw"]
[null,null,"暖房COP比",{"$f":"$D530/$Q530","v":{"$error":"#DIV/0!"}},{"$f":"$E530/$Q530","v":{"$error":"#DIV/0!"}},{"$f":"$F530/$Q530","v":{"$error":"#DIV/0!"}},{"$f":"$G530/$Q530","v":{"$error":"#DIV/0!"}},{"$f":"$H530/$Q530","v":{"$error":"#DIV/0!"}},{"$f":"$I530/$Q530","v":{"$error":"#DIV/0!"}},{"$f":"$J530/$Q530","v":{"$error":"#DIV/0!"}},{"$f":"$K530/$Q530","v":{"$error":"#DIV/0!"}},{"$f":"$L530/$Q530","v":{"$error":"#DIV/0!"}},{"$f":"$M530/$Q530","v":{"$error":"#DIV/0!"}},{"$f":"$N530/$Q530","v":{"$error":"#DIV/0!"}},{"$f":"$O530/$Q530","v":{"$error":"#DIV/0!"}},{"$f":"$P530/$Q530","v":{"$error":"#DIV/0!"}},{"$f":"$Q530/$Q530","v":{"$error":"#DIV/0!"}},{"$f":"$R530/$Q530","v":{"$error":"#DIV/0!"}},{"$f":"$S530/$Q530","v":{"$error":"#DIV/0!"}},{"$f":"$T530/$Q530","v":{"$error":"#DIV/0!"}},{"$f":"$U530/$Q530","v":{"$error":"#DIV/0!"}},{"$f":"$V530/$Q530","v":{"$error":"#DIV/0!"}},{"$f":"$W530/$Q530","v":{"$error":"#DIV/0!"}},{"$f":"$X530/$Q530","v":{"$error":"#DIV/0!"}},{"$f":"$Y530/$Q530","v":{"$error":"#DIV/0!"}},{"$f":"$Z530/$Q530","v":{"$error":"#DIV/0!"}},{"$f":"$AA530/$Q530","v":{"$error":"#DIV/0!"}},{"$f":"$AB530/$Q530","v":{"$error":"#DIV/0!"}},{"$f":"$AC530/$Q530","v":{"$error":"#DIV/0!"}},{"$f":"$AD530/$Q530","v":{"$error":"#DIV/0!"}},{"$f":"$AE530/$Q530","v":{"$error":"#DIV/0!"}},{"$f":"$AF530/$Q530","v":{"$error":"#DIV/0!"}},{"$f":"$AG530/$Q530","v":{"$error":"#DIV/0!"}},{"$f":"$AH530/$Q530","v":{"$error":"#DIV/0!"}},{"$f":"$AI530/$Q530","v":{"$error":"#DIV/0!"}},{"$f":"$AJ530/$Q530","v":{"$error":"#DIV/0!"}},{"$f":"$AK530/$Q530","v":{"$error":"#DIV/0!"}},{"$f":"$AL530/$Q530","v":{"$error":"#DIV/0!"}},{"$f":"$AM530/$Q530","v":{"$error":"#DIV/0!"}},{"$f":"$AN530/$Q530","v":{"$error":"#DIV/0!"}},{"$f":"$AO530/$Q530","v":{"$error":"#DIV/0!"}},{"$f":"$AP530/$Q530","v":{"$error":"#DIV/0!"}},{"$f":"$AQ530/$Q530","v":{"$error":"#DIV/0!"}},{"$f":"$AR530/$Q530","v":{"$error":"#DIV/0!"}},{"$f":"$AS530/$Q530","v":{"$error":"#DIV/0!"}},"暖房COP比","βw"]
[null,null,"Σ",{"$f":"D$377*$D525","v":{"$error":"#DIV/0!"}},{"$f":"E$377*$E525","v":{"$error":"#DIV/0!"}},{"$f":"F$377*$F525","v":{"$error":"#DIV/0!"}},{"$f":"G$377*G$461","v":{"$error":"#DIV/0!"}},{"$f":"H$377*$H525","v":{"$error":"#DIV/0!"}},{"$f":"I$377*$I525","v":{"$error":"#DIV/0!"}},{"$f":"J$377*$J525","v":{"$error":"#DIV/0!"}},{"$f":"K$377*$K525","v":{"$error":"#DIV/0!"}},{"$f":"L$377*$L525","v":{"$error":"#DIV/0!"}},{"$f":"M$377*$M525","v":{"$error":"#DIV/0!"}},{"$f":"N$377*$N525","v":{"$error":"#DIV/0!"}},{"$f":"O$377*$O525","v":{"$error":"#DIV/0!"}},{"$f":"P$377*$P525","v":{"$error":"#DIV/0!"}},{"$f":"Q$377*$Q525","v":{"$error":"#DIV/0!"}},{"$f":"R$377*$R525","v":{"$error":"#DIV/0!"}},{"$f":"S$377*$S525","v":{"$error":"#DIV/0!"}},{"$f":"T$377*$T525","v":{"$error":"#DIV/0!"}},{"$f":"U$377*$U525","v":{"$error":"#DIV/0!"}},{"$f":"V$377*$V525","v":{"$error":"#DIV/0!"}},{"$f":"W$377*$W525","v":{"$error":"#DIV/0!"}},{"$f":"X$377*$X525","v":{"$error":"#DIV/0!"}},{"$f":"Y$377*$Y525","v":{"$error":"#DIV/0!"}},{"$f":"Z$377*$Z525","v":{"$error":"#DIV/0!"}},{"$f":"AA$377*$AA525","v":{"$error":"#DIV/0!"}},{"$f":"AB$377*$AB525","v":{"$error":"#DIV/0!"}},{"$f":"AC$377*$AC525","v":{"$error":"#DIV/0!"}},{"$f":"AD$377*$AD525","v":{"$error":"#DIV/0!"}},{"$f":"AE$377*$AE525","v":{"$error":"#DIV/0!"}},{"$f":"AF$377*$AF525","v":{"$error":"#DIV/0!"}},{"$f":"AG$377*$AG525","v":{"$error":"#DIV/0!"}},{"$f":"AH$377*$AH525","v":{"$error":"#DIV/0!"}},{"$f":"AI$377*$AI525","v":{"$error":"#DIV/0!"}},{"$f":"AJ$377*$AJ525","v":{"$error":"#DIV/0!"}},{"$f":"AK$377*$AK525","v":{"$error":"#DIV/0!"}},{"$f":"AL$377*$AL525","v":{"$error":"#DIV/0!"}},{"$f":"AM$377*$AM525","v":{"$error":"#DIV/0!"}},{"$f":"AN$377*$AN525","v":{"$error":"#DIV/0!"}},{"$f":"AO$377*$AO525","v":{"$error":"#DIV/0!"}},{"$f":"AP$377*$AP525","v":{"$error":"#DIV/0!"}},{"$f":"AQ$377*$AQ525","v":{"$error":"#DIV/0!"}},{"$f":"AR$377*$AR525","v":{"$error":"#DIV/0!"}},{"$f":"AS$377*$AS525","v":{"$error":"#DIV/0!"}},{"$f":"SUM(D532:AS532)","v":{"$error":"#DIV/0!"}},"Σ"]
[null,"後10","暖房時エネルギー消費量比",{"$f":"$D$378/$D539","v":{"$error":"#DIV/0!"}},{"$f":"$E$378/$E539","v":{"$error":"#DIV/0!"}},{"$f":"$F$378/$F539","v":{"$error":"#DIV/0!"}},{"$f":"$G$378/$G539","v":{"$error":"#DIV/0!"}},{"$f":"$H$378/$H539","v":{"$error":"#DIV/0!"}},{"$f":"$I$378/$I539","v":{"$error":"#DIV/0!"}},{"$f":"$J$378/$J539","v":{"$error":"#DIV/0!"}},{"$f":"$K$378/$K539","v":{"$error":"#DIV/0!"}},{"$f":"$L$378/$L539","v":{"$error":"#DIV/0!"}},{"$f":"$M$378/$M539","v":{"$error":"#DIV/0!"}},{"$f":"$N$378/$N539","v":{"$error":"#DIV/0!"}},{"$f":"$O$378/$O539","v":{"$error":"#DIV/0!"}},{"$f":"$P$378/$P539","v":{"$error":"#DIV/0!"}},{"$f":"$Q$378/$Q539","v":{"$error":"#DIV/0!"}},{"$f":"$R$378/$R539","v":{"$error":"#DIV/0!"}},{"$f":"$S$378/$S539","v":{"$error":"#DIV/0!"}},{"$f":"$T$378/$T539","v":{"$error":"#DIV/0!"}},{"$f":"$U$378/$U539","v":{"$error":"#DIV/0!"}},{"$f":"$V$378/$V539","v":{"$error":"#DIV/0!"}},{"$f":"$W$378/$W539","v":{"$error":"#DIV/0!"}},{"$f":"$X$378/$X539","v":{"$error":"#DIV/0!"}},{"$f":"$Y$378/$Y539","v":{"$error":"#DIV/0!"}},{"$f":"$Z$378/$Z539","v":{"$error":"#DIV/0!"}},{"$f":"$AA$378/$AA539","v":{"$error":"#DIV/0!"}},{"$f":"$AB$378/$AB539","v":{"$error":"#DIV/0!"}},{"$f":"$AC$378/$AC539","v":{"$error":"#DIV/0!"}},{"$f":"$AD$378/$AD539","v":{"$error":"#DIV/0!"}},{"$f":"$AE$378/$AE539","v":{"$error":"#DIV/0!"}},{"$f":"$AF$378/$AF539","v":{"$error":"#DIV/0!"}},{"$f":"$AG$378/$AG539","v":{"$error":"#DIV/0!"}},{"$f":"$AH$378/$AH539","v":{"$error":"#DIV/0!"}},{"$f":"$AI$378/$AI539","v":{"$error":"#DIV/0!"}},{"$f":"$AJ$378/$AJ539","v":{"$error":"#DIV/0!"}},{"$f":"$AK$378/$AK539","v":{"$error":"#DIV/0!"}},{"$f":"$AL$378/$AL539","v":{"$error":"#DIV/0!"}},{"$f":"$AM$378/$AM539","v":{"$error":"#DIV/0!"}},{"$f":"$AN$378/$AN539","v":{"$error":"#DIV/0!"}},{"$f":"$AO$378/$AO539","v":{"$error":"#DIV/0!"}},{"$f":"$AP$378/$AP539","v":{"$error":"#DIV/0!"}},{"$f":"$AQ$378/$AQ539","v":{"$error":"#DIV/0!"}},{"$f":"$AR$378/$AR539","v":{"$error":"#DIV/0!"}},{"$f":"$AS$378/$AS539","v":{"$error":"#DIV/0!"}},"暖房時エネルギー消費量比","εw"]
[null,null,"暖房能力",{"$f":"($Z$47-0.65*$Z$47)/14*(D$364-7)+$Z$47","v":0},0,0,0,0,0,0,0,0,0,0,0,0,0,0,0,0,0,0,0,0,0,0,0,0,0,0,0,0,0,0,0,0,0,0,0,0,0,0,0,0,0,"暖房能力","Φw"]
[null,null,"着霜域暖房能力",{"$f":"D534/1.12","v":0},{"$f":"E534/1.12","v":0},{"$f":"F534/1.12","v":0},{"$f":"G534/1.12","v":0},{"$f":"H534/1.12","v":0},{"$f":"I534/1.12","v":0},{"$f":"J534/1.12","v":0},{"$f":"K534/1.12","v":0},{"$f":"L534/1.12","v":0},{"$f":"M534/1.12","v":0},{"$f":"N534/1.12","v":0},null,null,null,null,null,null,null,null,null,null,null,null,null,null,null,null,null,null,null,null,null,null,null,null,null,null,null,null,null,null,null,"着霜域暖房能力","Φwf"]
[null,null,"暖房ガス消費量",{"$f":"($Z$48-0.93*$Z$48)/14*(D$364-7)+$Z$48","v":0},0,0,0,0,0,0,0,0,0,0,0,0,0,0,0,0,0,0,0,0,0,0,0,0,0,0,0,0,0,0,0,0,0,0,0,0,0,0,0,0,0,"暖房ガス消費量","Pw"]
[null,null,"着霜域暖房ガス消費量",{"$f":"D536/1.06","v":0},0,0,0,0,0,0,0,0,0,0,null,null,null,null,null,null,null,null,null,null,null,null,null,null,null,null,null,null,null,null,null,null,null,null,null,null,null,null,null,null,null,"着霜域暖房ガス消費量","Pwf"]
[null,null,"暖房COP",{"$f":"D535/(D537+$Z$49*$I$46*D$378)","v":{"$error":"#DIV/0!"}},{"$f":"E535/(E537+$Z$49*$I$46*E$378)","v":{"$error":"#DIV/0!"}},{"$error":"#DIV/0!"},{"$error":"#DIV/0!"},{"$error":"#DIV/0!"},{"$error":"#DIV/0!"},{"$error":"#DIV/0!"},{"$error":"#DIV/0!"},{"$error":"#DIV/0!"},{"$error":"#DIV/0!"},{"$f":"N535/(N537+$Z$49*$I$46*N$378)","v":{"$error":"#DIV/0!"}},{"$f":"O534/(O536+$Z$49*$I$46*O$378)","v":{"$error":"#DIV/0!"}},{"$f":"P534/(P536+$Z$49*$I$46*P$378)","v":{"$error":"#DIV/0!"}},{"$error":"#DIV/0!"},{"$error":"#DIV/0!"},{"$error":"#DIV/0!"},{"$error":"#DIV/0!"},{"$error":"#DIV/0!"},{"$error":"#DIV/0!"},{"$error":"#DIV/0!"},{"$error":"#DIV/0!"},{"$error":"#DIV/0!"},{"$error":"#DIV/0!"},{"$error":"#DIV/0!"},{"$error":"#DIV/0!"},{"$error":"#DIV/0!"},{"$error":"#DIV/0!"},{"$error":"#DIV/0!"},{"$error":"#DIV/0!"},{"$error":"#DIV/0!"},{"$error":"#DIV/0!"},{"$error":"#DIV/0!"},{"$error":"#DIV/0!"},{"$error":"#DIV/0!"},{"$error":"#DIV/0!"},{"$error":"#DIV/0!"},{"$error":"#DIV/0!"},{"$error":"#DIV/0!"},{"$error":"#DIV/0!"},{"$error":"#DIV/0!"},{"$error":"#DIV/0!"},{"$error":"#DIV/0!"},"暖房COP","σw"]
[null,null,"暖房COP比",{"$f":"$D538/$Q538","v":{"$error":"#DIV/0!"}},{"$f":"$E538/$Q538","v":{"$error":"#DIV/0!"}},{"$f":"$F538/$Q538","v":{"$error":"#DIV/0!"}},{"$f":"$G538/$Q538","v":{"$error":"#DIV/0!"}},{"$f":"$H538/$Q538","v":{"$error":"#DIV/0!"}},{"$f":"$I538/$Q538","v":{"$error":"#DIV/0!"}},{"$f":"$J538/$Q538","v":{"$error":"#DIV/0!"}},{"$f":"$K538/$Q538","v":{"$error":"#DIV/0!"}},{"$f":"$L538/$Q538","v":{"$error":"#DIV/0!"}},{"$f":"$M538/$Q538","v":{"$error":"#DIV/0!"}},{"$f":"$N538/$Q538","v":{"$error":"#DIV/0!"}},{"$f":"$O538/$Q538","v":{"$error":"#DIV/0!"}},{"$f":"$P538/$Q538","v":{"$error":"#DIV/0!"}},{"$f":"$Q538/$Q538","v":{"$error":"#DIV/0!"}},{"$f":"$R538/$Q538","v":{"$error":"#DIV/0!"}},{"$f":"$S538/$Q538","v":{"$error":"#DIV/0!"}},{"$f":"$T538/$Q538","v":{"$error":"#DIV/0!"}},{"$f":"$U538/$Q538","v":{"$error":"#DIV/0!"}},{"$f":"$V538/$Q538","v":{"$error":"#DIV/0!"}},{"$f":"$W538/$Q538","v":{"$error":"#DIV/0!"}},{"$f":"$X538/$Q538","v":{"$error":"#DIV/0!"}},{"$f":"$Y538/$Q538","v":{"$error":"#DIV/0!"}},{"$f":"$Z538/$Q538","v":{"$error":"#DIV/0!"}},{"$f":"$AA538/$Q538","v":{"$error":"#DIV/0!"}},{"$f":"$AB538/$Q538","v":{"$error":"#DIV/0!"}},{"$f":"$AC538/$Q538","v":{"$error":"#DIV/0!"}},{"$f":"$AD538/$Q538","v":{"$error":"#DIV/0!"}},{"$f":"$AE538/$Q538","v":{"$error":"#DIV/0!"}},{"$f":"$AF538/$Q538","v":{"$error":"#DIV/0!"}},{"$f":"$AG538/$Q538","v":{"$error":"#DIV/0!"}},{"$f":"$AH538/$Q538","v":{"$error":"#DIV/0!"}},{"$f":"$AI538/$Q538","v":{"$error":"#DIV/0!"}},{"$f":"$AJ538/$Q538","v":{"$error":"#DIV/0!"}},{"$f":"$AK538/$Q538","v":{"$error":"#DIV/0!"}},{"$f":"$AL538/$Q538","v":{"$error":"#DIV/0!"}},{"$f":"$AM538/$Q538","v":{"$error":"#DIV/0!"}},{"$f":"$AN538/$Q538","v":{"$error":"#DIV/0!"}},{"$f":"$AO538/$Q538","v":{"$error":"#DIV/0!"}},{"$f":"$AP538/$Q538","v":{"$error":"#DIV/0!"}},{"$f":"$AQ538/$Q538","v":{"$error":"#DIV/0!"}},{"$f":"$AR538/$Q538","v":{"$error":"#DIV/0!"}},{"$f":"$AS538/$Q538","v":{"$error":"#DIV/0!"}},"暖房COP比","βw"]
[null,null,"Σ",{"$f":"D$377*$D533","v":{"$error":"#DIV/0!"}},{"$f":"E$377*$E533","v":{"$error":"#DIV/0!"}},{"$f":"F$377*$F533","v":{"$error":"#DIV/0!"}},{"$f":"G$377*G$461","v":{"$error":"#DIV/0!"}},{"$f":"H$377*$H533","v":{"$error":"#DIV/0!"}},{"$f":"I$377*$I533","v":{"$error":"#DIV/0!"}},{"$f":"J$377*$J533","v":{"$error":"#DIV/0!"}},{"$f":"K$377*$K533","v":{"$error":"#DIV/0!"}},{"$f":"L$377*$L533","v":{"$error":"#DIV/0!"}},{"$f":"M$377*$M533","v":{"$error":"#DIV/0!"}},{"$f":"N$377*$N533","v":{"$error":"#DIV/0!"}},{"$f":"O$377*$O533","v":{"$error":"#DIV/0!"}},{"$f":"P$377*$P533","v":{"$error":"#DIV/0!"}},{"$f":"Q$377*$Q533","v":{"$error":"#DIV/0!"}},{"$f":"R$377*$R533","v":{"$error":"#DIV/0!"}},{"$f":"S$377*$S533","v":{"$error":"#DIV/0!"}},{"$f":"T$377*$T533","v":{"$error":"#DIV/0!"}},{"$f":"U$377*$U533","v":{"$error":"#DIV/0!"}},{"$f":"V$377*$V533","v":{"$error":"#DIV/0!"}},{"$f":"W$377*$W533","v":{"$error":"#DIV/0!"}},{"$f":"X$377*$X533","v":{"$error":"#DIV/0!"}},{"$f":"Y$377*$Y533","v":{"$error":"#DIV/0!"}},{"$f":"Z$377*$Z533","v":{"$error":"#DIV/0!"}},{"$f":"AA$377*$AA533","v":{"$error":"#DIV/0!"}},{"$f":"AB$377*$AB533","v":{"$error":"#DIV/0!"}},{"$f":"AC$377*$AC533","v":{"$error":"#DIV/0!"}},{"$f":"AD$377*$AD533","v":{"$error":"#DIV/0!"}},{"$f":"AE$377*$AE533","v":{"$error":"#DIV/0!"}},{"$f":"AF$377*$AF533","v":{"$error":"#DIV/0!"}},{"$f":"AG$377*$AG533","v":{"$error":"#DIV/0!"}},{"$f":"AH$377*$AH533","v":{"$error":"#DIV/0!"}},{"$f":"AI$377*$AI533","v":{"$error":"#DIV/0!"}},{"$f":"AJ$377*$AJ533","v":{"$error":"#DIV/0!"}},{"$f":"AK$377*$AK533","v":{"$error":"#DIV/0!"}},{"$f":"AL$377*$AL533","v":{"$error":"#DIV/0!"}},{"$f":"AM$377*$AM533","v":{"$error":"#DIV/0!"}},{"$f":"AN$377*$AN533","v":{"$error":"#DIV/0!"}},{"$f":"AO$377*$AO533","v":{"$error":"#DIV/0!"}},{"$f":"AP$377*$AP533","v":{"$error":"#DIV/0!"}},{"$f":"AQ$377*$AQ533","v":{"$error":"#DIV/0!"}},{"$f":"AR$377*$AR533","v":{"$error":"#DIV/0!"}},{"$f":"AS$377*$AS533","v":{"$error":"#DIV/0!"}},{"$f":"SUM(D540:AS540)","v":{"$error":"#DIV/0!"}},"Σ"]

{"sheet":"寒冷地(γ既定値)","index":2,"n_rows":584,"n_cols":67,"rows_kept":584,"cut":false,"hidden":false,"merged":[[4,31,4,32],[9,3,9,26],[20,31,20,32],[21,31,21,32],[22,31,22,32],[5,31,5,32],[6,31,6,32],[7,31,7,32],[8,31,8,32],[9,31,9,32],[10,31,10,32],[11,31,11,32],[12,31,12,32],[13,31,13,32],[14,31,14,32],[15,31,15,32],[23,31,23,32],[24,29,24,30],[26,31,26,32],[24,3,25,3],[24,15,25,15],[364,3,364,44],[176,3,176,26],[192,3,192,26],[208,3,208,26],[1,2,1,3],[2,2,2,3],[3,2,3,3],[5,2,5,3],[6,2,6,3],[137,3,137,4],[137,5,137,6],[137,7,137,8],[157,3,157,4],[157,5,157,6],[157,7,157,8],[57,3,57,4],[27,3,39,3],[41,3,53,3],[94,49,115,50],[97,3,97,4],[97,5,97,6],[97,7,97,8],[57,5,57,6],[57,7,57,8],[77,3,77,4],[77,5,77,6],[77,7,77,8],[117,5,117,6],[117,7,117,8],[224,3,224,44],[277,1,282,1],[271,1,276,1],[574,1,583,1],[564,1,573,1],[320,1,325,1],[314,1,319,1],[308,1,313,1],[356,1,361,1],[350,1,355,1],[403,1,412,1],[393,1,402,1],[383,1,392,1],[433,1,442,1],[423,1,432,1],[413,1,422,1],[473,1,482,1],[463,1,472,1],[453,1,462,1],[16,31,16,32],[17,31,17,32],[18,31,18,32],[19,31,19,32],[554,1,563,1],[544,1,553,1],[534,1,543,1],[265,1,270,1],[259,1,264,1],[253,1,258,1],[247,1,252,1],[241,1,246,1],[295,1,300,1],[289,1,294,1],[283,1,288,1],[117,3,117,4],[302,1,307,1],[344,1,349,1],[338,1,343,1],[332,1,337,1],[326,1,331,1],[443,1,452,1],[524,1,533,1],[514,1,523,1],[504,1,513,1],[494,1,503,1],[484,1,493,1]]}
[]
[null,null,"GHPの設置場所"]
[null,null,{"$f":"IF(必ずこのシートから始めてください!$L$8=\"\",\"\",必ずこのシートから始めてください!$L$8)","v":""},null,null,"手順1：空調を行う月、時間を下記の指定の色で塗る(指定の色以外で塗ると計算できません。)"]
[null,null,{"$f":"VLOOKUP($C$3,γ一覧表!$C$3:$E$50,2,FALSE)","v":{"$error":"#N/A"}},null,null,null,"冷房","青","【左から5列目、一番薄い色(アクセント1,白＋基本色80％)】"]
[null,null,null,null,null,null,"暖房","オレンジ","【左から6番目、一番薄い色(アクセント2,白＋基本色80％)】"]
[null,null,"使用するγ値",null,null,"手順2：各月の運転日数を入力する"]
[null,null,{"$f":"IFERROR(IF(VLOOKUP($C$3,γ一覧表!$C$3:$E$50,3,FALSE)<=1,\"---\",IFERROR(VLOOKUP($C$3,γ一覧表!$C$3:$E$50,3,FALSE),\"---\")),\"---\")","v":"---"},null,null,"手順3：Ctrl + Alt + F9を同時に押す",null,null,null,null,null,null,null,null,null,null,null,"●時刻別平均気温表記載の数値は、選択された都道府県の県庁所在地の月別、時刻別平均気温"]
[null,null,null,null,null,"手順4：黄色のセルに値を入力する(緑は自動計算)",null,null,null,null,null,null,null,null,null,null,null,"●本データは気象庁発表の1992年4月1日から2022年3月31日までの30年の1時間データを整理したもの"]
[null,null,"時刻別平均気温[℃]",null,null,null,null,null,null,null,null,null,null,null,null,null,null,"●2月はうるう日を含みます"]
[null,null,null," 時刻",null,null,null,null,null,null,null,null,null,null,null,null,null,null,null,null,null,null,null,null,null,null,null,{"$f":"SUM(AB12:AB23)","v":0},{"$f":"必ずこのシートから始めてください!$M$3","v":"Ver.1.2"}]
[null,null,"月",0,1,2,3,4,5,6,7,8,9,10,11,12,13,14,15,16,17,18,19,20,21,22,23,"運転日数","月"]
[null,null,4,{"$f":"IFERROR(INDIRECT($C$4&\"!B5\"),\"\")","v":""},{"$f":"IFERROR(INDIRECT($C$4&\"!C5\"),\"\")","v":""},{"$f":"IFERROR(INDIRECT($C$4&\"!D5\"),\"\")","v":""},{"$f":"IFERROR(INDIRECT($C$4&\"!E5\"),\"\")","v":""},{"$f":"IFERROR(INDIRECT($C$4&\"!F5\"),\"\")","v":""},{"$f":"IFERROR(INDIRECT($C$4&\"!G5\"),\"\")","v":""},{"$f":"IFERROR(INDIRECT($C$4&\"!H5\"),\"\")","v":""},{"$f":"IFERROR(INDIRECT($C$4&\"!I5\"),\"\")","v":""},{"$f":"IFERROR(INDIRECT($C$4&\"!J5\"),\"\")","v":""},{"$f":"IFERROR(INDIRECT($C$4&\"!K5\"),\"\")","v":""},{"$f":"IFERROR(INDIRECT($C$4&\"!L5\"),\"\")","v":""},{"$f":"IFERROR(INDIRECT($C$4&\"!M5\"),\"\")","v":""},{"$f":"IFERROR(INDIRECT($C$4&\"!N5\"),\"\")","v":""},{"$f":"IFERROR(INDIRECT($C$4&\"!O5\"),\"\")","v":""},{"$f":"IFERROR(INDIRECT($C$4&\"!P5\"),\"\")","v":""},{"$f":"IFERROR(INDIRECT($C$4&\"!Q5\"),\"\")","v":""},{"$f":"IFERROR(INDIRECT($C$4&\"!R5\"),\"\")","v":""},{"$f":"IFERROR(INDIRECT($C$4&\"!S5\"),\"\")","v":""},{"$f":"IFERROR(INDIRECT($C$4&\"!T5\"),\"\")","v":""},{"$f":"IFERROR(INDIRECT($C$4&\"!U5\"),\"\")","v":""},{"$f":"IFERROR(INDIRECT($C$4&\"!V5\"),\"\")","v":""},{"$f":"IFERROR(INDIRECT($C$4&\"!W5\"),\"\")","v":""},{"$f":"IFERROR(INDIRECT($C$4&\"!X5\"),\"\")","v":""},{"$f":"IFERROR(INDIRECT($C$4&\"!Y5\"),\"\")","v":""},null,4]
[null,null,5,{"$f":"IFERROR(INDIRECT($C$4&\"!B6\"),\"\")","v":""},{"$f":"IFERROR(INDIRECT($C$4&\"!C6\"),\"\")","v":""},{"$f":"IFERROR(INDIRECT($C$4&\"!D6\"),\"\")","v":""},{"$f":"IFERROR(INDIRECT($C$4&\"!E6\"),\"\")","v":""},{"$f":"IFERROR(INDIRECT($C$4&\"!F6\"),\"\")","v":""},{"$f":"IFERROR(INDIRECT($C$4&\"!G6\"),\"\")","v":""},{"$f":"IFERROR(INDIRECT($C$4&\"!H6\"),\"\")","v":""},{"$f":"IFERROR(INDIRECT($C$4&\"!I6\"),\"\")","v":""},{"$f":"IFERROR(INDIRECT($C$4&\"!J6\"),\"\")","v":""},{"$f":"IFERROR(INDIRECT($C$4&\"!K6\"),\"\")","v":""},{"$f":"IFERROR(INDIRECT($C$4&\"!L6\"),\"\")","v":""},{"$f":"IFERROR(INDIRECT($C$4&\"!M6\"),\"\")","v":""},{"$f":"IFERROR(INDIRECT($C$4&\"!N6\"),\"\")","v":""},{"$f":"IFERROR(INDIRECT($C$4&\"!O6\"),\"\")","v":""},{"$f":"IFERROR(INDIRECT($C$4&\"!P6\"),\"\")","v":""},{"$f":"IFERROR(INDIRECT($C$4&\"!Q6\"),\"\")","v":""},{"$f":"IFERROR(INDIRECT($C$4&\"!R6\"),\"\")","v":""},{"$f":"IFERROR(INDIRECT($C$4&\"!S6\"),\"\")","v":""},{"$f":"IFERROR(INDIRECT($C$4&\"!T6\"),\"\")","v":""},{"$f":"IFERROR(INDIRECT($C$4&\"!U6\"),\"\")","v":""},{"$f":"IFERROR(INDIRECT($C$4&\"!V6\"),\"\")","v":""},{"$f":"IFERROR(INDIRECT($C$4&\"!W6\"),\"\")","v":""},{"$f":"IFERROR(INDIRECT($C$4&\"!X6\"),\"\")","v":""},{"$f":"IFERROR(INDIRECT($C$4&\"!Y6\"),\"\")","v":""},null,5]
[null,null,6,{"$f":"IFERROR(INDIRECT($C$4&\"!B7\"),\"\")","v":""},{"$f":"IFERROR(INDIRECT($C$4&\"!C7\"),\"\")","v":""},{"$f":"IFERROR(INDIRECT($C$4&\"!D7\"),\"\")","v":""},{"$f":"IFERROR(INDIRECT($C$4&\"!E7\"),\"\")","v":""},{"$f":"IFERROR(INDIRECT($C$4&\"!F7\"),\"\")","v":""},{"$f":"IFERROR(INDIRECT($C$4&\"!G7\"),\"\")","v":""},{"$f":"IFERROR(INDIRECT($C$4&\"!H7\"),\"\")","v":""},{"$f":"IFERROR(INDIRECT($C$4&\"!I7\"),\"\")","v":""},{"$f":"IFERROR(INDIRECT($C$4&\"!J7\"),\"\")","v":""},{"$f":"IFERROR(INDIRECT($C$4&\"!K7\"),\"\")","v":""},{"$f":"IFERROR(INDIRECT($C$4&\"!L7\"),\"\")","v":""},{"$f":"IFERROR(INDIRECT($C$4&\"!M7\"),\"\")","v":""},{"$f":"IFERROR(INDIRECT($C$4&\"!N7\"),\"\")","v":""},{"$f":"IFERROR(INDIRECT($C$4&\"!O7\"),\"\")","v":""},{"$f":"IFERROR(INDIRECT($C$4&\"!P7\"),\"\")","v":""},{"$f":"IFERROR(INDIRECT($C$4&\"!Q7\"),\"\")","v":""},{"$f":"IFERROR(INDIRECT($C$4&\"!R7\"),\"\")","v":""},{"$f":"IFERROR(INDIRECT($C$4&\"!S7\"),\"\")","v":""},{"$f":"IFERROR(INDIRECT($C$4&\"!T7\"),\"\")","v":""},{"$f":"IFERROR(INDIRECT($C$4&\"!U7\"),\"\")","v":""},{"$f":"IFERROR(INDIRECT($C$4&\"!V7\"),\"\")","v":""},{"$f":"IFERROR(INDIRECT($C$4&\"!W7\"),\"\")","v":""},{"$f":"IFERROR(INDIRECT($C$4&\"!X7\"),\"\")","v":""},{"$f":"IFERROR(INDIRECT($C$4&\"!Y7\"),\"\")","v":""},null,6]
[null,null,7,{"$f":"IFERROR(INDIRECT($C$4&\"!B8\"),\"\")","v":""},{"$f":"IFERROR(INDIRECT($C$4&\"!C8\"),\"\")","v":""},{"$f":"IFERROR(INDIRECT($C$4&\"!D8\"),\"\")","v":""},{"$f":"IFERROR(INDIRECT($C$4&\"!E8\"),\"\")","v":""},{"$f":"IFERROR(INDIRECT($C$4&\"!F8\"),\"\")","v":""},{"$f":"IFERROR(INDIRECT($C$4&\"!G8\"),\"\")","v":""},{"$f":"IFERROR(INDIRECT($C$4&\"!H8\"),\"\")","v":""},{"$f":"IFERROR(INDIRECT($C$4&\"!I8\"),\"\")","v":""},{"$f":"IFERROR(INDIRECT($C$4&\"!J8\"),\"\")","v":""},{"$f":"IFERROR(INDIRECT($C$4&\"!K8\"),\"\")","v":""},{"$f":"IFERROR(INDIRECT($C$4&\"!L8\"),\"\")","v":""},{"$f":"IFERROR(INDIRECT($C$4&\"!M8\"),\"\")","v":""},{"$f":"IFERROR(INDIRECT($C$4&\"!N8\"),\"\")","v":""},{"$f":"IFERROR(INDIRECT($C$4&\"!O8\"),\"\")","v":""},{"$f":"IFERROR(INDIRECT($C$4&\"!P8\"),\"\")","v":""},{"$f":"IFERROR(INDIRECT($C$4&\"!Q8\"),\"\")","v":""},{"$f":"IFERROR(INDIRECT($C$4&\"!R8\"),\"\")","v":""},{"$f":"IFERROR(INDIRECT($C$4&\"!S8\"),\"\")","v":""},{"$f":"IFERROR(INDIRECT($C$4&\"!T8\"),\"\")","v":""},{"$f":"IFERROR(INDIRECT($C$4&\"!U8\"),\"\")","v":""},{"$f":"IFERROR(INDIRECT($C$4&\"!V8\"),\"\")","v":""},{"$f":"IFERROR(INDIRECT($C$4&\"!W8\"),\"\")","v":""},{"$f":"IFERROR(INDIRECT($C$4&\"!X8\"),\"\")","v":""},{"$f":"IFERROR(INDIRECT($C$4&\"!Y8\"),\"\")","v":""},null,7]
[null,null,8,{"$f":"IFERROR(INDIRECT($C$4&\"!B9\"),\"\")","v":""},{"$f":"IFERROR(INDIRECT($C$4&\"!C9\"),\"\")","v":""},{"$f":"IFERROR(INDIRECT($C$4&\"!D9\"),\"\")","v":""},{"$f":"IFERROR(INDIRECT($C$4&\"!E9\"),\"\")","v":""},{"$f":"IFERROR(INDIRECT($C$4&\"!F9\"),\"\")","v":""},{"$f":"IFERROR(INDIRECT($C$4&\"!G9\"),\"\")","v":""},{"$f":"IFERROR(INDIRECT($C$4&\"!H9\"),\"\")","v":""},{"$f":"IFERROR(INDIRECT($C$4&\"!I9\"),\"\")","v":""},{"$f":"IFERROR(INDIRECT($C$4&\"!J9\"),\"\")","v":""},{"$f":"IFERROR(INDIRECT($C$4&\"!K9\"),\"\")","v":""},{"$f":"IFERROR(INDIRECT($C$4&\"!L9\"),\"\")","v":""},{"$f":"IFERROR(INDIRECT($C$4&\"!M9\"),\"\")","v":""},{"$f":"IFERROR(INDIRECT($C$4&\"!N9\"),\"\")","v":""},{"$f":"IFERROR(INDIRECT($C$4&\"!O9\"),\"\")","v":""},{"$f":"IFERROR(INDIRECT($C$4&\"!P9\"),\"\")","v":""},{"$f":"IFERROR(INDIRECT($C$4&\"!Q9\"),\"\")","v":""},{"$f":"IFERROR(INDIRECT($C$4&\"!R9\"),\"\")","v":""},{"$f":"IFERROR(INDIRECT($C$4&\"!S9\"),\"\")","v":""},{"$f":"IFERROR(INDIRECT($C$4&\"!T9\"),\"\")","v":""},{"$f":"IFERROR(INDIRECT($C$4&\"!U9\"),\"\")","v":""},{"$f":"IFERROR(INDIRECT($C$4&\"!V9\"),\"\")","v":""},{"$f":"IFERROR(INDIRECT($C$4&\"!W9\"),\"\")","v":""},{"$f":"IFERROR(INDIRECT($C$4&\"!X9\"),\"\")","v":""},{"$f":"IFERROR(INDIRECT($C$4&\"!Y9\"),\"\")","v":""},null,8]
[null,null,9,{"$f":"IFERROR(INDIRECT($C$4&\"!B10\"),\"\")","v":""},{"$f":"IFERROR(INDIRECT($C$4&\"!C10\"),\"\")","v":""},{"$f":"IFERROR(INDIRECT($C$4&\"!D10\"),\"\")","v":""},{"$f":"IFERROR(INDIRECT($C$4&\"!e10\"),\"\")","v":""},{"$f":"IFERROR(INDIRECT($C$4&\"!F10\"),\"\")","v":""},{"$f":"IFERROR(INDIRECT($C$4&\"!G10\"),\"\")","v":""},{"$f":"IFERROR(INDIRECT($C$4&\"!H10\"),\"\")","v":""},{"$f":"IFERROR(INDIRECT($C$4&\"!I10\"),\"\")","v":""},{"$f":"IFERROR(INDIRECT($C$4&\"!J10\"),\"\")","v":""},{"$f":"IFERROR(INDIRECT($C$4&\"!K10\"),\"\")","v":""},{"$f":"IFERROR(INDIRECT($C$4&\"!L10\"),\"\")","v":""},{"$f":"IFERROR(INDIRECT($C$4&\"!M10\"),\"\")","v":""},{"$f":"IFERROR(INDIRECT($C$4&\"!N10\"),\"\")","v":""},{"$f":"IFERROR(INDIRECT($C$4&\"!O10\"),\"\")","v":""},{"$f":"IFERROR(INDIRECT($C$4&\"!P10\"),\"\")","v":""},{"$f":"IFERROR(INDIRECT($C$4&\"!Q10\"),\"\")","v":""},{"$f":"IFERROR(INDIRECT($C$4&\"!R10\"),\"\")","v":""},{"$f":"IFERROR(INDIRECT($C$4&\"!S10\"),\"\")","v":""},{"$f":"IFERROR(INDIRECT($C$4&\"!T10\"),\"\")","v":""},{"$f":"IFERROR(INDIRECT($C$4&\"!U10\"),\"\")","v":""},{"$f":"IFERROR(INDIRECT($C$4&\"!V10\"),\"\")","v":""},{"$f":"IFERROR(INDIRECT($C$4&\"!W10\"),\"\")","v":""},{"$f":"IFERROR(INDIRECT($C$4&\"!X10\"),\"\")","v":""},{"$f":"IFERROR(INDIRECT($C$4&\"!Y10\"),\"\")","v":""},null,9]
[null,null,10,{"$f":"IFERROR(INDIRECT($C$4&\"!B11\"),\"\")","v":""},{"$f":"IFERROR(INDIRECT($C$4&\"!C11\"),\"\")","v":""},{"$f":"IFERROR(INDIRECT($C$4&\"!D11\"),\"\")","v":""},{"$f":"IFERROR(INDIRECT($C$4&\"!E11\"),\"\")","v":""},{"$f":"IFERROR(INDIRECT($C$4&\"!F11\"),\"\")","v":""},{"$f":"IFERROR(INDIRECT($C$4&\"!G11\"),\"\")","v":""},{"$f":"IFERROR(INDIRECT($C$4&\"!H11\"),\"\")","v":""},{"$f":"IFERROR(INDIRECT($C$4&\"!I11\"),\"\")","v":""},{"$f":"IFERROR(INDIRECT($C$4&\"!J11\"),\"\")","v":""},{"$f":"IFERROR(INDIRECT($C$4&\"!K11\"),\"\")","v":""},{"$f":"IFERROR(INDIRECT($C$4&\"!L11\"),\"\")","v":""},{"$f":"IFERROR(INDIRECT($C$4&\"!M11\"),\"\")","v":""},{"$f":"IFERROR(INDIRECT($C$4&\"!N11\"),\"\")","v":""},{"$f":"IFERROR(INDIRECT($C$4&\"!O11\"),\"\")","v":""},{"$f":"IFERROR(INDIRECT($C$4&\"!P11\"),\"\")","v":""},{"$f":"IFERROR(INDIRECT($C$4&\"!Q11\"),\"\")","v":""},{"$f":"IFERROR(INDIRECT($C$4&\"!R11\"),\"\")","v":""},{"$f":"IFERROR(INDIRECT($C$4&\"!S11\"),\"\")","v":""},{"$f":"IFERROR(INDIRECT($C$4&\"!T11\"),\"\")","v":""},{"$f":"IFERROR(INDIRECT($C$4&\"!U11\"),\"\")","v":""},{"$f":"IFERROR(INDIRECT($C$4&\"!V11\"),\"\")","v":""},{"$f":"IFERROR(INDIRECT($C$4&\"!W11\"),\"\")","v":""},{"$f":"IFERROR(INDIRECT($C$4&\"!X11\"),\"\")","v":""},{"$f":"IFERROR(INDIRECT($C$4&\"!Y11\"),\"\")","v":""},null,10]
[null,null,11,{"$f":"IFERROR(INDIRECT($C$4&\"!B12\"),\"\")","v":""},{"$f":"IFERROR(INDIRECT($C$4&\"!C12\"),\"\")","v":""},{"$f":"IFERROR(INDIRECT($C$4&\"!D12\"),\"\")","v":""},{"$f":"IFERROR(INDIRECT($C$4&\"!E12\"),\"\")","v":""},{"$f":"IFERROR(INDIRECT($C$4&\"!F12\"),\"\")","v":""},{"$f":"IFERROR(INDIRECT($C$4&\"!G12\"),\"\")","v":""},{"$f":"IFERROR(INDIRECT($C$4&\"!H12\"),\"\")","v":""},{"$f":"IFERROR(INDIRECT($C$4&\"!I12\"),\"\")","v":""},{"$f":"IFERROR(INDIRECT($C$4&\"!J12\"),\"\")","v":""},{"$f":"IFERROR(INDIRECT($C$4&\"!K12\"),\"\")","v":""},{"$f":"IFERROR(INDIRECT($C$4&\"!L12\"),\"\")","v":""},{"$f":"IFERROR(INDIRECT($C$4&\"!M12\"),\"\")","v":""},{"$f":"IFERROR(INDIRECT($C$4&\"!N12\"),\"\")","v":""},{"$f":"IFERROR(INDIRECT($C$4&\"!O12\"),\"\")","v":""},{"$f":"IFERROR(INDIRECT($C$4&\"!P12\"),\"\")","v":""},{"$f":"IFERROR(INDIRECT($C$4&\"!Q12\"),\"\")","v":""},{"$f":"IFERROR(INDIRECT($C$4&\"!R12\"),\"\")","v":""},{"$f":"IFERROR(INDIRECT($C$4&\"!S12\"),\"\")","v":""},{"$f":"IFERROR(INDIRECT($C$4&\"!T12\"),\"\")","v":""},{"$f":"IFERROR(INDIRECT($C$4&\"!U12\"),\"\")","v":""},{"$f":"IFERROR(INDIRECT($C$4&\"!V12\"),\"\")","v":""},{"$f":"IFERROR(INDIRECT($C$4&\"!W12\"),\"\")","v":""},{"$f":"IFERROR(INDIRECT($C$4&\"!X12\"),\"\")","v":""},{"$f":"IFERROR(INDIRECT($C$4&\"!Y12\"),\"\")","v":""},null,11]
[null,null,12,{"$f":"IFERROR(INDIRECT($C$4&\"!B13\"),\"\")","v":""},{"$f":"IFERROR(INDIRECT($C$4&\"!C13\"),\"\")","v":""},{"$f":"IFERROR(INDIRECT($C$4&\"!D13\"),\"\")","v":""},{"$f":"IFERROR(INDIRECT($C$4&\"!E13\"),\"\")","v":""},{"$f":"IFERROR(INDIRECT($C$4&\"!F13\"),\"\")","v":""},{"$f":"IFERROR(INDIRECT($C$4&\"!G13\"),\"\")","v":""},{"$f":"IFERROR(INDIRECT($C$4&\"!H13\"),\"\")","v":""},{"$f":"IFERROR(INDIRECT($C$4&\"!I13\"),\"\")","v":""},{"$f":"IFERROR(INDIRECT($C$4&\"!J13\"),\"\")","v":""},{"$f":"IFERROR(INDIRECT($C$4&\"!K13\"),\"\")","v":""},{"$f":"IFERROR(INDIRECT($C$4&\"!L13\"),\"\")","v":""},{"$f":"IFERROR(INDIRECT($C$4&\"!M13\"),\"\")","v":""},{"$f":"IFERROR(INDIRECT($C$4&\"!N13\"),\"\")","v":""},{"$f":"IFERROR(INDIRECT($C$4&\"!O13\"),\"\")","v":""},{"$f":"IFERROR(INDIRECT($C$4&\"!P13\"),\"\")","v":""},{"$f":"IFERROR(INDIRECT($C$4&\"!Q13\"),\"\")","v":""},{"$f":"IFERROR(INDIRECT($C$4&\"!R13\"),\"\")","v":""},{"$f":"IFERROR(INDIRECT($C$4&\"!S13\"),\"\")","v":""},{"$f":"IFERROR(INDIRECT($C$4&\"!T13\"),\"\")","v":""},{"$f":"IFERROR(INDIRECT($C$4&\"!U13\"),\"\")","v":""},{"$f":"IFERROR(INDIRECT($C$4&\"!V13\"),\"\")","v":""},{"$f":"IFERROR(INDIRECT($C$4&\"!W13\"),\"\")","v":""},{"$f":"IFERROR(INDIRECT($C$4&\"!X13\"),\"\")","v":""},{"$f":"IFERROR(INDIRECT($C$4&\"!Y13\"),\"\")","v":""},null,12]
[null,null,1,{"$f":"IFERROR(INDIRECT($C$4&\"!B14\"),\"\")","v":""},{"$f":"IFERROR(INDIRECT($C$4&\"!C14\"),\"\")","v":""},{"$f":"IFERROR(INDIRECT($C$4&\"!D14\"),\"\")","v":""},{"$f":"IFERROR(INDIRECT($C$4&\"!E14\"),\"\")","v":""},{"$f":"IFERROR(INDIRECT($C$4&\"!F14\"),\"\")","v":""},{"$f":"IFERROR(INDIRECT($C$4&\"!G14\"),\"\")","v":""},{"$f":"IFERROR(INDIRECT($C$4&\"!H14\"),\"\")","v":""},{"$f":"IFERROR(INDIRECT($C$4&\"!I14\"),\"\")","v":""},{"$f":"IFERROR(INDIRECT($C$4&\"!J14\"),\"\")","v":""},{"$f":"IFERROR(INDIRECT($C$4&\"!K14\"),\"\")","v":""},{"$f":"IFERROR(INDIRECT($C$4&\"!L14\"),\"\")","v":""},{"$f":"IFERROR(INDIRECT($C$4&\"!M14\"),\"\")","v":""},{"$f":"IFERROR(INDIRECT($C$4&\"!N14\"),\"\")","v":""},{"$f":"IFERROR(INDIRECT($C$4&\"!O14\"),\"\")","v":""},{"$f":"IFERROR(INDIRECT($C$4&\"!P14\"),\"\")","v":""},{"$f":"IFERROR(INDIRECT($C$4&\"!Q14\"),\"\")","v":""},{"$f":"IFERROR(INDIRECT($C$4&\"!R14\"),\"\")","v":""},{"$f":"IFERROR(INDIRECT($C$4&\"!S14\"),\"\")","v":""},{"$f":"IFERROR(INDIRECT($C$4&\"!T14\"),\"\")","v":""},{"$f":"IFERROR(INDIRECT($C$4&\"!U14\"),\"\")","v":""},{"$f":"IFERROR(INDIRECT($C$4&\"!V14\"),\"\")","v":""},{"$f":"IFERROR(INDIRECT($C$4&\"!W14\"),\"\")","v":""},{"$f":"IFERROR(INDIRECT($C$4&\"!X14\"),\"\")","v":""},{"$f":"IFERROR(INDIRECT($C$4&\"!Y14\"),\"\")","v":""},null,1]
[null,null,2,{"$f":"IFERROR(INDIRECT($C$4&\"!B15\"),\"\")","v":""},{"$f":"IFERROR(INDIRECT($C$4&\"!C15\"),\"\")","v":""},{"$f":"IFERROR(INDIRECT($C$4&\"!D15\"),\"\")","v":""},{"$f":"IFERROR(INDIRECT($C$4&\"!E15\"),\"\")","v":""},{"$f":"IFERROR(INDIRECT($C$4&\"!F15\"),\"\")","v":""},{"$f":"IFERROR(INDIRECT($C$4&\"!G15\"),\"\")","v":""},{"$f":"IFERROR(INDIRECT($C$4&\"!H15\"),\"\")","v":""},{"$f":"IFERROR(INDIRECT($C$4&\"!I15\"),\"\")","v":""},{"$f":"IFERROR(INDIRECT($C$4&\"!J15\"),\"\")","v":""},{"$f":"IFERROR(INDIRECT($C$4&\"!K15\"),\"\")","v":""},{"$f":"IFERROR(INDIRECT($C$4&\"!L15\"),\"\")","v":""},{"$f":"IFERROR(INDIRECT($C$4&\"!M15\"),\"\")","v":""},{"$f":"IFERROR(INDIRECT($C$4&\"!N15\"),\"\")","v":""},{"$f":"IFERROR(INDIRECT($C$4&\"!O15\"),\"\")","v":""},{"$f":"IFERROR(INDIRECT($C$4&\"!P15\"),\"\")","v":""},{"$f":"IFERROR(INDIRECT($C$4&\"!Q15\"),\"\")","v":""},{"$f":"IFERROR(INDIRECT($C$4&\"!R15\"),\"\")","v":""},{"$f":"IFERROR(INDIRECT($C$4&\"!S15\"),\"\")","v":""},{"$f":"IFERROR(INDIRECT($C$4&\"!T15\"),\"\")","v":""},{"$f":"IFERROR(INDIRECT($C$4&\"!U15\"),\"\")","v":""},{"$f":"IFERROR(INDIRECT($C$4&\"!V15\"),\"\")","v":""},{"$f":"IFERROR(INDIRECT($C$4&\"!W15\"),\"\")","v":""},{"$f":"IFERROR(INDIRECT($C$4&\"!X15\"),\"\")","v":""},{"$f":"IFERROR(INDIRECT($C$4&\"!Y15\"),\"\")","v":""},null,2]
[null,null,3,{"$f":"IFERROR(INDIRECT($C$4&\"!B16\"),\"\")","v":""},{"$f":"IFERROR(INDIRECT($C$4&\"!C16\"),\"\")","v":""},{"$f":"IFERROR(INDIRECT($C$4&\"!D16\"),\"\")","v":""},{"$f":"IFERROR(INDIRECT($C$4&\"!E16\"),\"\")","v":""},{"$f":"IFERROR(INDIRECT($C$4&\"!F16\"),\"\")","v":""},{"$f":"IFERROR(INDIRECT($C$4&\"!G16\"),\"\")","v":""},{"$f":"IFERROR(INDIRECT($C$4&\"!H16\"),\"\")","v":""},{"$f":"IFERROR(INDIRECT($C$4&\"!I16\"),\"\")","v":""},{"$f":"IFERROR(INDIRECT($C$4&\"!J16\"),\"\")","v":""},{"$f":"IFERROR(INDIRECT($C$4&\"!K16\"),\"\")","v":""},{"$f":"IFERROR(INDIRECT($C$4&\"!L16\"),\"\")","v":""},{"$f":"IFERROR(INDIRECT($C$4&\"!M16\"),\"\")","v":""},{"$f":"IFERROR(INDIRECT($C$4&\"!N16\"),\"\")","v":""},{"$f":"IFERROR(INDIRECT($C$4&\"!O16\"),\"\")","v":""},{"$f":"IFERROR(INDIRECT($C$4&\"!P16\"),\"\")","v":""},{"$f":"IFERROR(INDIRECT($C$4&\"!Q16\"),\"\")","v":""},{"$f":"IFERROR(INDIRECT($C$4&\"!R16\"),\"\")","v":""},{"$f":"IFERROR(INDIRECT($C$4&\"!S16\"),\"\")","v":""},{"$f":"IFERROR(INDIRECT($C$4&\"!T16\"),\"\")","v":""},{"$f":"IFERROR(INDIRECT($C$4&\"!U16\"),\"\")","v":""},{"$f":"IFERROR(INDIRECT($C$4&\"!V16\"),\"\")","v":""},{"$f":"IFERROR(INDIRECT($C$4&\"!W16\"),\"\")","v":""},{"$f":"IFERROR(INDIRECT($C$4&\"!X16\"),\"\")","v":""},{"$f":"IFERROR(INDIRECT($C$4&\"!Y16\"),\"\")","v":""},null,3]
[]
[null,null,null,"共通1","冷房負荷ゼロ点",null,"冷房が不要になると思われる外気温度を入力",null,null,null,null,"Tco",18,"℃",null,"共通2","暖房設計外気温",null,"建物の暖房負荷を設定する外気温度(JIS B8627のＴh100に相当)",null,null,null,null,null,null,null,"Td",-5,"℃"]
[null,null,null,null,"暖房負荷ゼロ点",null,"暖房が不要になると思われる外気温度を入力",null,null,null,null,"Two",12,"℃",null,null,"設計暖房能力",null,"最大暖房負荷に対して選定したGHPの暖房能力(原則、最大空調負荷に等しい)",null,null,null,null,null,null,null,"Φwd",18.2,"kW"]
[]
[null,null,null,"設備導入前",null,null,null,null,null,null,null,null,null,null,null,null,"前1","前2","前3","前4","前5","前6","前7","前8","前9","前10"]
[null,null,null,null,"定格冷房能力",null,"GHPの仕様を入力",null,null,null,null,null,null,null,null,"Φco",22.4,null,null,null,null,null,null,null,null,null,"kW"]
[null,null,null,null,"定格冷房ガス消費量",null,"GHPの仕様を入力",null,null,null,null,null,null,null,null,"Pco",19.100000000000001,null,null,null,null,null,null,null,null,null,"kW"]
[null,null,null,null,"冷房消費電力",null,"GHPの仕様を入力",null,null,null,null,null,null,null,null,"Ac",0.38,null,null,null,null,null,null,null,null,null,"kW"]
[null,null,null,null,"定格冷房COP",null,"自動計算","(ep=",2.4,")",null,null,null,null,null,"σco",{"$f":"IFERROR(Q29/(Q30+Q31*$I$32),\"\")","v":1.1193284029582249},{"$f":"IFERROR(R29/(R30+R31*$I$32),\"\")","v":""},"","","","",{"$f":"IFERROR(W29/(W30+W31*$I$32),\"\")","v":""},"","",{"$f":"IFERROR(Z29/(Z30+Z31*$I$32),\"\")","v":""},"σco＝Φco／(Pco+Ac×ep)"]
[null,null,null,null,"定格暖房能力",null,"GHPの仕様を入力",null,null,null,null,null,null,null,null,"Φwo",25,null,null,null,null,null,null,null,null,null,"kW"]
[null,null,null,null,"定格暖房ガス消費量",null,"GHPの仕様を入力",null,null,null,null,null,null,null,null,"Pwo",18.7,null,null,null,null,null,null,null,null,null,"kW"]
[null,null,null,null,"暖房消費電力",null,"GHPの仕様を入力",null,null,null,null,null,null,null,null,"Aw",0.47,null,null,null,null,null,null,null,null,null,"kW"]
[null,null,null,null,"定格暖房COP",null,"自動計算",null,null,null,null,null,null,null,null,"σwo",{"$f":"IFERROR(Q33/(Q34+Q35*$I$32),\"\")","v":1.2608432519669155},{"$f":"IFERROR(R33/(R34+R35*$I$32),\"\")","v":""},"","","",{"$f":"IFERROR(V33/(V34+V35*$I$32),\"\")","v":""},"",{"$f":"IFERROR(X33/(X34+X35*$I$32),\"\")","v":""},"",{"$f":"IFERROR(Z33/(Z34+Z35*$I$32),\"\")","v":""},"σwo＝Φwo／(Pwo+Aw×ep)"]
[null,null,null,null,"低温暖房能力",null,"GHPの仕様を入力",null,null,"着霜を考慮した外気温2℃時の空調機の性能",null,null,null,null,null,"Φw2",25,null,null,null,null,null,null,null,null,null,"kW"]
[null,null,null,null,"低温暖房ガス消費量",null,"GHPの仕様を入力",null,null,"寒冷地向け空調機では、カタログ等に記載",null,null,null,null,null,"Pw2",30,null,null,null,null,null,null,null,null,null,"kW"]
[null,null,null,null,"低温暖房COP",null,"自動計算",null,null,null,null,null,null,null,null,"σw2",{"$f":"IFERROR(Q37/(Q38+Q35*$I$32),\"\")","v":0.80313544076072985},{"$f":"IFERROR(R37/(R38+R35*$I$32),\"\")","v":""},"",{"$f":"IFERROR(T37/(T38+T35*$I$32),\"\")","v":""},"","",{"$f":"IFERROR(W37/(W38+W35*$I$32),\"\")","v":""},"","",{"$f":"IFERROR(Z37/(Z38+Z35*$I$32),\"\")","v":""},"σw2＝Φw2／(Pw2+Aw×ep)"]
[null,null,null,null,"台数",null,"同じ容量の空調機の台数を入力",null,null,null,null,null,null,null,null,null,null,null,null,null,null,null,null,null,null,null,"台"]
[]
[null,null,null,"設備導入後",null,null,null,null,null,null,null,null,null,null,null,null,"後1","後2","後3","後4","後5","後6","後7","後8","後9","後10"]
[null,null,null,null,"定格冷房能力",null,"GHPの仕様を入力",null,null,null,null,null,null,null,null,"Φco",null,null,null,null,null,null,null,null,null,null,"kW"]
[null,null,null,null,"定格冷房ガス消費量",null,"GHPの仕様を入力",null,null,null,null,null,null,null,null,"Pco",null,null,null,null,null,null,null,null,null,null,"kW"]
[null,null,null,null,"冷房消費電力",null,"GHPの仕様を入力",null,null,null,null,null,null,null,null,"Ac",null,null,null,null,null,null,null,null,null,null,"kW"]
[null,null,null,null,"定格冷房COP",null,"自動計算","(ep=",2.4,")",null,null,null,null,null,"σco",{"$f":"IFERROR(Q43/(Q44+Q45*$I$46),\"\")","v":""},{"$f":"IFERROR(R43/(R44+R45*$I$46),\"\")","v":""},"","","","","","","","","σco＝Φco／(Pco+Ac×ep)"]
[null,null,null,null,"定格暖房能力",null,"GHPの仕様を入力",null,null,null,null,null,null,null,null,"Φwo",null,null,null,null,null,null,null,null,null,null,"kW"]
[null,null,null,null,"定格暖房ガス消費量",null,"GHPの仕様を入力",null,null,null,null,null,null,null,null,"Pwo",null,null,null,null,null,null,null,null,null,null,"kW"]
[null,null,null,null,"暖房消費電力",null,"GHPの仕様を入力",null,null,null,null,null,null,null,null,"Aw",null,null,null,null,null,null,null,null,null,null,"kW"]
[null,null,null,null,"定格暖房COP",null,"自動計算",null,null,null,null,null,null,null,null,"σwo",{"$f":"IFERROR(Q47/(Q48+Q49*$I$46),\"\")","v":""},{"$f":"IFERROR(R47/(R48+R49*$I$46),\"\")","v":""},"","","","","","","","","σwo＝Φwo／(Pwo+Aw×ep)"]
[null,null,null,null,"低温暖房能力",null,"GHPの仕様を入力",null,null,"着霜を考慮した外気温2℃時の空調機の性能",null,null,null,null,null,"Φw2",null,null,null,null,null,null,null,null,null,null,"kW"]
[null,null,null,null,"低温暖房ガス消費量",null,"GHPの仕様を入力",null,null,"寒冷地向け空調機では、カタログ等に記載",null,null,null,null,null,"Pw2",null,null,null,null,null,null,null,null,null,null,"kW"]
[null,null,null,null,"低温暖房COP",null,"自動計算",null,null,null,null,null,null,null,null,"σw2",{"$f":"IFERROR(Q51/(Q52+Q49*$I$46),\"\")","v":""},{"$f":"IFERROR(R51/(R52+R49*$I$46),\"\")","v":""},"","","","","","","",{"$f":"IFERROR(Z51/(Z52+Z49*$I$46),\"\")","v":""},"σw2＝Φw2／(Pw2+Aw×ep)"]
[null,null,null,null,"台数",null,"同じ容量の空調機の台数を入力",null,null,null,null,null,null,null,null,null,null,null,null,null,null,null,null,null,null,null,"台"]
[]
[null,null,"設備導入前ガス使用量［MJ]"]
[null,null,null,"冷房(Gc)",null,"暖房(Gw)",null,"合計(G)"]
[null,null,null,{"$f":"IFERROR(D74*F60+G74*I60+J74*L60+M74*O60+P74*R60+S74*U60+V74*X60+Y74*AA60+AB74*AD60+AE74*AG60,\"\")","v":0},null,{"$f":"IFERROR(E74*F60+H74*I60+K74*L60+N74*O60+Q74*R60+T74*U60+W74*X60+Z74*AA60+AC74*AD60+AF74*AG60,\"\")","v":0},null,{"$f":"IFERROR(SUM(D58:G58),\"\")","v":0}]
[]
[null,null,null,"前1",null,{"$f":"IF($Q$40=\"\",1,$Q$40)","v":1},"前2",null,{"$f":"IF($R$40=\"\",1,$R$40)","v":1},"前3",null,{"$f":"IF($S$40=\"\",1,$S$40)","v":1},"前4",null,{"$f":"IF($T$40=\"\",1,$T$40)","v":1},"前5",null,{"$f":"IF($U$40=\"\",1,$U$40)","v":1},"前6",null,{"$f":"IF($V$40=\"\",1,$V$40)","v":1},"前7",null,{"$f":"IF($W$40=\"\",1,$W$40)","v":1},"前8",null,{"$f":"IF($X$40=\"\",1,$X$40)","v":1},"前9",null,{"$f":"IF($Y$40=\"\",1,$Y$40)","v":1},"前10",null,{"$f":"IF($Z$40=\"\",1,$Z$40)","v":1}]
[null,null,"月    期間","冷房","暖房","月合計","冷房","暖房","月合計","冷房","暖房","月合計","冷房","暖房","月合計","冷房","暖房","月合計","冷房","暖房","月合計","冷房","暖房","月合計","冷房","暖房","月合計","冷房","暖房","月合計","冷房","暖房","月合計","期間    月"]
[null,null,4,{"$f":"IFERROR(IF($C$7=\"---\",\"\",3.6*(D102-D82*$I$32)),\"\")","v":""},{"$f":"IFERROR(IF($C$7=\"---\",\"\",3.6*(E102-E82*$I$32)),\"\")","v":""},{"$f":"IFERROR(D62+E62,\"\")","v":""},{"$f":"IFERROR(IF($C$7=\"---\",\"\",3.6*(G102-G82*$I$32)),\"\")","v":""},{"$f":"IFERROR(IF($C$7=\"---\",\"\",3.6*(H102-H82*$I$32)),\"\")","v":""},{"$f":"IFERROR(G62+H62,\"\")","v":""},{"$f":"IFERROR(IF($C$7=\"---\",\"\",3.6*(J102-J82*$I$32)),\"\")","v":""},{"$f":"IFERROR(IF($C$7=\"---\",\"\",3.6*(K102-K82*$I$32)),\"\")","v":""},{"$f":"IFERROR(J62+K62,\"\")","v":""},{"$f":"IFERROR(IF($C$7=\"---\",\"\",3.6*(M102-M82*$I$32)),\"\")","v":""},{"$f":"IFERROR(IF($C$7=\"---\",\"\",3.6*(N102-N82*$I$32)),\"\")","v":""},{"$f":"IFERROR(M62+N62,\"\")","v":""},{"$f":"IFERROR(IF($C$7=\"---\",\"\",3.6*(P102-P82*$I$32)),\"\")","v":""},{"$f":"IFERROR(IF($C$7=\"---\",\"\",3.6*(Q102-Q82*$I$32)),\"\")","v":""},{"$f":"IFERROR(P62+Q62,\"\")","v":""},{"$f":"IFERROR(IF($C$7=\"---\",\"\",3.6*(S102-S82*$I$32)),\"\")","v":""},{"$f":"IFERROR(IF($C$7=\"---\",\"\",3.6*(T102-T82*$I$32)),\"\")","v":""},{"$f":"IFERROR(S62+T62,\"\")","v":""},{"$f":"IFERROR(IF($C$7=\"---\",\"\",3.6*(V102-V82*$I$32)),\"\")","v":""},{"$f":"IFERROR(IF($C$7=\"---\",\"\",3.6*(W102-W82*$I$32)),\"\")","v":""},{"$f":"IFERROR(V62+W62,\"\")","v":""},{"$f":"IFERROR(IF($C$7=\"---\",\"\",3.6*(Y102-Y82*$I$32)),\"\")","v":""},{"$f":"IFERROR(IF($C$7=\"---\",\"\",3.6*(Z102-Z82*$I$32)),\"\")","v":""},{"$f":"IFERROR(Y62+Z62,\"\")","v":""},{"$f":"IFERROR(IF($C$7=\"---\",\"\",3.6*(AB102-AB82*$I$32)),\"\")","v":""},{"$f":"IFERROR(IF($C$7=\"---\",\"\",3.6*(AC102-AC82*$I$32)),\"\")","v":""},{"$f":"IFERROR(AB62+AC62,\"\")","v":""},{"$f":"IFERROR(IF($C$7=\"---\",\"\",3.6*(AE102-AE82*$I$32)),\"\")","v":""},{"$f":"IFERROR(IF($C$7=\"---\",\"\",3.6*(AF102-AF82*$I$32)),\"\")","v":""},{"$f":"IFERROR(AE62+AF62,\"\")","v":""},4]
[null,null,5,{"$f":"IFERROR(IF($C$7=\"---\",\"\",3.6*(D103-D83*$I$32)),\"\")","v":""},"",{"$f":"IFERROR(D63+E63,\"\")","v":""},{"$f":"IFERROR(IF($C$7=\"---\",\"\",3.6*(G103-G83*$I$32)),\"\")","v":""},"",{"$f":"IFERROR(G63+H63,\"\")","v":""},{"$f":"IFERROR(IF($C$7=\"---\",\"\",3.6*(J103-J83*$I$32)),\"\")","v":""},"",{"$f":"IFERROR(J63+K63,\"\")","v":""},{"$f":"IFERROR(IF($C$7=\"---\",\"\",3.6*(M103-M83*$I$32)),\"\")","v":""},"",{"$f":"IFERROR(M63+N63,\"\")","v":""},{"$f":"IFERROR(IF($C$7=\"---\",\"\",3.6*(P103-P83*$I$32)),\"\")","v":""},"",{"$f":"IFERROR(P63+Q63,\"\")","v":""},{"$f":"IFERROR(IF($C$7=\"---\",\"\",3.6*(S103-S83*$I$32)),\"\")","v":""},"",{"$f":"IFERROR(S63+T63,\"\")","v":""},{"$f":"IFERROR(IF($C$7=\"---\",\"\",3.6*(V103-V83*$I$32)),\"\")","v":""},"",{"$f":"IFERROR(V63+W63,\"\")","v":""},{"$f":"IFERROR(IF($C$7=\"---\",\"\",3.6*(Y103-Y83*$I$32)),\"\")","v":""},"",{"$f":"IFERROR(Y63+Z63,\"\")","v":""},{"$f":"IFERROR(IF($C$7=\"---\",\"\",3.6*(AB103-AB83*$I$32)),\"\")","v":""},"",{"$f":"IFERROR(AB63+AC63,\"\")","v":""},{"$f":"IFERROR(IF($C$7=\"---\",\"\",3.6*(AE103-AE83*$I$32)),\"\")","v":""},"",{"$f":"IFERROR(AE63+AF63,\"\")","v":""},5]
[null,null,6,"","","","","","",{"$f":"IFERROR(IF($C$7=\"---\",\"\",3.6*(J104-J84*$I$32)),\"\")","v":""},"","",{"$f":"IFERROR(IF($C$7=\"---\",\"\",3.6*(M104-M84*$I$32)),\"\")","v":""},"","",{"$f":"IFERROR(IF($C$7=\"---\",\"\",3.6*(P104-P84*$I$32)),\"\")","v":""},"","",{"$f":"IFERROR(IF($C$7=\"---\",\"\",3.6*(S104-S84*$I$32)),\"\")","v":""},"","",{"$f":"IFERROR(IF($C$7=\"---\",\"\",3.6*(V104-V84*$I$32)),\"\")","v":""},"","",{"$f":"IFERROR(IF($C$7=\"---\",\"\",3.6*(Y104-Y84*$I$32)),\"\")","v":""},"","",{"$f":"IFERROR(IF($C$7=\"---\",\"\",3.6*(AB104-AB84*$I$32)),\"\")","v":""},"","",{"$f":"IFERROR(IF($C$7=\"---\",\"\",3.6*(AE104-AE84*$I$32)),\"\")","v":""},"","",6]
[null,null,7,"","","","","","",{"$f":"IFERROR(IF($C$7=\"---\",\"\",3.6*(J105-J85*$I$32)),\"\")","v":""},"","",{"$f":"IFERROR(IF($C$7=\"---\",\"\",3.6*(M105-M85*$I$32)),\"\")","v":""},"","",{"$f":"IFERROR(IF($C$7=\"---\",\"\",3.6*(P105-P85*$I$32)),\"\")","v":""},"","",{"$f":"IFERROR(IF($C$7=\"---\",\"\",3.6*(S105-S85*$I$32)),\"\")","v":""},"","",{"$f":"IFERROR(IF($C$7=\"---\",\"\",3.6*(V105-V85*$I$32)),\"\")","v":""},"","",{"$f":"IFERROR(IF($C$7=\"---\",\"\",3.6*(Y105-Y85*$I$32)),\"\")","v":""},"","",{"$f":"IFERROR(IF($C$7=\"---\",\"\",3.6*(AB105-AB85*$I$32)),\"\")","v":""},"","",{"$f":"IFERROR(IF($C$7=\"---\",\"\",3.6*(AE105-AE85*$I$32)),\"\")","v":""},"","",7]
[null,null,8,"","","","","","",{"$f":"IFERROR(IF($C$7=\"---\",\"\",3.6*(J106-J86*$I$32)),\"\")","v":""},"","",{"$f":"IFERROR(IF($C$7=\"---\",\"\",3.6*(M106-M86*$I$32)),\"\")","v":""},"","",{"$f":"IFERROR(IF($C$7=\"---\",\"\",3.6*(P106-P86*$I$32)),\"\")","v":""},"","",{"$f":"IFERROR(IF($C$7=\"---\",\"\",3.6*(S106-S86*$I$32)),\"\")","v":""},"","",{"$f":"IFERROR(IF($C$7=\"---\",\"\",3.6*(V106-V86*$I$32)),\"\")","v":""},"","",{"$f":"IFERROR(IF($C$7=\"---\",\"\",3.6*(Y106-Y86*$I$32)),\"\")","v":""},"","",{"$f":"IFERROR(IF($C$7=\"---\",\"\",3.6*(AB106-AB86*$I$32)),\"\")","v":""},"","",{"$f":"IFERROR(IF($C$7=\"---\",\"\",3.6*(AE106-AE86*$I$32)),\"\")","v":""},"","",8]
[null,null,9,"","","","","","",{"$f":"IFERROR(IF($C$7=\"---\",\"\",3.6*(J107-J87*$I$32)),\"\")","v":""},"","",{"$f":"IFERROR(IF($C$7=\"---\",\"\",3.6*(M107-M87*$I$32)),\"\")","v":""},"","",{"$f":"IFERROR(IF($C$7=\"---\",\"\",3.6*(P107-P87*$I$32)),\"\")","v":""},"","",{"$f":"IFERROR(IF($C$7=\"---\",\"\",3.6*(S107-S87*$I$32)),\"\")","v":""},"","",{"$f":"IFERROR(IF($C$7=\"---\",\"\",3.6*(V107-V87*$I$32)),\"\")","v":""},"","",{"$f":"IFERROR(IF($C$7=\"---\",\"\",3.6*(Y107-Y87*$I$32)),\"\")","v":""},"","",{"$f":"IFERROR(IF($C$7=\"---\",\"\",3.6*(AB107-AB87*$I$32)),\"\")","v":""},"","",{"$f":"IFERROR(IF($C$7=\"---\",\"\",3.6*(AE107-AE87*$I$32)),\"\")","v":""},"","",9]
[null,null,10,"","","","","","",{"$f":"IFERROR(IF($C$7=\"---\",\"\",3.6*(J108-J88*$I$32)),\"\")","v":""},"","",{"$f":"IFERROR(IF($C$7=\"---\",\"\",3.6*(M108-M88*$I$32)),\"\")","v":""},"","",{"$f":"IFERROR(IF($C$7=\"---\",\"\",3.6*(P108-P88*$I$32)),\"\")","v":""},"","",{"$f":"IFERROR(IF($C$7=\"---\",\"\",3.6*(S108-S88*$I$32)),\"\")","v":""},"","",{"$f":"IFERROR(IF($C$7=\"---\",\"\",3.6*(V108-V88*$I$32)),\"\")","v":""},"","",{"$f":"IFERROR(IF($C$7=\"---\",\"\",3.6*(Y108-Y88*$I$32)),\"\")","v":""},"","",{"$f":"IFERROR(IF($C$7=\"---\",\"\",3.6*(AB108-AB88*$I$32)),\"\")","v":""},"","",{"$f":"IFERROR(IF($C$7=\"---\",\"\",3.6*(AE108-AE88*$I$32)),\"\")","v":""},"","",10]
[null,null,11,"","","","","","",{"$f":"IFERROR(IF($C$7=\"---\",\"\",3.6*(J109-J89*$I$32)),\"\")","v":""},"","",{"$f":"IFERROR(IF($C$7=\"---\",\"\",3.6*(M109-M89*$I$32)),\"\")","v":""},"","",{"$f":"IFERROR(IF($C$7=\"---\",\"\",3.6*(P109-P89*$I$32)),\"\")","v":""},"","",{"$f":"IFERROR(IF($C$7=\"---\",\"\",3.6*(S109-S89*$I$32)),\"\")","v":""},"","",{"$f":"IFERROR(IF($C$7=\"---\",\"\",3.6*(V109-V89*$I$32)),\"\")","v":""},"","",{"$f":"IFERROR(IF($C$7=\"---\",\"\",3.6*(Y109-Y89*$I$32)),\"\")","v":""},"","",{"$f":"IFERROR(IF($C$7=\"---\",\"\",3.6*(AB109-AB89*$I$32)),\"\")","v":""},"","",{"$f":"IFERROR(IF($C$7=\"---\",\"\",3.6*(AE109-AE89*$I$32)),\"\")","v":""},"","",11]
[null,null,12,"","","","","","",{"$f":"IFERROR(IF($C$7=\"---\",\"\",3.6*(J110-J90*$I$32)),\"\")","v":""},"","",{"$f":"IFERROR(IF($C$7=\"---\",\"\",3.6*(M110-M90*$I$32)),\"\")","v":""},"","",{"$f":"IFERROR(IF($C$7=\"---\",\"\",3.6*(P110-P90*$I$32)),\"\")","v":""},"","",{"$f":"IFERROR(IF($C$7=\"---\",\"\",3.6*(S110-S90*$I$32)),\"\")","v":""},"","",{"$f":"IFERROR(IF($C$7=\"---\",\"\",3.6*(V110-V90*$I$32)),\"\")","v":""},"","",{"$f":"IFERROR(IF($C$7=\"---\",\"\",3.6*(Y110-Y90*$I$32)),\"\")","v":""},"","",{"$f":"IFERROR(IF($C$7=\"---\",\"\",3.6*(AB110-AB90*$I$32)),\"\")","v":""},"","",{"$f":"IFERROR(IF($C$7=\"---\",\"\",3.6*(AE110-AE90*$I$32)),\"\")","v":""},"","",12]
[null,null,1,"","","","","","",{"$f":"IFERROR(IF($C$7=\"---\",\"\",3.6*(J111-J91*$I$32)),\"\")","v":""},"","",{"$f":"IFERROR(IF($C$7=\"---\",\"\",3.6*(M111-M91*$I$32)),\"\")","v":""},"","",{"$f":"IFERROR(IF($C$7=\"---\",\"\",3.6*(P111-P91*$I$32)),\"\")","v":""},"","",{"$f":"IFERROR(IF($C$7=\"---\",\"\",3.6*(S111-S91*$I$32)),\"\")","v":""},"","",{"$f":"IFERROR(IF($C$7=\"---\",\"\",3.6*(V111-V91*$I$32)),\"\")","v":""},"","",{"$f":"IFERROR(IF($C$7=\"---\",\"\",3.6*(Y111-Y91*$I$32)),\"\")","v":""},"","",{"$f":"IFERROR(IF($C$7=\"---\",\"\",3.6*(AB111-AB91*$I$32)),\"\")","v":""},"","",{"$f":"IFERROR(IF($C$7=\"---\",\"\",3.6*(AE111-AE91*$I$32)),\"\")","v":""},"","",1]
[null,null,2,"","","","","","",{"$f":"IFERROR(IF($C$7=\"---\",\"\",3.6*(J112-J92*$I$32)),\"\")","v":""},"","",{"$f":"IFERROR(IF($C$7=\"---\",\"\",3.6*(M112-M92*$I$32)),\"\")","v":""},"","",{"$f":"IFERROR(IF($C$7=\"---\",\"\",3.6*(P112-P92*$I$32)),\"\")","v":""},"","",{"$f":"IFERROR(IF($C$7=\"---\",\"\",3.6*(S112-S92*$I$32)),\"\")","v":""},"","",{"$f":"IFERROR(IF($C$7=\"---\",\"\",3.6*(V112-V92*$I$32)),\"\")","v":""},"","",{"$f":"IFERROR(IF($C$7=\"---\",\"\",3.6*(Y112-Y92*$I$32)),\"\")","v":""},"","",{"$f":"IFERROR(IF($C$7=\"---\",\"\",3.6*(AB112-AB92*$I$32)),\"\")","v":""},"","",{"$f":"IFERROR(IF($C$7=\"---\",\"\",3.6*(AE112-AE92*$I$32)),\"\")","v":""},"","",2]
[null,null,3,"","",{"$f":"IFERROR(D73+E73,\"\")","v":""},"","",{"$f":"IFERROR(G73+H73,\"\")","v":""},{"$f":"IFERROR(IF($C$7=\"---\",\"\",3.6*(J113-J93*$I$32)),\"\")","v":""},"",{"$f":"IFERROR(J73+K73,\"\")","v":""},{"$f":"IFERROR(IF($C$7=\"---\",\"\",3.6*(M113-M93*$I$32)),\"\")","v":""},"",{"$f":"IFERROR(M73+N73,\"\")","v":""},{"$f":"IFERROR(IF($C$7=\"---\",\"\",3.6*(P113-P93*$I$32)),\"\")","v":""},"",{"$f":"IFERROR(P73+Q73,\"\")","v":""},{"$f":"IFERROR(IF($C$7=\"---\",\"\",3.6*(S113-S93*$I$32)),\"\")","v":""},"",{"$f":"IFERROR(S73+T73,\"\")","v":""},{"$f":"IFERROR(IF($C$7=\"---\",\"\",3.6*(V113-V93*$I$32)),\"\")","v":""},"",{"$f":"IFERROR(V73+W73,\"\")","v":""},{"$f":"IFERROR(IF($C$7=\"---\",\"\",3.6*(Y113-Y93*$I$32)),\"\")","v":""},"",{"$f":"IFERROR(Y73+Z73,\"\")","v":""},{"$f":"IFERROR(IF($C$7=\"---\",\"\",3.6*(AB113-AB93*$I$32)),\"\")","v":""},"",{"$f":"IFERROR(AB73+AC73,\"\")","v":""},{"$f":"IFERROR(IF($C$7=\"---\",\"\",3.6*(AE113-AE93*$I$32)),\"\")","v":""},"",{"$f":"IFERROR(AE73+AF73,\"\")","v":""},3]
[null,null,"合計",{"$f":"IFERROR(SUM(D62:D73),\"\")","v":0},0,0,0,0,0,0,0,0,0,0,0,0,0,0,0,0,0,0,0,0,0,0,0,0,0,0,0,0,0,"合計"]
[]
[null,null,"設備導入前電力使用量[kWh]"]
[null,null,null,"冷房(Auxc)",null,"暖房(Auxw)",null,"合計(Aux)"]
[null,null,null,{"$f":"IFERROR(D94*F80+G94*I80+J94*L80+M94*O80+P94*R80+S94*U80+V94*X80+Y94*AA80+AB94*AD80+AE94*AG80,\"\")","v":0},null,{"$f":"IFERROR(E94*F80+H94*I80+K94*L80+N94*O80+Q94*R80+T94*U80+W94*X80+Z94*AA80+AC94*AD80+AF94*AG80,\"\")","v":0},null,{"$f":"IFERROR(SUM(D78:G78),\"\")","v":0}]
[]
[null,null,null,"前1",null,{"$f":"IF($Q$40=\"\",1,$Q$40)","v":1},"前2",null,{"$f":"IF($R$40=\"\",1,$R$40)","v":1},"前3",null,{"$f":"IF($S$40=\"\",1,$S$40)","v":1},"前4",null,{"$f":"IF($T$40=\"\",1,$T$40)","v":1},"前5",null,{"$f":"IF($U$40=\"\",1,$U$40)","v":1},"前6",null,{"$f":"IF($V$40=\"\",1,$V$40)","v":1},"前7",null,{"$f":"IF($W$40=\"\",1,$W$40)","v":1},"前8",null,{"$f":"IF($X$40=\"\",1,$X$40)","v":1},"前9",null,{"$f":"IF($Y$40=\"\",1,$Y$40)","v":1},"前10",null,{"$f":"IF($Z$40=\"\",1,$Z$40)","v":1}]
[null,null,"月    期間","冷房","暖房","月合計","冷房","暖房","月合計","冷房","暖房","月合計","冷房","暖房","月合計","冷房","暖房","月合計","冷房","暖房","月合計","冷房","暖房","月合計","冷房","暖房","月合計","冷房","暖房","月合計","冷房","暖房","月合計","期間    月"]
[null,null,4,{"$f":"IFERROR(IF($C$7=\"---\",\"\",D102*($Q$31*$I$32)/($Q$30+$Q$31*$I$32)/$I$32),\"\")","v":""},{"$f":"IFERROR(IF($C$7=\"---\",\"\",E102*($Q$35*$I$32)/($Q$34+$Q$35*$I$32)/$I$32),\"\")","v":""},{"$f":"IFERROR(D82+E82,\"\")","v":""},{"$f":"IFERROR(IF($C$7=\"---\",\"\",G102*($R$31*$I$32)/($R$30+$R$31*$I$32)/$I$32),\"\")","v":""},{"$f":"IFERROR(IF($C$7=\"---\",\"\",H102*($R$35*$I$32)/($R$34+$R$35*$I$32)/$I$32),\"\")","v":""},{"$f":"IFERROR(G82+H82,\"\")","v":""},{"$f":"IFERROR(IF($C$7=\"---\",\"\",J102*($S$31*$I$32)/($S$30+$S$31*$I$32)/$I$32),\"\")","v":""},{"$f":"IFERROR(IF($C$7=\"---\",\"\",K102*($S$35*$I$32)/($S$34+$S$35*$I$32)/$I$32),\"\")","v":""},{"$f":"IFERROR(J82+K82,\"\")","v":""},{"$f":"IFERROR(IF($C$7=\"---\",\"\",M102*($T$31*$I$32)/($T$30+$T$31*$I$32)/$I$32),\"\")","v":""},{"$f":"IFERROR(IF($C$7=\"---\",\"\",N102*($T$35*$I$32)/($T$34+$T$35*$I$32)/$I$32),\"\")","v":""},{"$f":"IFERROR(M82+N82,\"\")","v":""},{"$f":"IFERROR(IF($C$7=\"---\",\"\",P102*($U$31*$I$32)/($U$30+$U$31*$I$32)/$I$32),\"\")","v":""},{"$f":"IFERROR(IF($C$7=\"---\",\"\",Q102*($U$35*$I$32)/($U$34+$U$35*$I$32)/$I$32),\"\")","v":""},{"$f":"IFERROR(P82+Q82,\"\")","v":""},{"$f":"IFERROR(IF($C$7=\"---\",\"\",S102*($V$31*$I$32)/($V$30+$V$31*$I$32)/$I$32),\"\")","v":""},{"$f":"IFERROR(IF($C$7=\"---\",\"\",T102*($V$35*$I$32)/($V$34+$V$35*$I$32)/$I$32),\"\")","v":""},{"$f":"IFERROR(S82+T82,\"\")","v":""},{"$f":"IFERROR(IF($C$7=\"---\",\"\",V102*($W$31*$I$32)/($W$30+$W$31*$I$32)/$I$32),\"\")","v":""},{"$f":"IFERROR(IF($C$7=\"---\",\"\",W102*($W$35*$I$32)/($W$34+$W$35*$I$32)/$I$32),\"\")","v":""},{"$f":"IFERROR(V82+W82,\"\")","v":""},{"$f":"IFERROR(IF($C$7=\"---\",\"\",Y102*($X$31*$I$32)/($X$30+$X$31*$I$32)/$I$32),\"\")","v":""},{"$f":"IFERROR(IF($C$7=\"---\",\"\",Z102*($X$35*$I$32)/($X$34+$X$35*$I$32)/$I$32),\"\")","v":""},{"$f":"IFERROR(Y82+Z82,\"\")","v":""},{"$f":"IFERROR(IF($C$7=\"---\",\"\",AB102*($Y$31*$I$32)/($Y$30+$Y$31*$I$32)/$I$32),\"\")","v":""},{"$f":"IFERROR(IF($C$7=\"---\",\"\",AC102*($Y$35*$I$32)/($Y$34+$Y$35*$I$32)/$I$32),\"\")","v":""},{"$f":"IFERROR(AB82+AC82,\"\")","v":""},{"$f":"IFERROR(IF($C$7=\"---\",\"\",AE102*($Z$31*$I$32)/($Z$30+$Z$31*$I$32)/$I$32),\"\")","v":""},{"$f":"IFERROR(IF($C$7=\"---\",\"\",AF102*($Z$35*$I$32)/($Z$34+$Z$35*$I$32)/$I$32),\"\")","v":""},{"$f":"IFERROR(AE82+AF82,\"\")","v":""},4]
[null,null,5,{"$f":"IFERROR(IF($C$7=\"---\",\"\",D103*($Q$31*$I$32)/($Q$30+$Q$31*$I$32)/$I$32),\"\")","v":""},{"$f":"IFERROR(IF($C$7=\"---\",\"\",E103*($Q$35*$I$32)/($Q$34+$Q$35*$I$32)/$I$32),\"\")","v":""},{"$f":"IFERROR(D83+E83,\"\")","v":""},{"$f":"IFERROR(IF($C$7=\"---\",\"\",G103*($R$31*$I$32)/($R$30+$R$31*$I$32)/$I$32),\"\")","v":""},{"$f":"IFERROR(IF($C$7=\"---\",\"\",H103*($R$35*$I$32)/($R$34+$R$35*$I$32)/$I$32),\"\")","v":""},{"$f":"IFERROR(G83+H83,\"\")","v":""},{"$f":"IFERROR(IF($C$7=\"---\",\"\",J103*($S$31*$I$32)/($S$30+$S$31*$I$32)/$I$32),\"\")","v":""},{"$f":"IFERROR(IF($C$7=\"---\",\"\",K103*($S$35*$I$32)/($S$34+$S$35*$I$32)/$I$32),\"\")","v":""},{"$f":"IFERROR(J83+K83,\"\")","v":""},{"$f":"IFERROR(IF($C$7=\"---\",\"\",M103*($T$31*$I$32)/($T$30+$T$31*$I$32)/$I$32),\"\")","v":""},{"$f":"IFERROR(IF($C$7=\"---\",\"\",N103*($T$35*$I$32)/($T$34+$T$35*$I$32)/$I$32),\"\")","v":""},{"$f":"IFERROR(M83+N83,\"\")","v":""},{"$f":"IFERROR(IF($C$7=\"---\",\"\",P103*($U$31*$I$32)/($U$30+$U$31*$I$32)/$I$32),\"\")","v":""},{"$f":"IFERROR(IF($C$7=\"---\",\"\",Q103*($U$35*$I$32)/($U$34+$U$35*$I$32)/$I$32),\"\")","v":""},{"$f":"IFERROR(P83+Q83,\"\")","v":""},{"$f":"IFERROR(IF($C$7=\"---\",\"\",S103*($V$31*$I$32)/($V$30+$V$31*$I$32)/$I$32),\"\")","v":""},{"$f":"IFERROR(IF($C$7=\"---\",\"\",T103*($V$35*$I$32)/($V$34+$V$35*$I$32)/$I$32),\"\")","v":""},{"$f":"IFERROR(S83+T83,\"\")","v":""},{"$f":"IFERROR(IF($C$7=\"---\",\"\",V103*($W$31*$I$32)/($W$30+$W$31*$I$32)/$I$32),\"\")","v":""},{"$f":"IFERROR(IF($C$7=\"---\",\"\",W103*($W$35*$I$32)/($W$34+$W$35*$I$32)/$I$32),\"\")","v":""},{"$f":"IFERROR(V83+W83,\"\")","v":""},{"$f":"IFERROR(IF($C$7=\"---\",\"\",Y103*($X$31*$I$32)/($X$30+$X$31*$I$32)/$I$32),\"\")","v":""},{"$f":"IFERROR(IF($C$7=\"---\",\"\",Z103*($X$35*$I$32)/($X$34+$X$35*$I$32)/$I$32),\"\")","v":""},{"$f":"IFERROR(Y83+Z83,\"\")","v":""},{"$f":"IFERROR(IF($C$7=\"---\",\"\",AB103*($Y$31*$I$32)/($Y$30+$Y$31*$I$32)/$I$32),\"\")","v":""},{"$f":"IFERROR(IF($C$7=\"---\",\"\",AC103*($Y$35*$I$32)/($Y$34+$Y$35*$I$32)/$I$32),\"\")","v":""},{"$f":"IFERROR(AB83+AC83,\"\")","v":""},{"$f":"IFERROR(IF($C$7=\"---\",\"\",AE103*($Z$31*$I$32)/($Z$30+$Z$31*$I$32)/$I$32),\"\")","v":""},{"$f":"IFERROR(IF($C$7=\"---\",\"\",AF103*($Z$35*$I$32)/($Z$34+$Z$35*$I$32)/$I$32),\"\")","v":""},{"$f":"IFERROR(AE83+AF83,\"\")","v":""},5]
[null,null,6,"","","","","","","","","","","","","","","","","","","","","","","","","","","","","","",6]
[null,null,7,"","","","","","","","","","","","","","","","","","","","","","","","","","","","","","",7]
[null,null,8,"","","","","","","","","","","","","","","","","","","","","","","","","","","","","","",8]
[null,null,9,"","","","","","","","","","","","","","","","","","","","","","","","","","","","","","",9]
[null,null,10,"","","","","","","","","","","","","","","","","","","","","","","","","","","","","","",10]
[null,null,11,"","","","","","","","","","","","","","","","","","","","","","","","","","","","","","",11]
[null,null,12,"","","","","","","","","","","","","","","","","","","","","","","","","","","","","","",12]
[null,null,1,"","","","","","","","","","","","","","","","","","","","","","","","","","","","","","",1]
[null,null,2,"","","","","","","","","","","","","","","","","","","","","","","","","","","","","","",2]
[null,null,3,"","",{"$f":"IFERROR(D93+E93,\"\")","v":""},"","",{"$f":"IFERROR(G93+H93,\"\")","v":""},"","",{"$f":"IFERROR(J93+K93,\"\")","v":""},"","",{"$f":"IFERROR(M93+N93,\"\")","v":""},"","",{"$f":"IFERROR(P93+Q93,\"\")","v":""},{"$f":"IFERROR(IF($C$7=\"---\",\"\",S113*($V$31*$I$32)/($V$30+$V$31*$I$32)/$I$32),\"\")","v":""},{"$f":"IFERROR(IF($C$7=\"---\",\"\",T113*($V$35*$I$32)/($V$34+$V$35*$I$32)/$I$32),\"\")","v":""},{"$f":"IFERROR(S93+T93,\"\")","v":""},"","",{"$f":"IFERROR(V93+W93,\"\")","v":""},"","",{"$f":"IFERROR(Y93+Z93,\"\")","v":""},"","",{"$f":"IFERROR(AB93+AC93,\"\")","v":""},"","",{"$f":"IFERROR(AE93+AF93,\"\")","v":""},3]
[null,null,"合計",{"$f":"IFERROR(SUM(D82:D93),\"\")","v":0},0,0,0,0,0,0,0,0,0,0,0,0,0,0,0,0,0,0,0,0,0,0,0,0,0,0,0,0,0,"合計"]
[]
[null,null,"設備導入前エネルギー使用量［kWh]"]
[null,null,null,"冷房(Ec)",null,"暖房(Ew)",null,"合計(E)"]
[null,null,null,{"$f":"IFERROR(D114*F100+G114*I100+J114*L100+M114*O100+P114*R100+S114*U100+V114*X100+Y114*AA100+AB114*AD100+AE114*AG100,\"\")","v":0},null,{"$f":"IFERROR(E114*F100+H114*I100+K114*L100+N114*O100+Q114*R100+T114*U100+W114*X100+Z114*AA100+AC114*AD100+AF114*AG100,\"\")","v":0},null,{"$f":"IFERROR(SUM(D98:G98),\"\")","v":0}]
[]
[null,null,null,"前1",null,{"$f":"IF($Q$40=\"\",1,$Q$40)","v":1},"前2",null,{"$f":"IF($R$40=\"\",1,$R$40)","v":1},"前3",null,{"$f":"IF($S$40=\"\",1,$S$40)","v":1},"前4",null,{"$f":"IF($T$40=\"\",1,$T$40)","v":1},"前5",null,{"$f":"IF($U$40=\"\",1,$U$40)","v":1},"前6",null,{"$f":"IF($V$40=\"\",1,$V$40)","v":1},"前7",null,{"$f":"IF($W$40=\"\",1,$W$40)","v":1},"前8",null,{"$f":"IF($X$40=\"\",1,$X$40)","v":1},"前9",null,{"$f":"IF($Y$40=\"\",1,$Y$40)","v":1},"前10",null,{"$f":"IF($Z$40=\"\",1,$Z$40)","v":1}]
[null,null,"月    期間","冷房","暖房","月合計","冷房","暖房","月合計","冷房","暖房","月合計","冷房","暖房","月合計","冷房","暖房","月合計","冷房","暖房","月合計","冷房","暖房","月合計","冷房","暖房","月合計","冷房","暖房","月合計","冷房","暖房","月合計","期間    月"]
[null,null,4,{"$f":"IFERROR(IF($C$7=\"---\",\"\",$AB$26/($C$7*$Q$32)*AU227),\"\")","v":""},{"$f":"IFERROR(IF($C$7=\"---\",\"\",$AU367),\"\")","v":""},{"$f":"IFERROR(D102+E102,\"\")","v":""},{"$f":"IFERROR(IF($C$7=\"---\",\"\",$AB$26/($C$7*$R$32)*AV227),\"\")","v":""},{"$f":"IFERROR(IF($C$7=\"---\",\"\",$AV367),\"\")","v":""},{"$f":"IFERROR(G102+H102,\"\")","v":""},{"$f":"IFERROR(IF($C$7=\"---\",\"\",$AB$26/($C$7*$S$32)*AW227),\"\")","v":""},{"$f":"IFERROR(IF($C$7=\"---\",\"\",$AW367),\"\")","v":""},{"$f":"IFERROR(J102+K102,\"\")","v":""},{"$f":"IFERROR(IF($C$7=\"---\",\"\",$AB$26/($C$7*$T$32)*AX227),\"\")","v":""},{"$f":"IFERROR(IF($C$7=\"---\",\"\",$AX367),\"\")","v":""},{"$f":"IFERROR(M102+N102,\"\")","v":""},{"$f":"IFERROR(IF($C$7=\"---\",\"\",$AB$26/($C$7*$U$32)*AY227),\"\")","v":""},{"$f":"IFERROR(IF($C$7=\"---\",\"\",$AY367),\"\")","v":""},{"$f":"IFERROR(P102+Q102,\"\")","v":""},{"$f":"IFERROR(IF($C$7=\"---\",\"\",$AB$26/($C$7*$V$32)*AZ227),\"\")","v":""},{"$f":"IFERROR(IF($C$7=\"---\",\"\",$AZ367),\"\")","v":""},{"$f":"IFERROR(S102+T102,\"\")","v":""},{"$f":"IFERROR(IF($C$7=\"---\",\"\",$AB$26/($C$7*$W$32)*BA227),\"\")","v":""},{"$f":"IFERROR(IF($C$7=\"---\",\"\",$BA367),\"\")","v":""},{"$f":"IFERROR(V102+W102,\"\")","v":""},{"$f":"IFERROR(IF($C$7=\"---\",\"\",$AB$26/($C$7*$X$32)*BB227),\"\")","v":""},{"$f":"IFERROR(IF($C$7=\"---\",\"\",$BB367),\"\")","v":""},{"$f":"IFERROR(Y102+Z102,\"\")","v":""},{"$f":"IFERROR(IF($C$7=\"---\",\"\",$AB$26/($C$7*$Y$32)*BC227),\"\")","v":""},{"$f":"IFERROR(IF($C$7=\"---\",\"\",$BC367),\"\")","v":""},{"$f":"IFERROR(AB102+AC102,\"\")","v":""},{"$f":"IFERROR(IF($C$7=\"---\",\"\",$AB$26/($C$7*$Z$32)*BD227),\"\")","v":""},{"$f":"IFERROR(IF($C$7=\"---\",\"\",$BD367),\"\")","v":""},{"$f":"IFERROR(AE102+AF102,\"\")","v":""},4]
[null,null,5,{"$f":"IFERROR(IF($C$7=\"---\",\"\",$AB$26/($C$7*$Q$32)*AU228),\"\")","v":""},{"$f":"IFERROR(IF($C$7=\"---\",\"\",$AU368),\"\")","v":""},{"$f":"IFERROR(D103+E103,\"\")","v":""},{"$f":"IFERROR(IF($C$7=\"---\",\"\",$AB$26/($C$7*$R$32)*AV228),\"\")","v":""},{"$f":"IFERROR(IF($C$7=\"---\",\"\",$AV368),\"\")","v":""},{"$f":"IFERROR(G103+H103,\"\")","v":""},{"$f":"IFERROR(IF($C$7=\"---\",\"\",$AB$26/($C$7*$S$32)*AW228),\"\")","v":""},{"$f":"IFERROR(IF($C$7=\"---\",\"\",$AW368),\"\")","v":""},{"$f":"IFERROR(J103+K103,\"\")","v":""},{"$f":"IFERROR(IF($C$7=\"---\",\"\",$AB$26/($C$7*$T$32)*AX228),\"\")","v":""},{"$f":"IFERROR(IF($C$7=\"---\",\"\",$AX368),\"\")","v":""},{"$f":"IFERROR(M103+N103,\"\")","v":""},{"$f":"IFERROR(IF($C$7=\"---\",\"\",$AB$26/($C$7*$U$32)*AY228),\"\")","v":""},{"$f":"IFERROR(IF($C$7=\"---\",\"\",$AY368),\"\")","v":""},{"$f":"IFERROR(P103+Q103,\"\")","v":""},{"$f":"IFERROR(IF($C$7=\"---\",\"\",$AB$26/($C$7*$V$32)*AZ228),\"\")","v":""},{"$f":"IFERROR(IF($C$7=\"---\",\"\",$AZ368),\"\")","v":""},{"$f":"IFERROR(S103+T103,\"\")","v":""},{"$f":"IFERROR(IF($C$7=\"---\",\"\",$AB$26/($C$7*$W$32)*BA228),\"\")","v":""},{"$f":"IFERROR(IF($C$7=\"---\",\"\",$BA368),\"\")","v":""},{"$f":"IFERROR(V103+W103,\"\")","v":""},{"$f":"IFERROR(IF($C$7=\"---\",\"\",$AB$26/($C$7*$X$32)*BB228),\"\")","v":""},{"$f":"IFERROR(IF($C$7=\"---\",\"\",$BB368),\"\")","v":""},{"$f":"IFERROR(Y103+Z103,\"\")","v":""},{"$f":"IFERROR(IF($C$7=\"---\",\"\",$AB$26/($C$7*$Y$32)*BC228),\"\")","v":""},{"$f":"IFERROR(IF($C$7=\"---\",\"\",$BC368),\"\")","v":""},{"$f":"IFERROR(AB103+AC103,\"\")","v":""},{"$f":"IFERROR(IF($C$7=\"---\",\"\",$AB$26/($C$7*$Z$32)*BD228),\"\")","v":""},{"$f":"IFERROR(IF($C$7=\"---\",\"\",$BD368),\"\")","v":""},{"$f":"IFERROR(AE103+AF103,\"\")","v":""},5]
[null,null,6,"","","","","","","","","","","","","","","","","","","","","","","","","","","","","","",6]
[null,null,7,"","","","","","","","","","","","","","","","","","","","","","","","","","","","","","",7]
[null,null,8,"","","","","","","","","","","","","","","","","","","","","","","","","","","","","","",8]
[null,null,9,"","","","","","","","","","","","","","","","","","","","","","","","","","","","","","",9]
[null,null,10,"","","","","","","","","","","","","","","","","","","","","","","","","","","","","","",10]
[null,null,11,"","","","","","","","","","","","","","","","","","","","","","","","","","","","","","",11]
[null,null,12,"","","","","","","","","","","","","","","","","","","","","","","","","","","","","","",12]
[null,null,1,"","","","","","","","","","","","","","","","","","","","","","","","","","","","","",{"$f":"IFERROR(AE111+AF111,\"\")","v":""},1]
[null,null,2,"","","","","","","","","","","","","","","","","","","","","","","","","","","","","","",2]
[null,null,3,"","",{"$f":"IFERROR(D113+E113,\"\")","v":""},"","",{"$f":"IFERROR(G113+H113,\"\")","v":""},"","",{"$f":"IFERROR(J113+K113,\"\")","v":""},"","",{"$f":"IFERROR(M113+N113,\"\")","v":""},"","",{"$f":"IFERROR(P113+Q113,\"\")","v":""},"","",{"$f":"IFERROR(S113+T113,\"\")","v":""},"","",{"$f":"IFERROR(V113+W113,\"\")","v":""},"","",{"$f":"IFERROR(Y113+Z113,\"\")","v":""},"","",{"$f":"IFERROR(AB113+AC113,\"\")","v":""},"","",{"$f":"IFERROR(AE113+AF113,\"\")","v":""},3]
[null,null,"合計",{"$f":"IFERROR(SUM(D102:D113),\"\")","v":0},0,0,0,0,0,0,0,0,0,0,0,0,0,0,0,0,0,0,0,0,0,0,0,0,0,0,0,0,0,"合計"]
[]
[null,null,"設備導入後ガス使用量［MJ]"]
[null,null,null,"冷房(Gc)",null,"暖房(Gw)",null,"合計"]
[null,null,null,{"$f":"IFERROR(D134*F120+G134*I120+J134*L120+M134*O120+P134*R120+S134*U120+V134*X120+Y134*AA120+AB134*AD120+AE134*AG120,\"\")","v":0},null,{"$f":"IFERROR(E134*F120+H134*I120+K134*L120+N134*O120+Q134*R120+T134*U120+W134*X120+Z134*AA120+AC134*AD120+AF134*AG120,\"\")","v":0},null,{"$f":"IFERROR(SUM(D118:G118),\"\")","v":0}]
[]
[null,null,null,"後1",null,{"$f":"IF($Q$54=\"\",1,$Q$54)","v":1},"後2",null,{"$f":"IF($R$54=\"\",1,$R$54)","v":1},"後3",null,{"$f":"IF($S$54=\"\",1,$S$54)","v":1},"後4",null,{"$f":"IF($T$54=\"\",1,$T$54)","v":1},"後5",null,{"$f":"IF($U$54=\"\",1,$U$54)","v":1},"後6",null,{"$f":"IF($V$54=\"\",1,$V$54)","v":1},"後7",null,{"$f":"IF($W$54=\"\",1,$W$54)","v":1},"後8",null,{"$f":"IF($X$54=\"\",1,$X$54)","v":1},"後9",null,{"$f":"IF($Y$54=\"\",1,$Y$54)","v":1},"後10",null,{"$f":"IF($Z$54=\"\",1,$Z$54)","v":1}]
[null,null,"月    期間","冷房","暖房","月合計","冷房","暖房","月合計","冷房","暖房","月合計","冷房","暖房","月合計","冷房","暖房","月合計","冷房","暖房","月合計","冷房","暖房","月合計","冷房","暖房","月合計","冷房","暖房","月合計","冷房","暖房","月合計","期間    月"]
[null,null,4,{"$f":"IFERROR(IF($C$7=\"---\",\"\",3.6*(D162-D142*$I$46)),\"\")","v":""},{"$f":"IFERROR(IF($C$7=\"---\",\"\",3.6*(E162-E142*$I$46)),\"\")","v":""},{"$f":"IFERROR(D122+E122,\"\")","v":""},{"$f":"IFERROR(IF($C$7=\"---\",\"\",3.6*(G162-G142*$I$46)),\"\")","v":""},{"$f":"IFERROR(IF($C$7=\"---\",\"\",3.6*(H162-H142*$I$46)),\"\")","v":""},{"$f":"IFERROR(G122+H122,\"\")","v":""},{"$f":"IFERROR(IF($C$7=\"---\",\"\",3.6*(J162-J142*$I$46)),\"\")","v":""},{"$f":"IFERROR(IF($C$7=\"---\",\"\",3.6*(K162-K142*$I$46)),\"\")","v":""},{"$f":"IFERROR(J122+K122,\"\")","v":""},{"$f":"IFERROR(IF($C$7=\"---\",\"\",3.6*(M162-M142*$I$46)),\"\")","v":""},{"$f":"IFERROR(IF($C$7=\"---\",\"\",3.6*(N162-N142*$I$46)),\"\")","v":""},{"$f":"IFERROR(M122+N122,\"\")","v":""},{"$f":"IFERROR(IF($C$7=\"---\",\"\",3.6*(P162-P142*$I$46)),\"\")","v":""},{"$f":"IFERROR(IF($C$7=\"---\",\"\",3.6*(Q162-Q142*$I$46)),\"\")","v":""},{"$f":"IFERROR(P122+Q122,\"\")","v":""},{"$f":"IFERROR(IF($C$7=\"---\",\"\",3.6*(S162-S142*$I$46)),\"\")","v":""},{"$f":"IFERROR(IF($C$7=\"---\",\"\",3.6*(T162-T142*$I$46)),\"\")","v":""},{"$f":"IFERROR(S122+T122,\"\")","v":""},{"$f":"IFERROR(IF($C$7=\"---\",\"\",3.6*(V162-V142*$I$46)),\"\")","v":""},{"$f":"IFERROR(IF($C$7=\"---\",\"\",3.6*(W162-W142*$I$46)),\"\")","v":""},{"$f":"IFERROR(V122+W122,\"\")","v":""},{"$f":"IFERROR(IF($C$7=\"---\",\"\",3.6*(Y162-Y142*$I$46)),\"\")","v":""},{"$f":"IFERROR(IF($C$7=\"---\",\"\",3.6*(Z162-Z142*$I$46)),\"\")","v":""},{"$f":"IFERROR(Y122+Z122,\"\")","v":""},{"$f":"IFERROR(IF($C$7=\"---\",\"\",3.6*(AB162-AB142*$I$46)),\"\")","v":""},{"$f":"IFERROR(IF($C$7=\"---\",\"\",3.6*(AC162-AC142*$I$46)),\"\")","v":""},{"$f":"IFERROR(AB122+AC122,\"\")","v":""},{"$f":"IFERROR(IF($C$7=\"---\",\"\",3.6*(AE162-AE142*$I$46)),\"\")","v":""},{"$f":"IFERROR(IF($C$7=\"---\",\"\",3.6*(AF162-AF142*$I$46)),\"\")","v":""},{"$f":"IFERROR(AE122+AF122,\"\")","v":""},4]
[null,null,5,{"$f":"IFERROR(IF($C$7=\"---\",\"\",3.6*(D163-D143*$I$46)),\"\")","v":""},"",{"$f":"IFERROR(D123+E123,\"\")","v":""},{"$f":"IFERROR(IF($C$7=\"---\",\"\",3.6*(G163-G143*$I$46)),\"\")","v":""},"",{"$f":"IFERROR(G123+H123,\"\")","v":""},{"$f":"IFERROR(IF($C$7=\"---\",\"\",3.6*(J163-J143*$I$46)),\"\")","v":""},"",{"$f":"IFERROR(J123+K123,\"\")","v":""},{"$f":"IFERROR(IF($C$7=\"---\",\"\",3.6*(M163-M143*$I$46)),\"\")","v":""},"",{"$f":"IFERROR(M123+N123,\"\")","v":""},{"$f":"IFERROR(IF($C$7=\"---\",\"\",3.6*(P163-P143*$I$46)),\"\")","v":""},"",{"$f":"IFERROR(P123+Q123,\"\")","v":""},{"$f":"IFERROR(IF($C$7=\"---\",\"\",3.6*(S163-S143*$I$46)),\"\")","v":""},"",{"$f":"IFERROR(S123+T123,\"\")","v":""},{"$f":"IFERROR(IF($C$7=\"---\",\"\",3.6*(V163-V143*$I$46)),\"\")","v":""},"",{"$f":"IFERROR(V123+W123,\"\")","v":""},{"$f":"IFERROR(IF($C$7=\"---\",\"\",3.6*(Y163-Y143*$I$46)),\"\")","v":""},"",{"$f":"IFERROR(Y123+Z123,\"\")","v":""},{"$f":"IFERROR(IF($C$7=\"---\",\"\",3.6*(AB163-AB143*$I$46)),\"\")","v":""},"",{"$f":"IFERROR(AB123+AC123,\"\")","v":""},{"$f":"IFERROR(IF($C$7=\"---\",\"\",3.6*(AE163-AE143*$I$46)),\"\")","v":""},"",{"$f":"IFERROR(AE123+AF123,\"\")","v":""},5]
[null,null,6,{"$f":"IFERROR(IF($C$7=\"---\",\"\",3.6*(D164-D144*$I$46)),\"\")","v":""},"","",{"$f":"IFERROR(IF($C$7=\"---\",\"\",3.6*(G164-G144*$I$46)),\"\")","v":""},"","",{"$f":"IFERROR(IF($C$7=\"---\",\"\",3.6*(J164-J144*$I$46)),\"\")","v":""},"","",{"$f":"IFERROR(IF($C$7=\"---\",\"\",3.6*(M164-M144*$I$46)),\"\")","v":""},"","",{"$f":"IFERROR(IF($C$7=\"---\",\"\",3.6*(P164-P144*$I$46)),\"\")","v":""},"","",{"$f":"IFERROR(IF($C$7=\"---\",\"\",3.6*(S164-S144*$I$46)),\"\")","v":""},"","",{"$f":"IFERROR(IF($C$7=\"---\",\"\",3.6*(V164-V144*$I$46)),\"\")","v":""},"","",{"$f":"IFERROR(IF($C$7=\"---\",\"\",3.6*(Y164-Y144*$I$46)),\"\")","v":""},"","",{"$f":"IFERROR(IF($C$7=\"---\",\"\",3.6*(AB164-AB144*$I$46)),\"\")","v":""},"","",{"$f":"IFERROR(IF($C$7=\"---\",\"\",3.6*(AE164-AE144*$I$46)),\"\")","v":""},"","",6]
[null,null,7,{"$f":"IFERROR(IF($C$7=\"---\",\"\",3.6*(D165-D145*$I$46)),\"\")","v":""},"","",{"$f":"IFERROR(IF($C$7=\"---\",\"\",3.6*(G165-G145*$I$46)),\"\")","v":""},"","",{"$f":"IFERROR(IF($C$7=\"---\",\"\",3.6*(J165-J145*$I$46)),\"\")","v":""},"","",{"$f":"IFERROR(IF($C$7=\"---\",\"\",3.6*(M165-M145*$I$46)),\"\")","v":""},"","",{"$f":"IFERROR(IF($C$7=\"---\",\"\",3.6*(P165-P145*$I$46)),\"\")","v":""},"","",{"$f":"IFERROR(IF($C$7=\"---\",\"\",3.6*(S165-S145*$I$46)),\"\")","v":""},"","",{"$f":"IFERROR(IF($C$7=\"---\",\"\",3.6*(V165-V145*$I$46)),\"\")","v":""},"","",{"$f":"IFERROR(IF($C$7=\"---\",\"\",3.6*(Y165-Y145*$I$46)),\"\")","v":""},"","",{"$f":"IFERROR(IF($C$7=\"---\",\"\",3.6*(AB165-AB145*$I$46)),\"\")","v":""},"","",{"$f":"IFERROR(IF($C$7=\"---\",\"\",3.6*(AE165-AE145*$I$46)),\"\")","v":""},"","",7]
[null,null,8,{"$f":"IFERROR(IF($C$7=\"---\",\"\",3.6*(D166-D146*$I$46)),\"\")","v":""},"","",{"$f":"IFERROR(IF($C$7=\"---\",\"\",3.6*(G166-G146*$I$46)),\"\")","v":""},"","",{"$f":"IFERROR(IF($C$7=\"---\",\"\",3.6*(J166-J146*$I$46)),\"\")","v":""},"","",{"$f":"IFERROR(IF($C$7=\"---\",\"\",3.6*(M166-M146*$I$46)),\"\")","v":""},"","",{"$f":"IFERROR(IF($C$7=\"---\",\"\",3.6*(P166-P146*$I$46)),\"\")","v":""},"","",{"$f":"IFERROR(IF($C$7=\"---\",\"\",3.6*(S166-S146*$I$46)),\"\")","v":""},"","",{"$f":"IFERROR(IF($C$7=\"---\",\"\",3.6*(V166-V146*$I$46)),\"\")","v":""},"","",{"$f":"IFERROR(IF($C$7=\"---\",\"\",3.6*(Y166-Y146*$I$46)),\"\")","v":""},"","",{"$f":"IFERROR(IF($C$7=\"---\",\"\",3.6*(AB166-AB146*$I$46)),\"\")","v":""},"","",{"$f":"IFERROR(IF($C$7=\"---\",\"\",3.6*(AE166-AE146*$I$46)),\"\")","v":""},"","",8]
[null,null,9,{"$f":"IFERROR(IF($C$7=\"---\",\"\",3.6*(D167-D147*$I$46)),\"\")","v":""},"","",{"$f":"IFERROR(IF($C$7=\"---\",\"\",3.6*(G167-G147*$I$46)),\"\")","v":""},"","",{"$f":"IFERROR(IF($C$7=\"---\",\"\",3.6*(J167-J147*$I$46)),\"\")","v":""},"","",{"$f":"IFERROR(IF($C$7=\"---\",\"\",3.6*(M167-M147*$I$46)),\"\")","v":""},"","",{"$f":"IFERROR(IF($C$7=\"---\",\"\",3.6*(P167-P147*$I$46)),\"\")","v":""},"","",{"$f":"IFERROR(IF($C$7=\"---\",\"\",3.6*(S167-S147*$I$46)),\"\")","v":""},"","",{"$f":"IFERROR(IF($C$7=\"---\",\"\",3.6*(V167-V147*$I$46)),\"\")","v":""},"","",{"$f":"IFERROR(IF($C$7=\"---\",\"\",3.6*(Y167-Y147*$I$46)),\"\")","v":""},"","",{"$f":"IFERROR(IF($C$7=\"---\",\"\",3.6*(AB167-AB147*$I$46)),\"\")","v":""},"","",{"$f":"IFERROR(IF($C$7=\"---\",\"\",3.6*(AE167-AE147*$I$46)),\"\")","v":""},"","",9]
[null,null,10,{"$f":"IFERROR(IF($C$7=\"---\",\"\",3.6*(D168-D148*$I$46)),\"\")","v":""},"","",{"$f":"IFERROR(IF($C$7=\"---\",\"\",3.6*(G168-G148*$I$46)),\"\")","v":""},"","",{"$f":"IFERROR(IF($C$7=\"---\",\"\",3.6*(J168-J148*$I$46)),\"\")","v":""},"","",{"$f":"IFERROR(IF($C$7=\"---\",\"\",3.6*(M168-M148*$I$46)),\"\")","v":""},"","",{"$f":"IFERROR(IF($C$7=\"---\",\"\",3.6*(P168-P148*$I$46)),\"\")","v":""},"","",{"$f":"IFERROR(IF($C$7=\"---\",\"\",3.6*(S168-S148*$I$46)),\"\")","v":""},"","",{"$f":"IFERROR(IF($C$7=\"---\",\"\",3.6*(V168-V148*$I$46)),\"\")","v":""},"","",{"$f":"IFERROR(IF($C$7=\"---\",\"\",3.6*(Y168-Y148*$I$46)),\"\")","v":""},"","",{"$f":"IFERROR(IF($C$7=\"---\",\"\",3.6*(AB168-AB148*$I$46)),\"\")","v":""},"","",{"$f":"IFERROR(IF($C$7=\"---\",\"\",3.6*(AE168-AE148*$I$46)),\"\")","v":""},"","",10]
[null,null,11,{"$f":"IFERROR(IF($C$7=\"---\",\"\",3.6*(D169-D149*$I$46)),\"\")","v":""},"","",{"$f":"IFERROR(IF($C$7=\"---\",\"\",3.6*(G169-G149*$I$46)),\"\")","v":""},"","",{"$f":"IFERROR(IF($C$7=\"---\",\"\",3.6*(J169-J149*$I$46)),\"\")","v":""},"","",{"$f":"IFERROR(IF($C$7=\"---\",\"\",3.6*(M169-M149*$I$46)),\"\")","v":""},"","",{"$f":"IFERROR(IF($C$7=\"---\",\"\",3.6*(P169-P149*$I$46)),\"\")","v":""},"","",{"$f":"IFERROR(IF($C$7=\"---\",\"\",3.6*(S169-S149*$I$46)),\"\")","v":""},"","",{"$f":"IFERROR(IF($C$7=\"---\",\"\",3.6*(V169-V149*$I$46)),\"\")","v":""},"","",{"$f":"IFERROR(IF($C$7=\"---\",\"\",3.6*(Y169-Y149*$I$46)),\"\")","v":""},"","",{"$f":"IFERROR(IF($C$7=\"---\",\"\",3.6*(AB169-AB149*$I$46)),\"\")","v":""},"","",{"$f":"IFERROR(IF($C$7=\"---\",\"\",3.6*(AE169-AE149*$I$46)),\"\")","v":""},"","",11]
[null,null,12,{"$f":"IFERROR(IF($C$7=\"---\",\"\",3.6*(D170-D150*$I$46)),\"\")","v":""},"","",{"$f":"IFERROR(IF($C$7=\"---\",\"\",3.6*(G170-G150*$I$46)),\"\")","v":""},"","",{"$f":"IFERROR(IF($C$7=\"---\",\"\",3.6*(J170-J150*$I$46)),\"\")","v":""},"","",{"$f":"IFERROR(IF($C$7=\"---\",\"\",3.6*(M170-M150*$I$46)),\"\")","v":""},"","",{"$f":"IFERROR(IF($C$7=\"---\",\"\",3.6*(P170-P150*$I$46)),\"\")","v":""},"","",{"$f":"IFERROR(IF($C$7=\"---\",\"\",3.6*(S170-S150*$I$46)),\"\")","v":""},"","",{"$f":"IFERROR(IF($C$7=\"---\",\"\",3.6*(V170-V150*$I$46)),\"\")","v":""},"","",{"$f":"IFERROR(IF($C$7=\"---\",\"\",3.6*(Y170-Y150*$I$46)),\"\")","v":""},"","",{"$f":"IFERROR(IF($C$7=\"---\",\"\",3.6*(AB170-AB150*$I$46)),\"\")","v":""},"","",{"$f":"IFERROR(IF($C$7=\"---\",\"\",3.6*(AE170-AE150*$I$46)),\"\")","v":""},"","",12]
[null,null,1,{"$f":"IFERROR(IF($C$7=\"---\",\"\",3.6*(D171-D151*$I$46)),\"\")","v":""},"","",{"$f":"IFERROR(IF($C$7=\"---\",\"\",3.6*(G171-G151*$I$46)),\"\")","v":""},"","",{"$f":"IFERROR(IF($C$7=\"---\",\"\",3.6*(J171-J151*$I$46)),\"\")","v":""},"","",{"$f":"IFERROR(IF($C$7=\"---\",\"\",3.6*(M171-M151*$I$46)),\"\")","v":""},"","",{"$f":"IFERROR(IF($C$7=\"---\",\"\",3.6*(P171-P151*$I$46)),\"\")","v":""},"","",{"$f":"IFERROR(IF($C$7=\"---\",\"\",3.6*(S171-S151*$I$46)),\"\")","v":""},"","",{"$f":"IFERROR(IF($C$7=\"---\",\"\",3.6*(V171-V151*$I$46)),\"\")","v":""},"","",{"$f":"IFERROR(IF($C$7=\"---\",\"\",3.6*(Y171-Y151*$I$46)),\"\")","v":""},"","",{"$f":"IFERROR(IF($C$7=\"---\",\"\",3.6*(AB171-AB151*$I$46)),\"\")","v":""},"","",{"$f":"IFERROR(IF($C$7=\"---\",\"\",3.6*(AE171-AE151*$I$46)),\"\")","v":""},"","",1]
[null,null,2,{"$f":"IFERROR(IF($C$7=\"---\",\"\",3.6*(D172-D152*$I$46)),\"\")","v":""},"","",{"$f":"IFERROR(IF($C$7=\"---\",\"\",3.6*(G172-G152*$I$46)),\"\")","v":""},"","",{"$f":"IFERROR(IF($C$7=\"---\",\"\",3.6*(J172-J152*$I$46)),\"\")","v":""},"","",{"$f":"IFERROR(IF($C$7=\"---\",\"\",3.6*(M172-M152*$I$46)),\"\")","v":""},"","",{"$f":"IFERROR(IF($C$7=\"---\",\"\",3.6*(P172-P152*$I$46)),\"\")","v":""},"","",{"$f":"IFERROR(IF($C$7=\"---\",\"\",3.6*(S172-S152*$I$46)),\"\")","v":""},"","",{"$f":"IFERROR(IF($C$7=\"---\",\"\",3.6*(V172-V152*$I$46)),\"\")","v":""},"","",{"$f":"IFERROR(IF($C$7=\"---\",\"\",3.6*(Y172-Y152*$I$46)),\"\")","v":""},"","",{"$f":"IFERROR(IF($C$7=\"---\",\"\",3.6*(AB172-AB152*$I$46)),\"\")","v":""},"","",{"$f":"IFERROR(IF($C$7=\"---\",\"\",3.6*(AE172-AE152*$I$46)),\"\")","v":""},"","",2]
[null,null,3,{"$f":"IFERROR(IF($C$7=\"---\",\"\",3.6*(D173-D153*$I$46)),\"\")","v":""},"",{"$f":"IFERROR(D133+E133,\"\")","v":""},{"$f":"IFERROR(IF($C$7=\"---\",\"\",3.6*(G173-G153*$I$46)),\"\")","v":""},"",{"$f":"IFERROR(G133+H133,\"\")","v":""},{"$f":"IFERROR(IF($C$7=\"---\",\"\",3.6*(J173-J153*$I$46)),\"\")","v":""},"",{"$f":"IFERROR(J133+K133,\"\")","v":""},{"$f":"IFERROR(IF($C$7=\"---\",\"\",3.6*(M173-M153*$I$46)),\"\")","v":""},"",{"$f":"IFERROR(M133+N133,\"\")","v":""},{"$f":"IFERROR(IF($C$7=\"---\",\"\",3.6*(P173-P153*$I$46)),\"\")","v":""},"",{"$f":"IFERROR(P133+Q133,\"\")","v":""},{"$f":"IFERROR(IF($C$7=\"---\",\"\",3.6*(S173-S153*$I$46)),\"\")","v":""},"",{"$f":"IFERROR(S133+T133,\"\")","v":""},{"$f":"IFERROR(IF($C$7=\"---\",\"\",3.6*(V173-V153*$I$46)),\"\")","v":""},"",{"$f":"IFERROR(V133+W133,\"\")","v":""},{"$f":"IFERROR(IF($C$7=\"---\",\"\",3.6*(Y173-Y153*$I$46)),\"\")","v":""},"",{"$f":"IFERROR(Y133+Z133,\"\")","v":""},{"$f":"IFERROR(IF($C$7=\"---\",\"\",3.6*(AB173-AB153*$I$46)),\"\")","v":""},"",{"$f":"IFERROR(AB133+AC133,\"\")","v":""},{"$f":"IFERROR(IF($C$7=\"---\",\"\",3.6*(AE173-AE153*$I$46)),\"\")","v":""},"",{"$f":"IFERROR(AE133+AF133,\"\")","v":""},3]
[null,null,"合計",{"$f":"IFERROR(SUM(D122:D133),\"\")","v":0},0,0,0,0,0,0,0,0,0,0,0,0,0,0,0,0,0,0,0,0,0,0,0,0,0,0,0,0,0,"合計"]
[]
[null,null,"設備導入後電力使用量[kWh]"]
[null,null,null,"冷房(Auxc)",null,"暖房(Auxw)",null,"合計"]
[null,null,null,{"$f":"IFERROR(D154*F140+G154*I140+J154*L140+M154*O140+P154*R140+S154*U140+V154*X140+Y154*AA140+AB154*AD140+AE154*AG140,\"\")","v":0},null,{"$f":"IFERROR(E154*F140+H154*I140+K154*L140+N154*O140+Q154*R140+T154*U140+W154*X140+Z154*AA140+AC154*AD140+AF154*AG140,\"\")","v":0},null,{"$f":"IFERROR(SUM(D138:G138),\"\")","v":0}]
[]
[null,null,null,"後1",null,{"$f":"IF($Q$54=\"\",1,$Q$54)","v":1},"後2",null,{"$f":"IF($R$54=\"\",1,$R$54)","v":1},"後3",null,{"$f":"IF($S$54=\"\",1,$S$54)","v":1},"後4",null,{"$f":"IF($T$54=\"\",1,$T$54)","v":1},"後5",null,{"$f":"IF($U$54=\"\",1,$U$54)","v":1},"後6",null,{"$f":"IF($V$54=\"\",1,$V$54)","v":1},"後7",null,{"$f":"IF($W$54=\"\",1,$W$54)","v":1},"後8",null,{"$f":"IF($X$54=\"\",1,$X$54)","v":1},"後9",null,{"$f":"IF($Y$54=\"\",1,$Y$54)","v":1},"後10",null,{"$f":"IF($Z$54=\"\",1,$Z$54)","v":1}]
[null,null,"月    期間","冷房","暖房","月合計","冷房","暖房","月合計","冷房","暖房","月合計","冷房","暖房","月合計","冷房","暖房","月合計","冷房","暖房","月合計","冷房","暖房","月合計","冷房","暖房","月合計","冷房","暖房","月合計","冷房","暖房","月合計","期間    月"]
[null,null,4,{"$f":"IFERROR(IF($C$7=\"---\",\"\",D162*($Q$45*$I$46)/($Q$44+$Q$45*$I$46)/$I$46),\"\")","v":""},{"$f":"IFERROR(IF($C$7=\"---\",\"\",E162*($Q$49*$I$46)/($Q$48+$Q$49*$I$46)/$I$46),\"\")","v":""},{"$f":"IFERROR(D142+E142,\"\")","v":""},{"$f":"IFERROR(IF($C$7=\"---\",\"\",G162*($R$45*$I$46)/($R$44+$R$45*$I$46)/$I$46),\"\")","v":""},{"$f":"IFERROR(IF($C$7=\"---\",\"\",H162*($R$49*$I$46)/($R$48+$R$49*$I$46)/$I$46),\"\")","v":""},{"$f":"IFERROR(G142+H142,\"\")","v":""},{"$f":"IFERROR(IF($C$7=\"---\",\"\",J162*($S$45*$I$46)/($S$44+$S$45*$I$46)/$I$46),\"\")","v":""},{"$f":"IFERROR(IF($C$7=\"---\",\"\",K162*($S$49*$I$46)/($S$48+$S$49*$I$46)/$I$46),\"\")","v":""},{"$f":"IFERROR(J142+K142,\"\")","v":""},{"$f":"IFERROR(IF($C$7=\"---\",\"\",M162*($T$45*$I$46)/($T$44+$T$45*$I$46)/$I$46),\"\")","v":""},{"$f":"IFERROR(IF($C$7=\"---\",\"\",N162*($T$49*$I$46)/($T$48+$T$49*$I$46)/$I$46),\"\")","v":""},{"$f":"IFERROR(M142+N142,\"\")","v":""},{"$f":"IFERROR(IF($C$7=\"---\",\"\",P162*($U$45*$I$46)/($U$44+$U$45*$I$46)/$I$46),\"\")","v":""},{"$f":"IFERROR(IF($C$7=\"---\",\"\",Q162*($U$49*$I$46)/($U$48+$U$49*$I$46)/$I$46),\"\")","v":""},{"$f":"IFERROR(P142+Q142,\"\")","v":""},{"$f":"IFERROR(IF($C$7=\"---\",\"\",S162*($V$45*$I$46)/($V$44+$V$45*$I$46)/$I$46),\"\")","v":""},{"$f":"IFERROR(IF($C$7=\"---\",\"\",T162*($V$49*$I$46)/($V$48+$V$49*$I$46)/$I$46),\"\")","v":""},{"$f":"IFERROR(S142+T142,\"\")","v":""},{"$f":"IFERROR(IF($C$7=\"---\",\"\",V162*($W$45*$I$46)/($W$44+$W$45*$I$46)/$I$46),\"\")","v":""},{"$f":"IFERROR(IF($C$7=\"---\",\"\",W162*($W$49*$I$46)/($W$48+$W$49*$I$46)/$I$46),\"\")","v":""},{"$f":"IFERROR(V142+W142,\"\")","v":""},{"$f":"IFERROR(IF($C$7=\"---\",\"\",Y162*($X$45*$I$46)/($X$44+$X$45*$I$46)/$I$46),\"\")","v":""},{"$f":"IFERROR(IF($C$7=\"---\",\"\",Z162*($X$49*$I$46)/($X$48+$X$49*$I$46)/$I$46),\"\")","v":""},{"$f":"IFERROR(Y142+Z142,\"\")","v":""},{"$f":"IFERROR(IF($C$7=\"---\",\"\",AB162*($Y$45*$I$46)/($Y$44+$Y$45*$I$46)/$I$46),\"\")","v":""},{"$f":"IFERROR(IF($C$7=\"---\",\"\",AC162*($Y$49*$I$46)/($Y$48+$Y$49*$I$46)/$I$46),\"\")","v":""},{"$f":"IFERROR(AB142+AC142,\"\")","v":""},{"$f":"IFERROR(IF($C$7=\"---\",\"\",AE162*($Z$45*$I$46)/($Z$44+$Z$45*$I$46)/$I$46),\"\")","v":""},{"$f":"IFERROR(IF($C$7=\"---\",\"\",AF162*($Z$49*$I$46)/($Z$48+$Z$49*$I$46)/$I$46),\"\")","v":""},{"$f":"IFERROR(AE142+AF142,\"\")","v":""},4]
[null,null,5,{"$f":"IFERROR(IF($C$7=\"---\",\"\",D163*($Q$45*$I$46)/($Q$44+$Q$45*$I$46)/$I$46),\"\")","v":""},{"$f":"IFERROR(IF($C$7=\"---\",\"\",E163*($Q$49*$I$46)/($Q$48+$Q$49*$I$46)/$I$46),\"\")","v":""},{"$f":"IFERROR(D143+E143,\"\")","v":""},{"$f":"IFERROR(IF($C$7=\"---\",\"\",G163*($R$45*$I$46)/($R$44+$R$45*$I$46)/$I$46),\"\")","v":""},{"$f":"IFERROR(IF($C$7=\"---\",\"\",H163*($R$49*$I$46)/($R$48+$R$49*$I$46)/$I$46),\"\")","v":""},{"$f":"IFERROR(G143+H143,\"\")","v":""},{"$f":"IFERROR(IF($C$7=\"---\",\"\",J163*($S$45*$I$46)/($S$44+$S$45*$I$46)/$I$46),\"\")","v":""},{"$f":"IFERROR(IF($C$7=\"---\",\"\",K163*($S$49*$I$46)/($S$48+$S$49*$I$46)/$I$46),\"\")","v":""},{"$f":"IFERROR(J143+K143,\"\")","v":""},{"$f":"IFERROR(IF($C$7=\"---\",\"\",M163*($T$45*$I$46)/($T$44+$T$45*$I$46)/$I$46),\"\")","v":""},{"$f":"IFERROR(IF($C$7=\"---\",\"\",N163*($T$49*$I$46)/($T$48+$T$49*$I$46)/$I$46),\"\")","v":""},{"$f":"IFERROR(M143+N143,\"\")","v":""},{"$f":"IFERROR(IF($C$7=\"---\",\"\",P163*($U$45*$I$46)/($U$44+$U$45*$I$46)/$I$46),\"\")","v":""},{"$f":"IFERROR(IF($C$7=\"---\",\"\",Q163*($U$49*$I$46)/($U$48+$U$49*$I$46)/$I$46),\"\")","v":""},{"$f":"IFERROR(P143+Q143,\"\")","v":""},{"$f":"IFERROR(IF($C$7=\"---\",\"\",S163*($V$45*$I$46)/($V$44+$V$45*$I$46)/$I$46),\"\")","v":""},{"$f":"IFERROR(IF($C$7=\"---\",\"\",T163*($V$49*$I$46)/($V$48+$V$49*$I$46)/$I$46),\"\")","v":""},{"$f":"IFERROR(S143+T143,\"\")","v":""},{"$f":"IFERROR(IF($C$7=\"---\",\"\",V163*($W$45*$I$46)/($W$44+$W$45*$I$46)/$I$46),\"\")","v":""},{"$f":"IFERROR(IF($C$7=\"---\",\"\",W163*($W$49*$I$46)/($W$48+$W$49*$I$46)/$I$46),\"\")","v":""},{"$f":"IFERROR(V143+W143,\"\")","v":""},{"$f":"IFERROR(IF($C$7=\"---\",\"\",Y163*($X$45*$I$46)/($X$44+$X$45*$I$46)/$I$46),\"\")","v":""},{"$f":"IFERROR(IF($C$7=\"---\",\"\",Z163*($X$49*$I$46)/($X$48+$X$49*$I$46)/$I$46),\"\")","v":""},{"$f":"IFERROR(Y143+Z143,\"\")","v":""},{"$f":"IFERROR(IF($C$7=\"---\",\"\",AB163*($Y$45*$I$46)/($Y$44+$Y$45*$I$46)/$I$46),\"\")","v":""},{"$f":"IFERROR(IF($C$7=\"---\",\"\",AC163*($Y$49*$I$46)/($Y$48+$Y$49*$I$46)/$I$46),\"\")","v":""},{"$f":"IFERROR(AB143+AC143,\"\")","v":""},{"$f":"IFERROR(IF($C$7=\"---\",\"\",AE163*($Z$45*$I$46)/($Z$44+$Z$45*$I$46)/$I$46),\"\")","v":""},{"$f":"IFERROR(IF($C$7=\"---\",\"\",AF163*($Z$49*$I$46)/($Z$48+$Z$49*$I$46)/$I$46),\"\")","v":""},{"$f":"IFERROR(AE143+AF143,\"\")","v":""},5]
[null,null,6,"","","","","","","","","","","","","","","","","","","","","","","","","","","","","","",6]
[null,null,7,"","","","","","","","","","","","","","","","","","","","","","","","","","","","","","",7]
[null,null,8,"","","","","","","","","","","","","","","","","","","","","","","","","","","","","","",8]
[null,null,9,"","","","","","","","","","","","","","","","","","","","","","","","","","","","","","",9]
[null,null,10,"","","","","","","","","","","","","","","","","","","","","","","","","","","","","","",10]
[null,null,11,"","","","","","","","","","","","","","","","","","","","","","","","","","","","","","",11]
[null,null,12,"","","","","","","","","","","","","","","","","","","","","","","","","","","","","","",12]
[null,null,1,"","","","","","","","","","","","","","","","","","","","","","","","","","","","","","",1]
[null,null,2,"","","","","","","","","","","","","","","","","","","","","","","","","","","","","","",2]
[null,null,3,"","",{"$f":"IFERROR(D153+E153,\"\")","v":""},"","",{"$f":"IFERROR(G153+H153,\"\")","v":""},"","",{"$f":"IFERROR(J153+K153,\"\")","v":""},"","",{"$f":"IFERROR(M153+N153,\"\")","v":""},"","",{"$f":"IFERROR(P153+Q153,\"\")","v":""},"","",{"$f":"IFERROR(S153+T153,\"\")","v":""},"","",{"$f":"IFERROR(V153+W153,\"\")","v":""},"","",{"$f":"IFERROR(Y153+Z153,\"\")","v":""},"","",{"$f":"IFERROR(AB153+AC153,\"\")","v":""},"","",{"$f":"IFERROR(AE153+AF153,\"\")","v":""},3]
[null,null,"合計",{"$f":"IFERROR(SUM(D142:D153),\"\")","v":0},0,0,0,0,0,0,0,0,0,0,0,0,0,0,0,0,0,0,0,0,0,0,0,0,0,0,0,0,0,"合計"]
[]
[null,null,"設備導入後エネルギー使用量［kWh]"]
[null,null,null,"冷房(Ec)",null,"暖房(Ew)",null,"合計"]
[null,null,null,{"$f":"IFERROR(D174*F160+G174*I160+J174*L160+M174*O160+P174*R160+S174*U160+V174*X160+Y174*AA160+AB174*AD160+AE174*AG160,\"\")","v":0},null,{"$f":"IFERROR(E174*F160+H174*I160+K174*L160+N174*O160+Q174*R160+T174*U160+W174*X160+Z174*AA160+AC174*AD160+AF174*AG160,\"\")","v":0},null,{"$f":"IFERROR(SUM(D158:G158),\"\")","v":0}]
[]
[null,null,null,"後1",null,{"$f":"IF($Q$54=\"\",1,$Q$54)","v":1},"後2",null,{"$f":"IF($R$54=\"\",1,$R$54)","v":1},"後3",null,{"$f":"IF($S$54=\"\",1,$S$54)","v":1},"後4",null,{"$f":"IF($T$54=\"\",1,$T$54)","v":1},"後5",null,{"$f":"IF($U$54=\"\",1,$U$54)","v":1},"後6",null,{"$f":"IF($V$54=\"\",1,$V$54)","v":1},"後7",null,{"$f":"IF($W$54=\"\",1,$W$54)","v":1},"後8",null,{"$f":"IF($X$54=\"\",1,$X$54)","v":1},"後9",null,{"$f":"IF($Y$54=\"\",1,$Y$54)","v":1},"後10",null,{"$f":"IF($Z$54=\"\",1,$Z$54)","v":1}]
[null,null,"月    期間","冷房","暖房","月合計","冷房","暖房","月合計","冷房","暖房","月合計","冷房","暖房","月合計","冷房","暖房","月合計","冷房","暖房","月合計","冷房","暖房","月合計","冷房","暖房","月合計","冷房","暖房","月合計","冷房","暖房","月合計","期間    月"]
[null,null,4,{"$f":"IFERROR(IF($C$7=\"---\",\"\",$AB$26/($C$7*$Q$46)*$BF227),\"\")","v":""},{"$f":"IFERROR(IF($C$7=\"---\",\"\",$BF367),\"\")","v":""},{"$f":"IFERROR(D162+E162,\"\")","v":""},{"$f":"IFERROR(IF($C$7=\"---\",\"\",$AB$26/($C$7*$R$46)*$BG227),\"\")","v":""},{"$f":"IFERROR(IF($C$7=\"---\",\"\",$BG367),\"\")","v":""},{"$f":"IFERROR(G162+H162,\"\")","v":""},{"$f":"IFERROR(IF($C$7=\"---\",\"\",$AB$26/($C$7*$S$46)*$BH227),\"\")","v":""},{"$f":"IFERROR(IF($C$7=\"---\",\"\",$BH367),\"\")","v":""},{"$f":"IFERROR(J162+K162,\"\")","v":""},{"$f":"IFERROR(IF($C$7=\"---\",\"\",$AB$26/($C$7*$T$46)*$BI227),\"\")","v":""},{"$f":"IFERROR(IF($C$7=\"---\",\"\",$BI367),\"\")","v":""},{"$f":"IFERROR(M162+N162,\"\")","v":""},{"$f":"IFERROR(IF($C$7=\"---\",\"\",$AB$26/($C$7*$U$46)*$BJ227),\"\")","v":""},{"$f":"IFERROR(IF($C$7=\"---\",\"\",$BJ367),\"\")","v":""},{"$f":"IFERROR(P162+Q162,\"\")","v":""},{"$f":"IFERROR(IF($C$7=\"---\",\"\",$AB$26/($C$7*$V$46)*$BK227),\"\")","v":""},{"$f":"IFERROR(IF($C$7=\"---\",\"\",$BK367),\"\")","v":""},{"$f":"IFERROR(S162+T162,\"\")","v":""},{"$f":"IFERROR(IF($C$7=\"---\",\"\",$AB$26/($C$7*$W$46)*$BL227),\"\")","v":""},{"$f":"IFERROR(IF($C$7=\"---\",\"\",$BL367),\"\")","v":""},{"$f":"IFERROR(V162+W162,\"\")","v":""},{"$f":"IFERROR(IF($C$7=\"---\",\"\",$AB$26/($C$7*$X$46)*$BM227),\"\")","v":""},{"$f":"IFERROR(IF($C$7=\"---\",\"\",$BM367),\"\")","v":""},{"$f":"IFERROR(Y162+Z162,\"\")","v":""},{"$f":"IFERROR(IF($C$7=\"---\",\"\",$AB$26/($C$7*$Y$46)*$BN227),\"\")","v":""},{"$f":"IFERROR(IF($C$7=\"---\",\"\",$BN367),\"\")","v":""},{"$f":"IFERROR(AB162+AC162,\"\")","v":""},{"$f":"IFERROR(IF($C$7=\"---\",\"\",$AB$26/($C$7*$Z$46)*$BO227),\"\")","v":""},{"$f":"IFERROR(IF($C$7=\"---\",\"\",$BO367),\"\")","v":""},{"$f":"IFERROR(AE162+AF162,\"\")","v":""},4]
[null,null,5,{"$f":"IFERROR(IF($C$7=\"---\",\"\",$AB$26/($C$7*$Q$46)*$BF228),\"\")","v":""},{"$f":"IFERROR(IF($C$7=\"---\",\"\",$BF368),\"\")","v":""},{"$f":"IFERROR(D163+E163,\"\")","v":""},{"$f":"IFERROR(IF($C$7=\"---\",\"\",$AB$26/($C$7*$R$46)*$BG228),\"\")","v":""},{"$f":"IFERROR(IF($C$7=\"---\",\"\",$BG368),\"\")","v":""},{"$f":"IFERROR(G163+H163,\"\")","v":""},{"$f":"IFERROR(IF($C$7=\"---\",\"\",$AB$26/($C$7*$S$46)*$BH228),\"\")","v":""},{"$f":"IFERROR(IF($C$7=\"---\",\"\",$BH368),\"\")","v":""},{"$f":"IFERROR(J163+K163,\"\")","v":""},{"$f":"IFERROR(IF($C$7=\"---\",\"\",$AB$26/($C$7*$T$46)*$BI228),\"\")","v":""},{"$f":"IFERROR(IF($C$7=\"---\",\"\",$BI368),\"\")","v":""},{"$f":"IFERROR(M163+N163,\"\")","v":""},{"$f":"IFERROR(IF($C$7=\"---\",\"\",$AB$26/($C$7*$U$46)*$BJ228),\"\")","v":""},{"$f":"IFERROR(IF($C$7=\"---\",\"\",$BJ368),\"\")","v":""},{"$f":"IFERROR(P163+Q163,\"\")","v":""},{"$f":"IFERROR(IF($C$7=\"---\",\"\",$AB$26/($C$7*$V$46)*$BK228),\"\")","v":""},{"$f":"IFERROR(IF($C$7=\"---\",\"\",$BK368),\"\")","v":""},{"$f":"IFERROR(S163+T163,\"\")","v":""},{"$f":"IFERROR(IF($C$7=\"---\",\"\",$AB$26/($C$7*$W$46)*$BL228),\"\")","v":""},{"$f":"IFERROR(IF($C$7=\"---\",\"\",$BL368),\"\")","v":""},{"$f":"IFERROR(V163+W163,\"\")","v":""},{"$f":"IFERROR(IF($C$7=\"---\",\"\",$AB$26/($C$7*$X$46)*$BM228),\"\")","v":""},{"$f":"IFERROR(IF($C$7=\"---\",\"\",$BM368),\"\")","v":""},{"$f":"IFERROR(Y163+Z163,\"\")","v":""},{"$f":"IFERROR(IF($C$7=\"---\",\"\",$AB$26/($C$7*$Y$46)*$BN228),\"\")","v":""},{"$f":"IFERROR(IF($C$7=\"---\",\"\",$BN368),\"\")","v":""},{"$f":"IFERROR(AB163+AC163,\"\")","v":""},{"$f":"IFERROR(IF($C$7=\"---\",\"\",$AB$26/($C$7*$Z$46)*$BO228),\"\")","v":""},{"$f":"IFERROR(IF($C$7=\"---\",\"\",$BO368),\"\")","v":""},{"$f":"IFERROR(AE163+AF163,\"\")","v":""},5]
[null,null,6,"","","","","","","","","","","","","","","","","","","","","","","","","","","","","","",6]
[null,null,7,"","","","","","","","","","","","","","","","","","","","","","","","","","","","","","",7]
[null,null,8,"","","","","","","","","","","","","","","","","","","","","","","","","","","","","","",8]
[null,null,9,"","","","","","","","","","","","","","","","","","","","","","","","","","","","","","",9]
[null,null,10,"","","","","","","","","","","","","","","","","","","","","","","","","","","","","","",10]
[null,null,11,"","","","","","","","","","","","","","","","","","","","","","","","","","","","","","",11]
[null,null,12,"","","","","","","","","","","","","","","","","","","","","","","","","","","","","","",12]
[null,null,1,"","","","","","","","","","","","","","","","","","","","","","","","","","","","","","",1]
[null,null,2,"","","","","","","","","","","","","","","","","","","","","","","","","","","","","","",2]
[null,null,3,"","",{"$f":"IFERROR(D173+E173,\"\")","v":""},"","",{"$f":"IFERROR(G173+H173,\"\")","v":""},"","",{"$f":"IFERROR(J173+K173,\"\")","v":""},"","",{"$f":"IFERROR(M173+N173,\"\")","v":""},"","",{"$f":"IFERROR(P173+Q173,\"\")","v":""},"","",{"$f":"IFERROR(S173+T173,\"\")","v":""},"","",{"$f":"IFERROR(V173+W173,\"\")","v":""},"","",{"$f":"IFERROR(Y173+Z173,\"\")","v":""},"","",{"$f":"IFERROR(AB173+AC173,\"\")","v":""},"","",{"$f":"IFERROR(AE173+AF173,\"\")","v":""},3]
[null,null,"合計",{"$f":"IFERROR(SUM(D162:D173),\"\")","v":0},0,0,0,0,0,0,0,0,0,0,0,0,0,0,0,0,0,0,0,0,0,0,0,0,0,0,0,0,0,"合計"]
[]
[null,null,"作業表1(青色のセルを「24」、オレンジ色のセルを「19」として抽出）"]
[null,null,null," 時刻"]
[null,null,"月",0,1,2,3,4,5,6,7,8,9,10,11,12,13,14,15,16,17,18,19,20,21,22,23,"月"]
[null,null,4,{"$f":"CELLCOLOR($D$12)","v":-4142},{"$f":"CELLCOLOR($E$12)","v":-4142},{"$f":"CELLCOLOR($F$12)","v":-4142},{"$f":"CELLCOLOR($G$12)","v":-4142},{"$f":"CELLCOLOR($H$12)","v":-4142},{"$f":"CELLCOLOR($I$12)","v":-4142},{"$f":"CELLCOLOR($J$12)","v":-4142},{"$f":"CELLCOLOR($K$12)","v":-4142},{"$f":"CELLCOLOR($L$12)","v":-4142},{"$f":"CELLCOLOR($M$12)","v":-4142},{"$f":"CELLCOLOR($N$12)","v":-4142},{"$f":"CELLCOLOR($O$12)","v":-4142},{"$f":"CELLCOLOR($P$12)","v":-4142},{"$f":"CELLCOLOR($Q$12)","v":-4142},{"$f":"CELLCOLOR($R$12)","v":-4142},{"$f":"CELLCOLOR($S$12)","v":-4142},{"$f":"CELLCOLOR($T$12)","v":-4142},{"$f":"CELLCOLOR($U$12)","v":-4142},{"$f":"CELLCOLOR($V$12)","v":-4142},{"$f":"CELLCOLOR($W$12)","v":-4142},{"$f":"CELLCOLOR($X$12)","v":-4142},{"$f":"CELLCOLOR($Y$12)","v":-4142},{"$f":"CELLCOLOR($Z$12)","v":-4142},{"$f":"CELLCOLOR($AA$12)","v":-4142},4]
[null,null,5,{"$f":"CELLCOLOR($D$13)","v":-4142},{"$f":"CELLCOLOR($E$13)","v":-4142},{"$f":"CELLCOLOR($F$13)","v":-4142},{"$f":"CELLCOLOR($G$13)","v":-4142},{"$f":"CELLCOLOR($H$13)","v":-4142},{"$f":"CELLCOLOR($I$13)","v":-4142},{"$f":"CELLCOLOR($J$13)","v":-4142},{"$f":"CELLCOLOR($K$13)","v":-4142},{"$f":"CELLCOLOR($L$13)","v":-4142},{"$f":"CELLCOLOR($M$13)","v":-4142},{"$f":"CELLCOLOR($N$13)","v":-4142},{"$f":"CELLCOLOR($O$13)","v":-4142},{"$f":"CELLCOLOR($P$13)","v":-4142},{"$f":"CELLCOLOR($Q$13)","v":-4142},{"$f":"CELLCOLOR($R$13)","v":-4142},{"$f":"CELLCOLOR($S$13)","v":-4142},{"$f":"CELLCOLOR($T$13)","v":-4142},{"$f":"CELLCOLOR($U$13)","v":-4142},{"$f":"CELLCOLOR($V$13)","v":-4142},{"$f":"CELLCOLOR($W$13)","v":-4142},{"$f":"CELLCOLOR($X$13)","v":-4142},{"$f":"CELLCOLOR($Y$13)","v":-4142},{"$f":"CELLCOLOR($Z$13)","v":-4142},{"$f":"CELLCOLOR($AA$13)","v":-4142},5]
[null,null,6,{"$f":"CELLCOLOR($D$14)","v":-4142},{"$f":"CELLCOLOR($E$14)","v":-4142},{"$f":"CELLCOLOR($F$14)","v":-4142},{"$f":"CELLCOLOR($G$14)","v":-4142},{"$f":"CELLCOLOR($H$14)","v":-4142},{"$f":"CELLCOLOR($I$14)","v":-4142},{"$f":"CELLCOLOR($J$14)","v":-4142},{"$f":"CELLCOLOR($K$14)","v":-4142},{"$f":"CELLCOLOR($L$14)","v":-4142},{"$f":"CELLCOLOR($M$14)","v":-4142},{"$f":"CELLCOLOR($N$14)","v":-4142},{"$f":"CELLCOLOR($O$14)","v":-4142},{"$f":"CELLCOLOR($P$14)","v":-4142},{"$f":"CELLCOLOR($Q$14)","v":-4142},{"$f":"CELLCOLOR($R$14)","v":-4142},{"$f":"CELLCOLOR($S$14)","v":-4142},{"$f":"CELLCOLOR($T$14)","v":-4142},{"$f":"CELLCOLOR($U$14)","v":-4142},{"$f":"CELLCOLOR($V$14)","v":-4142},{"$f":"CELLCOLOR($W$14)","v":-4142},{"$f":"CELLCOLOR($X$14)","v":-4142},{"$f":"CELLCOLOR($Y$14)","v":-4142},{"$f":"CELLCOLOR($Z$14)","v":-4142},{"$f":"CELLCOLOR($AA$14)","v":-4142},6]
[null,null,7,{"$f":"CELLCOLOR($D$15)","v":-4142},{"$f":"CELLCOLOR($E$15)","v":-4142},{"$f":"CELLCOLOR($F$15)","v":-4142},{"$f":"CELLCOLOR($G$15)","v":-4142},{"$f":"CELLCOLOR($H$15)","v":-4142},{"$f":"CELLCOLOR($I$15)","v":-4142},{"$f":"CELLCOLOR($J$15)","v":-4142},{"$f":"CELLCOLOR($K$15)","v":-4142},{"$f":"CELLCOLOR($L$15)","v":-4142},{"$f":"CELLCOLOR($M$15)","v":-4142},{"$f":"CELLCOLOR($N$15)","v":-4142},{"$f":"CELLCOLOR($O$15)","v":-4142},{"$f":"CELLCOLOR($P$15)","v":-4142},{"$f":"CELLCOLOR($Q$15)","v":-4142},{"$f":"CELLCOLOR($R$15)","v":-4142},{"$f":"CELLCOLOR($S$15)","v":-4142},{"$f":"CELLCOLOR($T$15)","v":-4142},{"$f":"CELLCOLOR($U$15)","v":-4142},{"$f":"CELLCOLOR($V$15)","v":-4142},{"$f":"CELLCOLOR($W$15)","v":-4142},{"$f":"CELLCOLOR($X$15)","v":-4142},{"$f":"CELLCOLOR($Y$15)","v":-4142},{"$f":"CELLCOLOR($Z$15)","v":-4142},{"$f":"CELLCOLOR($AA$15)","v":-4142},7]
[null,null,8,{"$f":"CELLCOLOR($D$16)","v":-4142},{"$f":"CELLCOLOR($E$16)","v":-4142},{"$f":"CELLCOLOR($F$16)","v":-4142},{"$f":"CELLCOLOR($G$16)","v":-4142},{"$f":"CELLCOLOR($H$16)","v":-4142},{"$f":"CELLCOLOR($I$16)","v":-4142},{"$f":"CELLCOLOR($J$16)","v":-4142},{"$f":"CELLCOLOR($K$16)","v":-4142},{"$f":"CELLCOLOR($L$16)","v":-4142},{"$f":"CELLCOLOR($M$16)","v":-4142},{"$f":"CELLCOLOR($N$16)","v":-4142},{"$f":"CELLCOLOR($O$16)","v":-4142},{"$f":"CELLCOLOR($P$16)","v":-4142},{"$f":"CELLCOLOR($Q$16)","v":-4142},{"$f":"CELLCOLOR($R$16)","v":-4142},{"$f":"CELLCOLOR($S$16)","v":-4142},{"$f":"CELLCOLOR($T$16)","v":-4142},{"$f":"CELLCOLOR($U$16)","v":-4142},{"$f":"CELLCOLOR($V$16)","v":-4142},{"$f":"CELLCOLOR($W$16)","v":-4142},{"$f":"CELLCOLOR($X$16)","v":-4142},{"$f":"CELLCOLOR($Y$16)","v":-4142},{"$f":"CELLCOLOR($Z$16)","v":-4142},{"$f":"CELLCOLOR($AA$16)","v":-4142},8]
[null,null,9,{"$f":"CELLCOLOR($D$17)","v":-4142},{"$f":"CELLCOLOR($E$17)","v":-4142},{"$f":"CELLCOLOR($F$17)","v":-4142},{"$f":"CELLCOLOR($G$17)","v":-4142},{"$f":"CELLCOLOR($H$17)","v":-4142},{"$f":"CELLCOLOR($I$17)","v":-4142},{"$f":"CELLCOLOR($J$17)","v":-4142},{"$f":"CELLCOLOR($K$17)","v":-4142},{"$f":"CELLCOLOR($L$17)","v":-4142},{"$f":"CELLCOLOR($M$17)","v":-4142},{"$f":"CELLCOLOR($N$17)","v":-4142},{"$f":"CELLCOLOR($O$17)","v":-4142},{"$f":"CELLCOLOR($P$17)","v":-4142},{"$f":"CELLCOLOR($Q$17)","v":-4142},{"$f":"CELLCOLOR($R$17)","v":-4142},{"$f":"CELLCOLOR($S$17)","v":-4142},{"$f":"CELLCOLOR($T$17)","v":-4142},{"$f":"CELLCOLOR($U$17)","v":-4142},{"$f":"CELLCOLOR($V$17)","v":-4142},{"$f":"CELLCOLOR($W$17)","v":-4142},{"$f":"CELLCOLOR($X$17)","v":-4142},{"$f":"CELLCOLOR($Y$17)","v":-4142},{"$f":"CELLCOLOR($Z$17)","v":-4142},{"$f":"CELLCOLOR($AA$17)","v":-4142},9]
[null,null,10,{"$f":"CELLCOLOR($D$18)","v":-4142},{"$f":"CELLCOLOR($E$18)","v":-4142},{"$f":"CELLCOLOR($F$18)","v":-4142},{"$f":"CELLCOLOR($G$18)","v":-4142},{"$f":"CELLCOLOR($H$18)","v":-4142},{"$f":"CELLCOLOR($I$18)","v":-4142},{"$f":"CELLCOLOR($J$18)","v":-4142},{"$f":"CELLCOLOR($K$18)","v":-4142},{"$f":"CELLCOLOR($L$18)","v":-4142},{"$f":"CELLCOLOR($M$18)","v":-4142},{"$f":"CELLCOLOR($N$18)","v":-4142},{"$f":"CELLCOLOR($O$18)","v":-4142},{"$f":"CELLCOLOR($P$18)","v":-4142},{"$f":"CELLCOLOR($Q$18)","v":-4142},{"$f":"CELLCOLOR($R$18)","v":-4142},{"$f":"CELLCOLOR($S$18)","v":-4142},{"$f":"CELLCOLOR($T$18)","v":-4142},{"$f":"CELLCOLOR($U$18)","v":-4142},{"$f":"CELLCOLOR($V$18)","v":-4142},{"$f":"CELLCOLOR($W$18)","v":-4142},{"$f":"CELLCOLOR($X$18)","v":-4142},{"$f":"CELLCOLOR($Y$18)","v":-4142},{"$f":"CELLCOLOR($Z$18)","v":-4142},{"$f":"CELLCOLOR($AA$18)","v":-4142},10]
[null,null,11,{"$f":"CELLCOLOR($D$19)","v":-4142},{"$f":"CELLCOLOR($E$19)","v":-4142},{"$f":"CELLCOLOR($F$19)","v":-4142},{"$f":"CELLCOLOR($G$19)","v":-4142},{"$f":"CELLCOLOR($H$19)","v":-4142},{"$f":"CELLCOLOR($I$19)","v":-4142},{"$f":"CELLCOLOR($J$19)","v":-4142},{"$f":"CELLCOLOR($K$19)","v":-4142},{"$f":"CELLCOLOR($L$19)","v":-4142},{"$f":"CELLCOLOR($M$19)","v":-4142},{"$f":"CELLCOLOR($N$19)","v":-4142},{"$f":"CELLCOLOR($O$19)","v":-4142},{"$f":"CELLCOLOR($P$19)","v":-4142},{"$f":"CELLCOLOR($Q$19)","v":-4142},{"$f":"CELLCOLOR($R$19)","v":-4142},{"$f":"CELLCOLOR($S$19)","v":-4142},{"$f":"CELLCOLOR($T$19)","v":-4142},{"$f":"CELLCOLOR($U$19)","v":-4142},{"$f":"CELLCOLOR($V$19)","v":-4142},{"$f":"CELLCOLOR($W$19)","v":-4142},{"$f":"CELLCOLOR($X$19)","v":-4142},{"$f":"CELLCOLOR($Y$19)","v":-4142},{"$f":"CELLCOLOR($Z$19)","v":-4142},{"$f":"CELLCOLOR($AA$19)","v":-4142},11]
[null,null,12,{"$f":"CELLCOLOR($D$20)","v":-4142},{"$f":"CELLCOLOR($E$20)","v":-4142},{"$f":"CELLCOLOR($F$20)","v":-4142},{"$f":"CELLCOLOR($G$20)","v":-4142},{"$f":"CELLCOLOR($H$20)","v":-4142},{"$f":"CELLCOLOR($I$20)","v":-4142},{"$f":"CELLCOLOR($J$20)","v":-4142},{"$f":"CELLCOLOR($K$20)","v":-4142},{"$f":"CELLCOLOR($L$20)","v":-4142},{"$f":"CELLCOLOR($M$20)","v":-4142},{"$f":"CELLCOLOR($N$20)","v":-4142},{"$f":"CELLCOLOR($O$20)","v":-4142},{"$f":"CELLCOLOR($P$20)","v":-4142},{"$f":"CELLCOLOR($Q$20)","v":-4142},{"$f":"CELLCOLOR($R$20)","v":-4142},{"$f":"CELLCOLOR($S$20)","v":-4142},{"$f":"CELLCOLOR($T$20)","v":-4142},{"$f":"CELLCOLOR($U$20)","v":-4142},{"$f":"CELLCOLOR($V$20)","v":-4142},{"$f":"CELLCOLOR($W$20)","v":-4142},{"$f":"CELLCOLOR($X$20)","v":-4142},{"$f":"CELLCOLOR($Y$20)","v":-4142},{"$f":"CELLCOLOR($Z$20)","v":-4142},{"$f":"CELLCOLOR($AA$20)","v":-4142},12]
[null,null,1,{"$f":"CELLCOLOR($D$21)","v":-4142},{"$f":"CELLCOLOR($E$21)","v":-4142},{"$f":"CELLCOLOR($F$21)","v":-4142},{"$f":"CELLCOLOR($G$21)","v":-4142},{"$f":"CELLCOLOR($H$21)","v":-4142},{"$f":"CELLCOLOR($I$21)","v":-4142},{"$f":"CELLCOLOR($J$21)","v":-4142},{"$f":"CELLCOLOR($K$21)","v":-4142},{"$f":"CELLCOLOR($L$21)","v":-4142},{"$f":"CELLCOLOR($M$21)","v":-4142},{"$f":"CELLCOLOR($N$21)","v":-4142},{"$f":"CELLCOLOR($O$21)","v":-4142},{"$f":"CELLCOLOR($P$21)","v":-4142},{"$f":"CELLCOLOR($Q$21)","v":-4142},{"$f":"CELLCOLOR($R$21)","v":-4142},{"$f":"CELLCOLOR($S$21)","v":-4142},{"$f":"CELLCOLOR($T$21)","v":-4142},{"$f":"CELLCOLOR($U$21)","v":-4142},{"$f":"CELLCOLOR($V$21)","v":-4142},{"$f":"CELLCOLOR($W$21)","v":-4142},{"$f":"CELLCOLOR($X$21)","v":-4142},{"$f":"CELLCOLOR($Y$21)","v":-4142},{"$f":"CELLCOLOR($Z$21)","v":-4142},{"$f":"CELLCOLOR($AA$21)","v":-4142},1]
[null,null,2,{"$f":"CELLCOLOR($D$22)","v":-4142},{"$f":"CELLCOLOR($E$22)","v":-4142},{"$f":"CELLCOLOR($F$22)","v":-4142},{"$f":"CELLCOLOR($G$22)","v":-4142},{"$f":"CELLCOLOR($H$22)","v":-4142},{"$f":"CELLCOLOR($I$22)","v":-4142},{"$f":"CELLCOLOR($J$22)","v":-4142},{"$f":"CELLCOLOR($K$22)","v":-4142},{"$f":"CELLCOLOR($L$22)","v":-4142},{"$f":"CELLCOLOR($M$22)","v":-4142},{"$f":"CELLCOLOR($N$22)","v":-4142},{"$f":"CELLCOLOR($O$22)","v":-4142},{"$f":"CELLCOLOR($P$22)","v":-4142},{"$f":"CELLCOLOR($Q$22)","v":-4142},{"$f":"CELLCOLOR($R$22)","v":-4142},{"$f":"CELLCOLOR($S$22)","v":-4142},{"$f":"CELLCOLOR($T$22)","v":-4142},{"$f":"CELLCOLOR($U$22)","v":-4142},{"$f":"CELLCOLOR($V$22)","v":-4142},{"$f":"CELLCOLOR($W$22)","v":-4142},{"$f":"CELLCOLOR($X$22)","v":-4142},{"$f":"CELLCOLOR($Y$22)","v":-4142},{"$f":"CELLCOLOR($Z$22)","v":-4142},{"$f":"CELLCOLOR($AA$22)","v":-4142},2]
[null,null,3,{"$f":"CELLCOLOR($D$23)","v":-4142},{"$f":"CELLCOLOR($E$23)","v":-4142},{"$f":"CELLCOLOR($F$23)","v":-4142},{"$f":"CELLCOLOR($G$23)","v":-4142},{"$f":"CELLCOLOR($H$23)","v":-4142},{"$f":"CELLCOLOR($I$23)","v":-4142},{"$f":"CELLCOLOR($J$23)","v":-4142},{"$f":"CELLCOLOR($K$23)","v":-4142},{"$f":"CELLCOLOR($L$23)","v":-4142},{"$f":"CELLCOLOR($M$23)","v":-4142},{"$f":"CELLCOLOR($N$23)","v":-4142},{"$f":"CELLCOLOR($O$23)","v":-4142},{"$f":"CELLCOLOR($P$23)","v":-4142},{"$f":"CELLCOLOR($Q$23)","v":-4142},{"$f":"CELLCOLOR($R$23)","v":-4142},{"$f":"CELLCOLOR($S$23)","v":-4142},{"$f":"CELLCOLOR($T$23)","v":-4142},{"$f":"CELLCOLOR($U$23)","v":-4142},{"$f":"CELLCOLOR($V$23)","v":-4142},{"$f":"CELLCOLOR($W$23)","v":-4142},{"$f":"CELLCOLOR($X$23)","v":-4142},{"$f":"CELLCOLOR($Y$23)","v":-4142},{"$f":"CELLCOLOR($Z$23)","v":-4142},{"$f":"CELLCOLOR($AA$23)","v":-4142},3]
[]
[null,null,"作業表2-1(冷房)",null,"●月▲時の平均気温(四捨五入で表示）"]
[null,null,null," 時刻"]
[null,null,"月",0,1,2,3,4,5,6,7,8,9,10,11,12,13,14,15,16,17,18,19,20,21,22,23,"月"]
[null,null,4,{"$f":"IF($D$179=24,ROUND($D$12,0),\"\")&\"\"","v":""},{"$f":"IF($E$179=24,ROUND($E$12,0),\"\")&\"\"","v":""},{"$f":"IF($F$179=24,ROUND($F$12,0),\"\")&\"\"","v":""},{"$f":"IF($G$179=24,ROUND($G$12,0),\"\")&\"\"","v":""},{"$f":"IF($H$179=24,ROUND($H$12,0),\"\")&\"\"","v":""},{"$f":"IF($I$179=24,ROUND($I$12,0),\"\")&\"\"","v":""},{"$f":"IF($J$179=24,ROUND($J$12,0),\"\")&\"\"","v":""},{"$f":"IF($K$179=24,ROUND($K$12,0),\"\")&\"\"","v":""},{"$f":"IF($L$179=24,ROUND($L$12,0),\"\")&\"\"","v":""},{"$f":"IF($M$179=24,ROUND($M$12,0),\"\")&\"\"","v":""},{"$f":"IF($N$179=24,ROUND($N$12,0),\"\")&\"\"","v":""},{"$f":"IF($O$179=24,ROUND($O$12,0),\"\")&\"\"","v":""},{"$f":"IF($P$179=24,ROUND($P$12,0),\"\")&\"\"","v":""},{"$f":"IF($Q$179=24,ROUND($Q$12,0),\"\")&\"\"","v":""},{"$f":"IF($R$179=24,ROUND($R$12,0),\"\")&\"\"","v":""},{"$f":"IF($S$179=24,ROUND($S$12,0),\"\")&\"\"","v":""},{"$f":"IF($T$179=24,ROUND($T$12,0),\"\")&\"\"","v":""},{"$f":"IF($U$179=24,ROUND($U$12,0),\"\")&\"\"","v":""},{"$f":"IF($V$179=24,ROUND($V$12,0),\"\")&\"\"","v":""},{"$f":"IF($W$179=24,ROUND($W$12,0),\"\")&\"\"","v":""},{"$f":"IF($X$179=24,ROUND($X$12,0),\"\")&\"\"","v":""},{"$f":"IF($Y$179=24,ROUND($Y$12,0),\"\")&\"\"","v":""},{"$f":"IF($Z$179=24,ROUND($Z$12,0),\"\")&\"\"","v":""},{"$f":"IF($AA$179=24,ROUND($AA$12,0),\"\")&\"\"","v":""},4]
[null,null,5,{"$f":"IF($D$180=24,ROUND($D$13,0),\"\")&\"\"","v":""},{"$f":"IF($E$180=24,ROUND($E$13,0),\"\")&\"\"","v":""},{"$f":"IF($F$180=24,ROUND($F$13,0),\"\")&\"\"","v":""},{"$f":"IF($G$180=24,ROUND($G$13,0),\"\")&\"\"","v":""},{"$f":"IF($H$180=24,ROUND($H$13,0),\"\")&\"\"","v":""},{"$f":"IF($I$180=24,ROUND($I$13,0),\"\")&\"\"","v":""},{"$f":"IF($J$180=24,ROUND($J$13,0),\"\")&\"\"","v":""},{"$f":"IF($K$180=24,ROUND($K$13,0),\"\")&\"\"","v":""},{"$f":"IF($L$180=24,ROUND($L$13,0),\"\")&\"\"","v":""},{"$f":"IF($M$180=24,ROUND($M$13,0),\"\")&\"\"","v":""},{"$f":"IF($N$180=24,ROUND($N$13,0),\"\")&\"\"","v":""},{"$f":"IF($O$180=24,ROUND($O$13,0),\"\")&\"\"","v":""},{"$f":"IF($P$180=24,ROUND($P$13,0),\"\")&\"\"","v":""},{"$f":"IF($Q$180=24,ROUND($Q$13,0),\"\")&\"\"","v":""},{"$f":"IF($R$180=24,ROUND($R$13,0),\"\")&\"\"","v":""},{"$f":"IF($S$180=24,ROUND($S$13,0),\"\")&\"\"","v":""},{"$f":"IF($T$180=24,ROUND($T$13,0),\"\")&\"\"","v":""},{"$f":"IF($U$180=24,ROUND($U$13,0),\"\")&\"\"","v":""},{"$f":"IF($V$180=24,ROUND($V$13,0),\"\")&\"\"","v":""},{"$f":"IF($W$180=24,ROUND($W$13,0),\"\")&\"\"","v":""},{"$f":"IF($X$180=24,ROUND($X$13,0),\"\")&\"\"","v":""},{"$f":"IF($Y$180=24,ROUND($Y$13,0),\"\")&\"\"","v":""},{"$f":"IF($Z$180=24,ROUND($Z$13,0),\"\")&\"\"","v":""},{"$f":"IF($AA$180=24,ROUND($AA$13,0),\"\")&\"\"","v":""},5]
[null,null,6,{"$f":"IF($D$181=24,ROUND($D$14,0),\"\")&\"\"","v":""},{"$f":"IF($E$181=24,ROUND($E$14,0),\"\")&\"\"","v":""},{"$f":"IF($F$181=24,ROUND($F$14,0),\"\")&\"\"","v":""},{"$f":"IF($G$181=24,ROUND($G$14,0),\"\")&\"\"","v":""},{"$f":"IF($H$181=24,ROUND($H$14,0),\"\")&\"\"","v":""},{"$f":"IF($I$181=24,ROUND($I$14,0),\"\")&\"\"","v":""},{"$f":"IF($J$181=24,ROUND($J$14,0),\"\")&\"\"","v":""},{"$f":"IF($K$181=24,ROUND($K$14,0),\"\")&\"\"","v":""},{"$f":"IF($L$181=24,ROUND($L$14,0),\"\")&\"\"","v":""},{"$f":"IF($M$181=24,ROUND($M$14,0),\"\")&\"\"","v":""},{"$f":"IF($N$181=24,ROUND($N$14,0),\"\")&\"\"","v":""},{"$f":"IF($O$181=24,ROUND($O$14,0),\"\")&\"\"","v":""},{"$f":"IF($P$181=24,ROUND($P$14,0),\"\")&\"\"","v":""},{"$f":"IF($Q$181=24,ROUND($Q$14,0),\"\")&\"\"","v":""},{"$f":"IF($R$181=24,ROUND($R$14,0),\"\")&\"\"","v":""},{"$f":"IF($S$181=24,ROUND($S$14,0),\"\")&\"\"","v":""},{"$f":"IF($T$181=24,ROUND($T$14,0),\"\")&\"\"","v":""},{"$f":"IF($U$181=24,ROUND($U$14,0),\"\")&\"\"","v":""},{"$f":"IF($V$181=24,ROUND($V$14,0),\"\")&\"\"","v":""},{"$f":"IF($W$181=24,ROUND($W$14,0),\"\")&\"\"","v":""},{"$f":"IF($X$181=24,ROUND($X$14,0),\"\")&\"\"","v":""},{"$f":"IF($Y$181=24,ROUND($Y$14,0),\"\")&\"\"","v":""},{"$f":"IF($Z$181=24,ROUND($Z$14,0),\"\")&\"\"","v":""},{"$f":"IF($AA$181=24,ROUND($AA$14,0),\"\")&\"\"","v":""},6]
[null,null,7,{"$f":"IF($D$182=24,ROUND($D$15,0),\"\")&\"\"","v":""},{"$f":"IF($E$182=24,ROUND($E$15,0),\"\")&\"\"","v":""},{"$f":"IF($F$182=24,ROUND($F$15,0),\"\")&\"\"","v":""},{"$f":"IF($G$182=24,ROUND($G$15,0),\"\")&\"\"","v":""},{"$f":"IF($H$182=24,ROUND($H$15,0),\"\")&\"\"","v":""},{"$f":"IF($I$182=24,ROUND($I$15,0),\"\")&\"\"","v":""},{"$f":"IF($J$182=24,ROUND($J$15,0),\"\")&\"\"","v":""},{"$f":"IF($K$182=24,ROUND($K$15,0),\"\")&\"\"","v":""},{"$f":"IF($L$182=24,ROUND($L$15,0),\"\")&\"\"","v":""},{"$f":"IF($M$182=24,ROUND($M$15,0),\"\")&\"\"","v":""},{"$f":"IF($N$182=24,ROUND($N$15,0),\"\")&\"\"","v":""},{"$f":"IF($O$182=24,ROUND($O$15,0),\"\")&\"\"","v":""},{"$f":"IF($P$182=24,ROUND($P$15,0),\"\")&\"\"","v":""},{"$f":"IF($Q$182=24,ROUND($Q$15,0),\"\")&\"\"","v":""},{"$f":"IF($R$182=24,ROUND($R$15,0),\"\")&\"\"","v":""},{"$f":"IF($S$182=24,ROUND($S$15,0),\"\")&\"\"","v":""},{"$f":"IF($T$182=24,ROUND($T$15,0),\"\")&\"\"","v":""},{"$f":"IF($U$182=24,ROUND($U$15,0),\"\")&\"\"","v":""},{"$f":"IF($V$182=24,ROUND($V$15,0),\"\")&\"\"","v":""},{"$f":"IF($W$182=24,ROUND($W$15,0),\"\")&\"\"","v":""},{"$f":"IF($X$182=24,ROUND($X$15,0),\"\")&\"\"","v":""},{"$f":"IF($Y$182=24,ROUND($Y$15,0),\"\")&\"\"","v":""},{"$f":"IF($Z$182=24,ROUND($Z$15,0),\"\")&\"\"","v":""},{"$f":"IF($AA$182=24,ROUND($AA$15,0),\"\")&\"\"","v":""},7]
[null,null,8,{"$f":"IF($D$183=24,ROUND($D$16,0),\"\")&\"\"","v":""},{"$f":"IF($E$183=24,ROUND($E$16,0),\"\")&\"\"","v":""},{"$f":"IF($F$183=24,ROUND($F$16,0),\"\")&\"\"","v":""},{"$f":"IF($G$183=24,ROUND($G$16,0),\"\")&\"\"","v":""},{"$f":"IF($H$183=24,ROUND($H$16,0),\"\")&\"\"","v":""},{"$f":"IF($I$183=24,ROUND($I$16,0),\"\")&\"\"","v":""},{"$f":"IF($J$183=24,ROUND($J$16,0),\"\")&\"\"","v":""},{"$f":"IF($K$183=24,ROUND($K$16,0),\"\")&\"\"","v":""},{"$f":"IF($L$183=24,ROUND($L$16,0),\"\")&\"\"","v":""},{"$f":"IF($M$183=24,ROUND($M$16,0),\"\")&\"\"","v":""},{"$f":"IF($N$183=24,ROUND($N$16,0),\"\")&\"\"","v":""},{"$f":"IF($O$183=24,ROUND($O$16,0),\"\")&\"\"","v":""},{"$f":"IF($P$183=24,ROUND($P$16,0),\"\")&\"\"","v":""},{"$f":"IF($Q$183=24,ROUND($Q$16,0),\"\")&\"\"","v":""},{"$f":"IF($R$183=24,ROUND($R$16,0),\"\")&\"\"","v":""},{"$f":"IF($S$183=24,ROUND($S$16,0),\"\")&\"\"","v":""},{"$f":"IF($T$183=24,ROUND($T$16,0),\"\")&\"\"","v":""},{"$f":"IF($U$183=24,ROUND($U$16,0),\"\")&\"\"","v":""},{"$f":"IF($V$183=24,ROUND($V$16,0),\"\")&\"\"","v":""},{"$f":"IF($W$183=24,ROUND($W$16,0),\"\")&\"\"","v":""},{"$f":"IF($X$183=24,ROUND($X$16,0),\"\")&\"\"","v":""},{"$f":"IF($Y$183=24,ROUND($Y$16,0),\"\")&\"\"","v":""},{"$f":"IF($Z$183=24,ROUND($Z$16,0),\"\")&\"\"","v":""},{"$f":"IF($AA$183=24,ROUND($AA$16,0),\"\")&\"\"","v":""},8]
[null,null,9,{"$f":"IF($D$184=24,ROUND($D$17,0),\"\")&\"\"","v":""},{"$f":"IF($E$184=24,ROUND($E$17,0),\"\")&\"\"","v":""},{"$f":"IF($F$184=24,ROUND($F$17,0),\"\")&\"\"","v":""},{"$f":"IF($G$184=24,ROUND($G$17,0),\"\")&\"\"","v":""},{"$f":"IF($H$184=24,ROUND($H$17,0),\"\")&\"\"","v":""},{"$f":"IF($I$184=24,ROUND($I$17,0),\"\")&\"\"","v":""},{"$f":"IF($J$184=24,ROUND($J$17,0),\"\")&\"\"","v":""},{"$f":"IF($K$184=24,ROUND($K$17,0),\"\")&\"\"","v":""},{"$f":"IF($L$184=24,ROUND($L$17,0),\"\")&\"\"","v":""},{"$f":"IF($M$184=24,ROUND($M$17,0),\"\")&\"\"","v":""},{"$f":"IF($N$184=24,ROUND($N$17,0),\"\")&\"\"","v":""},{"$f":"IF($O$184=24,ROUND($O$17,0),\"\")&\"\"","v":""},{"$f":"IF($P$184=24,ROUND($P$17,0),\"\")&\"\"","v":""},{"$f":"IF($Q$184=24,ROUND($Q$17,0),\"\")&\"\"","v":""},{"$f":"IF($R$184=24,ROUND($R$17,0),\"\")&\"\"","v":""},{"$f":"IF($S$184=24,ROUND($S$17,0),\"\")&\"\"","v":""},{"$f":"IF($T$184=24,ROUND($T$17,0),\"\")&\"\"","v":""},{"$f":"IF($U$184=24,ROUND($U$17,0),\"\")&\"\"","v":""},{"$f":"IF($V$184=24,ROUND($V$17,0),\"\")&\"\"","v":""},{"$f":"IF($W$184=24,ROUND($W$17,0),\"\")&\"\"","v":""},{"$f":"IF($X$184=24,ROUND($X$17,0),\"\")&\"\"","v":""},{"$f":"IF($Y$184=24,ROUND($Y$17,0),\"\")&\"\"","v":""},{"$f":"IF($Z$184=24,ROUND($Z$17,0),\"\")&\"\"","v":""},{"$f":"IF($AA$184=24,ROUND($AA$17,0),\"\")&\"\"","v":""},9]
[null,null,10,{"$f":"IF($D$185=24,ROUND($D$18,0),\"\")&\"\"","v":""},{"$f":"IF($E$185=24,ROUND($E$18,0),\"\")&\"\"","v":""},{"$f":"IF($F$185=24,ROUND($F$18,0),\"\")&\"\"","v":""},{"$f":"IF($G$185=24,ROUND($G$18,0),\"\")&\"\"","v":""},{"$f":"IF($H$185=24,ROUND($H$18,0),\"\")&\"\"","v":""},{"$f":"IF($I$185=24,ROUND($I$18,0),\"\")&\"\"","v":""},{"$f":"IF($J$185=24,ROUND($J$18,0),\"\")&\"\"","v":""},{"$f":"IF($K$185=24,ROUND($K$18,0),\"\")&\"\"","v":""},{"$f":"IF($L$185=24,ROUND($L$18,0),\"\")&\"\"","v":""},{"$f":"IF($M$185=24,ROUND($M$18,0),\"\")&\"\"","v":""},{"$f":"IF($N$185=24,ROUND($N$18,0),\"\")&\"\"","v":""},{"$f":"IF($O$185=24,ROUND($O$18,0),\"\")&\"\"","v":""},{"$f":"IF($P$185=24,ROUND($P$18,0),\"\")&\"\"","v":""},{"$f":"IF($Q$185=24,ROUND($Q$18,0),\"\")&\"\"","v":""},{"$f":"IF($R$185=24,ROUND($R$18,0),\"\")&\"\"","v":""},{"$f":"IF($S$185=24,ROUND($S$18,0),\"\")&\"\"","v":""},{"$f":"IF($T$185=24,ROUND($T$18,0),\"\")&\"\"","v":""},{"$f":"IF($U$185=24,ROUND($U$18,0),\"\")&\"\"","v":""},{"$f":"IF($V$185=24,ROUND($V$18,0),\"\")&\"\"","v":""},{"$f":"IF($W$185=24,ROUND($W$18,0),\"\")&\"\"","v":""},{"$f":"IF($X$185=24,ROUND($X$18,0),\"\")&\"\"","v":""},{"$f":"IF($Y$185=24,ROUND($Y$18,0),\"\")&\"\"","v":""},{"$f":"IF($Z$185=24,ROUND($Z$18,0),\"\")&\"\"","v":""},{"$f":"IF($AA$185=24,ROUND($AA$18,0),\"\")&\"\"","v":""},10]
[null,null,11,{"$f":"IF($D$186=24,ROUND($D$19,0),\"\")&\"\"","v":""},{"$f":"IF($E$186=24,ROUND($E$19,0),\"\")&\"\"","v":""},{"$f":"IF($F$186=24,ROUND($F$19,0),\"\")&\"\"","v":""},{"$f":"IF($G$186=24,ROUND($G$19,0),\"\")&\"\"","v":""},{"$f":"IF($H$186=24,ROUND($H$19,0),\"\")&\"\"","v":""},{"$f":"IF($I$186=24,ROUND($I$19,0),\"\")&\"\"","v":""},{"$f":"IF($J$186=24,ROUND($J$19,0),\"\")&\"\"","v":""},{"$f":"IF($K$186=24,ROUND($K$19,0),\"\")&\"\"","v":""},{"$f":"IF($L$186=24,ROUND($L$19,0),\"\")&\"\"","v":""},{"$f":"IF($M$186=24,ROUND($M$19,0),\"\")&\"\"","v":""},{"$f":"IF($N$186=24,ROUND($N$19,0),\"\")&\"\"","v":""},{"$f":"IF($O$186=24,ROUND($O$19,0),\"\")&\"\"","v":""},{"$f":"IF($P$186=24,ROUND($P$19,0),\"\")&\"\"","v":""},{"$f":"IF($Q$186=24,ROUND($Q$19,0),\"\")&\"\"","v":""},{"$f":"IF($R$186=24,ROUND($R$19,0),\"\")&\"\"","v":""},{"$f":"IF($S$186=24,ROUND($S$19,0),\"\")&\"\"","v":""},{"$f":"IF($T$186=24,ROUND($T$19,0),\"\")&\"\"","v":""},{"$f":"IF($U$186=24,ROUND($U$19,0),\"\")&\"\"","v":""},{"$f":"IF($V$186=24,ROUND($V$19,0),\"\")&\"\"","v":""},{"$f":"IF($W$186=24,ROUND($W$19,0),\"\")&\"\"","v":""},{"$f":"IF($X$186=24,ROUND($X$19,0),\"\")&\"\"","v":""},{"$f":"IF($Y$186=24,ROUND($Y$19,0),\"\")&\"\"","v":""},{"$f":"IF($Z$186=24,ROUND($Z$19,0),\"\")&\"\"","v":""},{"$f":"IF($AA$186=24,ROUND($AA$19,0),\"\")&\"\"","v":""},11]
[null,null,12,{"$f":"IF($D$187=24,ROUND($D$20,0),\"\")&\"\"","v":""},{"$f":"IF($E$187=24,ROUND($E$20,0),\"\")&\"\"","v":""},{"$f":"IF($F$187=24,ROUND($F$20,0),\"\")&\"\"","v":""},{"$f":"IF($G$187=24,ROUND($G$20,0),\"\")&\"\"","v":""},{"$f":"IF($H$187=24,ROUND($H$20,0),\"\")&\"\"","v":""},{"$f":"IF($I$187=24,ROUND($I$20,0),\"\")&\"\"","v":""},{"$f":"IF($J$187=24,ROUND($J$20,0),\"\")&\"\"","v":""},{"$f":"IF($K$187=24,ROUND($K$20,0),\"\")&\"\"","v":""},{"$f":"IF($L$187=24,ROUND($L$20,0),\"\")&\"\"","v":""},{"$f":"IF($M$187=24,ROUND($M$20,0),\"\")&\"\"","v":""},{"$f":"IF($N$187=24,ROUND($N$20,0),\"\")&\"\"","v":""},{"$f":"IF($O$187=24,ROUND($O$20,0),\"\")&\"\"","v":""},{"$f":"IF($P$187=24,ROUND($P$20,0),\"\")&\"\"","v":""},{"$f":"IF($Q$187=24,ROUND($Q$20,0),\"\")&\"\"","v":""},{"$f":"IF($R$187=24,ROUND($R$20,0),\"\")&\"\"","v":""},{"$f":"IF($S$187=24,ROUND($S$20,0),\"\")&\"\"","v":""},{"$f":"IF($T$187=24,ROUND($T$20,0),\"\")&\"\"","v":""},{"$f":"IF($U$187=24,ROUND($U$20,0),\"\")&\"\"","v":""},{"$f":"IF($V$187=24,ROUND($V$20,0),\"\")&\"\"","v":""},{"$f":"IF($W$187=24,ROUND($W$20,0),\"\")&\"\"","v":""},{"$f":"IF($X$187=24,ROUND($X$20,0),\"\")&\"\"","v":""},{"$f":"IF($Y$187=24,ROUND($Y$20,0),\"\")&\"\"","v":""},{"$f":"IF($Z$187=24,ROUND($Z$20,0),\"\")&\"\"","v":""},{"$f":"IF($AA$187=24,ROUND($AA$20,0),\"\")&\"\"","v":""},12]
[null,null,1,{"$f":"IF($D$188=24,ROUND($D$21,0),\"\")&\"\"","v":""},{"$f":"IF($E$188=24,ROUND($E$21,0),\"\")&\"\"","v":""},{"$f":"IF($F$188=24,ROUND($F$21,0),\"\")&\"\"","v":""},{"$f":"IF($G$188=24,ROUND($G$21,0),\"\")&\"\"","v":""},{"$f":"IF($H$188=24,ROUND($H$21,0),\"\")&\"\"","v":""},{"$f":"IF($I$188=24,ROUND($I$21,0),\"\")&\"\"","v":""},{"$f":"IF($J$188=24,ROUND($J$21,0),\"\")&\"\"","v":""},{"$f":"IF($K$188=24,ROUND($K$21,0),\"\")&\"\"","v":""},{"$f":"IF($L$188=24,ROUND($L$21,0),\"\")&\"\"","v":""},{"$f":"IF($M$188=24,ROUND($M$21,0),\"\")&\"\"","v":""},{"$f":"IF($N$188=24,ROUND($N$21,0),\"\")&\"\"","v":""},{"$f":"IF($O$188=24,ROUND($O$21,0),\"\")&\"\"","v":""},{"$f":"IF($P$188=24,ROUND($P$21,0),\"\")&\"\"","v":""},{"$f":"IF($Q$188=24,ROUND($Q$21,0),\"\")&\"\"","v":""},{"$f":"IF($R$188=24,ROUND($R$21,0),\"\")&\"\"","v":""},{"$f":"IF($S$188=24,ROUND($S$21,0),\"\")&\"\"","v":""},{"$f":"IF($T$188=24,ROUND($T$21,0),\"\")&\"\"","v":""},{"$f":"IF($U$188=24,ROUND($U$21,0),\"\")&\"\"","v":""},{"$f":"IF($V$188=24,ROUND($V$21,0),\"\")&\"\"","v":""},{"$f":"IF($W$188=24,ROUND($W$21,0),\"\")&\"\"","v":""},{"$f":"IF($X$188=24,ROUND($X$21,0),\"\")&\"\"","v":""},{"$f":"IF($Y$188=24,ROUND($Y$21,0),\"\")&\"\"","v":""},{"$f":"IF($Z$188=24,ROUND($Z$21,0),\"\")&\"\"","v":""},{"$f":"IF($AA$188=24,ROUND($AA$21,0),\"\")&\"\"","v":""},1]
[null,null,2,{"$f":"IF($D$189=24,ROUND($D$22,0),\"\")&\"\"","v":""},{"$f":"IF($E$189=24,ROUND($E$22,0),\"\")&\"\"","v":""},{"$f":"IF($F$189=24,ROUND($F$22,0),\"\")&\"\"","v":""},{"$f":"IF($G$189=24,ROUND($G$22,0),\"\")&\"\"","v":""},{"$f":"IF($H$189=24,ROUND($H$22,0),\"\")&\"\"","v":""},{"$f":"IF($I$189=24,ROUND($I$22,0),\"\")&\"\"","v":""},{"$f":"IF($J$189=24,ROUND($J$22,0),\"\")&\"\"","v":""},{"$f":"IF($K$189=24,ROUND($K$22,0),\"\")&\"\"","v":""},{"$f":"IF($L$189=24,ROUND($L$22,0),\"\")&\"\"","v":""},{"$f":"IF($M$189=24,ROUND($M$22,0),\"\")&\"\"","v":""},{"$f":"IF($N$189=24,ROUND($N$22,0),\"\")&\"\"","v":""},{"$f":"IF($O$189=24,ROUND($O$22,0),\"\")&\"\"","v":""},{"$f":"IF($P$189=24,ROUND($P$22,0),\"\")&\"\"","v":""},{"$f":"IF($Q$189=24,ROUND($Q$22,0),\"\")&\"\"","v":""},{"$f":"IF($R$189=24,ROUND($R$22,0),\"\")&\"\"","v":""},{"$f":"IF($S$189=24,ROUND($S$22,0),\"\")&\"\"","v":""},{"$f":"IF($T$189=24,ROUND($T$22,0),\"\")&\"\"","v":""},{"$f":"IF($U$189=24,ROUND($U$22,0),\"\")&\"\"","v":""},{"$f":"IF($V$189=24,ROUND($V$22,0),\"\")&\"\"","v":""},{"$f":"IF($W$189=24,ROUND($W$22,0),\"\")&\"\"","v":""},{"$f":"IF($X$189=24,ROUND($X$22,0),\"\")&\"\"","v":""},{"$f":"IF($Y$189=24,ROUND($Y$22,0),\"\")&\"\"","v":""},{"$f":"IF($Z$189=24,ROUND($Z$22,0),\"\")&\"\"","v":""},{"$f":"IF($AA$189=24,ROUND($AA$22,0),\"\")&\"\"","v":""},2]
[null,null,3,{"$f":"IF($D$190=24,ROUND($D$23,0),\"\")&\"\"","v":""},{"$f":"IF($E$190=24,ROUND($E$23,0),\"\")&\"\"","v":""},{"$f":"IF($F$190=24,ROUND($F$23,0),\"\")&\"\"","v":""},{"$f":"IF($G$190=24,ROUND($G$23,0),\"\")&\"\"","v":""},{"$f":"IF($H$190=24,ROUND($H$23,0),\"\")&\"\"","v":""},{"$f":"IF($I$190=24,ROUND($I$23,0),\"\")&\"\"","v":""},{"$f":"IF($J$190=24,ROUND($J$23,0),\"\")&\"\"","v":""},{"$f":"IF($K$190=24,ROUND($K$23,0),\"\")&\"\"","v":""},{"$f":"IF($L$190=24,ROUND($L$23,0),\"\")&\"\"","v":""},{"$f":"IF($M$190=24,ROUND($M$23,0),\"\")&\"\"","v":""},{"$f":"IF($N$190=24,ROUND($N$23,0),\"\")&\"\"","v":""},{"$f":"IF($O$190=24,ROUND($O$23,0),\"\")&\"\"","v":""},{"$f":"IF($P$190=24,ROUND($P$23,0),\"\")&\"\"","v":""},{"$f":"IF($Q$190=24,ROUND($Q$23,0),\"\")&\"\"","v":""},{"$f":"IF($R$190=24,ROUND($R$23,0),\"\")&\"\"","v":""},{"$f":"IF($S$190=24,ROUND($S$23,0),\"\")&\"\"","v":""},{"$f":"IF($T$190=24,ROUND($T$23,0),\"\")&\"\"","v":""},{"$f":"IF($U$190=24,ROUND($U$23,0),\"\")&\"\"","v":""},{"$f":"IF($V$190=24,ROUND($V$23,0),\"\")&\"\"","v":""},{"$f":"IF($W$190=24,ROUND($W$23,0),\"\")&\"\"","v":""},{"$f":"IF($X$190=24,ROUND($X$23,0),\"\")&\"\"","v":""},{"$f":"IF($Y$190=24,ROUND($Y$23,0),\"\")&\"\"","v":""},{"$f":"IF($Z$190=24,ROUND($Z$23,0),\"\")&\"\"","v":""},{"$f":"IF($AA$190=24,ROUND($AA$23,0),\"\")&\"\"","v":""},3]
[]
[null,null,"作業表2-2(暖房)",null,"●月▲時の平均気温"]
[null,null,null," 時刻"]
[null,null,"月",0,1,2,3,4,5,6,7,8,9,10,11,12,13,14,15,16,17,18,19,20,21,22,23,"月"]
[null,null,4,{"$f":"IF($D$179=19,ROUND($D$12,0),\"\")&\"\"","v":""},{"$f":"IF($E$179=19,ROUND($E$12,0),\"\")&\"\"","v":""},{"$f":"IF($F$179=19,ROUND($F$12,0),\"\")&\"\"","v":""},{"$f":"IF($G$179=19,ROUND($G$12,0),\"\")&\"\"","v":""},{"$f":"IF($H$179=19,ROUND($H$12,0),\"\")&\"\"","v":""},{"$f":"IF($I$179=19,ROUND($I$12,0),\"\")&\"\"","v":""},{"$f":"IF($J$179=19,ROUND($J$12,0),\"\")&\"\"","v":""},{"$f":"IF($K$179=19,ROUND($K$12,0),\"\")&\"\"","v":""},{"$f":"IF($L$179=19,ROUND($L$12,0),\"\")&\"\"","v":""},{"$f":"IF($M$179=19,ROUND($M$12,0),\"\")&\"\"","v":""},{"$f":"IF($N$179=19,ROUND($N$12,0),\"\")&\"\"","v":""},{"$f":"IF($O$179=19,ROUND($O$12,0),\"\")&\"\"","v":""},{"$f":"IF($P$179=19,ROUND($P$12,0),\"\")&\"\"","v":""},{"$f":"IF($Q$179=19,ROUND($Q$12,0),\"\")&\"\"","v":""},{"$f":"IF($R$179=19,ROUND($R$12,0),\"\")&\"\"","v":""},{"$f":"IF($S$179=19,ROUND($S$12,0),\"\")&\"\"","v":""},{"$f":"IF($T$179=19,ROUND($T$12,0),\"\")&\"\"","v":""},{"$f":"IF($U$179=19,ROUND($U$12,0),\"\")&\"\"","v":""},{"$f":"IF($V$179=19,ROUND($V$12,0),\"\")&\"\"","v":""},{"$f":"IF($W$179=19,ROUND($W$12,0),\"\")&\"\"","v":""},{"$f":"IF($X$179=19,ROUND($X$12,0),\"\")&\"\"","v":""},{"$f":"IF($Y$179=19,ROUND($Y$12,0),\"\")&\"\"","v":""},{"$f":"IF($Z$179=19,ROUND($Z$12,0),\"\")&\"\"","v":""},{"$f":"IF($AA$179=19,ROUND($AA$12,0),\"\")&\"\"","v":""},4]
[null,null,5,{"$f":"IF($D$180=19,ROUND($D$13,0),\"\")&\"\"","v":""},{"$f":"IF($E$180=19,ROUND($E$13,0),\"\")&\"\"","v":""},{"$f":"IF($F$180=19,ROUND($F$13,0),\"\")&\"\"","v":""},{"$f":"IF($G$180=19,ROUND($G$13,0),\"\")&\"\"","v":""},{"$f":"IF($H$180=19,ROUND($H$13,0),\"\")&\"\"","v":""},{"$f":"IF($I$180=19,ROUND($I$13,0),\"\")&\"\"","v":""},{"$f":"IF($J$180=19,ROUND($J$13,0),\"\")&\"\"","v":""},{"$f":"IF($K$180=19,ROUND($K$13,0),\"\")&\"\"","v":""},{"$f":"IF($L$180=19,ROUND($L$13,0),\"\")&\"\"","v":""},{"$f":"IF($M$180=19,ROUND($M$13,0),\"\")&\"\"","v":""},{"$f":"IF($N$180=19,ROUND($N$13,0),\"\")&\"\"","v":""},{"$f":"IF($O$180=19,ROUND($O$13,0),\"\")&\"\"","v":""},{"$f":"IF($P$180=19,ROUND($P$13,0),\"\")&\"\"","v":""},{"$f":"IF($Q$180=19,ROUND($Q$13,0),\"\")&\"\"","v":""},{"$f":"IF($R$180=19,ROUND($R$13,0),\"\")&\"\"","v":""},{"$f":"IF($S$180=19,ROUND($S$13,0),\"\")&\"\"","v":""},{"$f":"IF($T$180=19,ROUND($T$13,0),\"\")&\"\"","v":""},{"$f":"IF($U$180=19,ROUND($U$13,0),\"\")&\"\"","v":""},{"$f":"IF($V$180=19,ROUND($V$13,0),\"\")&\"\"","v":""},{"$f":"IF($W$180=19,ROUND($W$13,0),\"\")&\"\"","v":""},{"$f":"IF($X$180=19,ROUND($X$13,0),\"\")&\"\"","v":""},{"$f":"IF($Y$180=19,ROUND($Y$13,0),\"\")&\"\"","v":""},{"$f":"IF($Z$180=19,ROUND($Z$13,0),\"\")&\"\"","v":""},{"$f":"IF($AA$180=19,ROUND($AA$13,0),\"\")&\"\"","v":""},5]
[null,null,6,{"$f":"IF($D$181=19,ROUND($D$14,0),\"\")&\"\"","v":""},{"$f":"IF($E$181=19,ROUND($E$14,0),\"\")&\"\"","v":""},{"$f":"IF($F$181=19,ROUND($F$14,0),\"\")&\"\"","v":""},{"$f":"IF($G$181=19,ROUND($G$14,0),\"\")&\"\"","v":""},{"$f":"IF($H$181=19,ROUND($H$14,0),\"\")&\"\"","v":""},{"$f":"IF($I$181=19,ROUND($I$14,0),\"\")&\"\"","v":""},{"$f":"IF($J$181=19,ROUND($J$14,0),\"\")&\"\"","v":""},{"$f":"IF($K$181=19,ROUND($K$14,0),\"\")&\"\"","v":""},{"$f":"IF($L$181=19,ROUND($L$14,0),\"\")&\"\"","v":""},{"$f":"IF($M$181=19,ROUND($M$14,0),\"\")&\"\"","v":""},{"$f":"IF($N$181=19,ROUND($N$14,0),\"\")&\"\"","v":""},{"$f":"IF($O$181=19,ROUND($O$14,0),\"\")&\"\"","v":""},{"$f":"IF($P$181=19,ROUND($P$14,0),\"\")&\"\"","v":""},{"$f":"IF($Q$181=19,ROUND($Q$14,0),\"\")&\"\"","v":""},{"$f":"IF($R$181=19,ROUND($R$14,0),\"\")&\"\"","v":""},{"$f":"IF($S$181=19,ROUND($S$14,0),\"\")&\"\"","v":""},{"$f":"IF($T$181=19,ROUND($T$14,0),\"\")&\"\"","v":""},{"$f":"IF($U$181=19,ROUND($U$14,0),\"\")&\"\"","v":""},{"$f":"IF($V$181=19,ROUND($V$14,0),\"\")&\"\"","v":""},{"$f":"IF($W$181=19,ROUND($W$14,0),\"\")&\"\"","v":""},{"$f":"IF($X$181=19,ROUND($X$14,0),\"\")&\"\"","v":""},{"$f":"IF($Y$181=19,ROUND($Y$14,0),\"\")&\"\"","v":""},{"$f":"IF($Z$181=19,ROUND($Z$14,0),\"\")&\"\"","v":""},{"$f":"IF($AA$181=19,ROUND($AA$14,0),\"\")&\"\"","v":""},6]
[null,null,7,{"$f":"IF($D$182=19,ROUND($D$15,0),\"\")&\"\"","v":""},{"$f":"IF($E$182=19,ROUND($E$15,0),\"\")&\"\"","v":""},{"$f":"IF($F$182=19,ROUND($F$15,0),\"\")&\"\"","v":""},{"$f":"IF($G$182=19,ROUND($G$15,0),\"\")&\"\"","v":""},{"$f":"IF($H$182=19,ROUND($H$15,0),\"\")&\"\"","v":""},{"$f":"IF($I$182=19,ROUND($I$15,0),\"\")&\"\"","v":""},{"$f":"IF($J$182=19,ROUND($J$15,0),\"\")&\"\"","v":""},{"$f":"IF($K$182=19,ROUND($K$15,0),\"\")&\"\"","v":""},{"$f":"IF($L$182=19,ROUND($L$15,0),\"\")&\"\"","v":""},{"$f":"IF($M$182=19,ROUND($M$15,0),\"\")&\"\"","v":""},{"$f":"IF($N$182=19,ROUND($N$15,0),\"\")&\"\"","v":""},{"$f":"IF($O$182=19,ROUND($O$15,0),\"\")&\"\"","v":""},{"$f":"IF($P$182=19,ROUND($P$15,0),\"\")&\"\"","v":""},{"$f":"IF($Q$182=19,ROUND($Q$15,0),\"\")&\"\"","v":""},{"$f":"IF($R$182=19,ROUND($R$15,0),\"\")&\"\"","v":""},{"$f":"IF($S$182=19,ROUND($S$15,0),\"\")&\"\"","v":""},{"$f":"IF($T$182=19,ROUND($T$15,0),\"\")&\"\"","v":""},{"$f":"IF($U$182=19,ROUND($U$15,0),\"\")&\"\"","v":""},{"$f":"IF($V$182=19,ROUND($V$15,0),\"\")&\"\"","v":""},{"$f":"IF($W$182=19,ROUND($W$15,0),\"\")&\"\"","v":""},{"$f":"IF($X$182=19,ROUND($X$15,0),\"\")&\"\"","v":""},{"$f":"IF($Y$182=19,ROUND($Y$15,0),\"\")&\"\"","v":""},{"$f":"IF($Z$182=19,ROUND($Z$15,0),\"\")&\"\"","v":""},{"$f":"IF($AA$182=19,ROUND($AA$15,0),\"\")&\"\"","v":""},7]
[null,null,8,{"$f":"IF($D$183=19,ROUND($D$16,0),\"\")&\"\"","v":""},{"$f":"IF($E$183=19,ROUND($E$16,0),\"\")&\"\"","v":""},{"$f":"IF($F$183=19,ROUND($F$16,0),\"\")&\"\"","v":""},{"$f":"IF($G$183=19,ROUND($G$16,0),\"\")&\"\"","v":""},{"$f":"IF($H$183=19,ROUND($H$16,0),\"\")&\"\"","v":""},{"$f":"IF($I$183=19,ROUND($I$16,0),\"\")&\"\"","v":""},{"$f":"IF($J$183=19,ROUND($J$16,0),\"\")&\"\"","v":""},{"$f":"IF($K$183=19,ROUND($K$16,0),\"\")&\"\"","v":""},{"$f":"IF($L$183=19,ROUND($L$16,0),\"\")&\"\"","v":""},{"$f":"IF($M$183=19,ROUND($M$16,0),\"\")&\"\"","v":""},{"$f":"IF($N$183=19,ROUND($N$16,0),\"\")&\"\"","v":""},{"$f":"IF($O$183=19,ROUND($O$16,0),\"\")&\"\"","v":""},{"$f":"IF($P$183=19,ROUND($P$16,0),\"\")&\"\"","v":""},{"$f":"IF($Q$183=19,ROUND($Q$16,0),\"\")&\"\"","v":""},{"$f":"IF($R$183=19,ROUND($R$16,0),\"\")&\"\"","v":""},{"$f":"IF($S$183=19,ROUND($S$16,0),\"\")&\"\"","v":""},{"$f":"IF($T$183=19,ROUND($T$16,0),\"\")&\"\"","v":""},{"$f":"IF($U$183=19,ROUND($U$16,0),\"\")&\"\"","v":""},{"$f":"IF($V$183=19,ROUND($V$16,0),\"\")&\"\"","v":""},{"$f":"IF($W$183=19,ROUND($W$16,0),\"\")&\"\"","v":""},{"$f":"IF($X$183=19,ROUND($X$16,0),\"\")&\"\"","v":""},{"$f":"IF($Y$183=19,ROUND($Y$16,0),\"\")&\"\"","v":""},{"$f":"IF($Z$183=19,ROUND($Z$16,0),\"\")&\"\"","v":""},{"$f":"IF($AA$183=19,ROUND($AA$16,0),\"\")&\"\"","v":""},8]
[null,null,9,{"$f":"IF($D$184=19,ROUND($D$17,0),\"\")&\"\"","v":""},{"$f":"IF($E$184=19,ROUND($E$17,0),\"\")&\"\"","v":""},{"$f":"IF($F$184=19,ROUND($F$17,0),\"\")&\"\"","v":""},{"$f":"IF($G$184=19,ROUND($G$17,0),\"\")&\"\"","v":""},{"$f":"IF($H$184=19,ROUND($H$17,0),\"\")&\"\"","v":""},{"$f":"IF($I$184=19,ROUND($I$17,0),\"\")&\"\"","v":""},{"$f":"IF($J$184=19,ROUND($J$17,0),\"\")&\"\"","v":""},{"$f":"IF($K$184=19,ROUND($K$17,0),\"\")&\"\"","v":""},{"$f":"IF($L$184=19,ROUND($L$17,0),\"\")&\"\"","v":""},{"$f":"IF($M$184=19,ROUND($M$17,0),\"\")&\"\"","v":""},{"$f":"IF($N$184=19,ROUND($N$17,0),\"\")&\"\"","v":""},{"$f":"IF($O$184=19,ROUND($O$17,0),\"\")&\"\"","v":""},{"$f":"IF($P$184=19,ROUND($P$17,0),\"\")&\"\"","v":""},{"$f":"IF($Q$184=19,ROUND($Q$17,0),\"\")&\"\"","v":""},{"$f":"IF($R$184=19,ROUND($R$17,0),\"\")&\"\"","v":""},{"$f":"IF($S$184=19,ROUND($S$17,0),\"\")&\"\"","v":""},{"$f":"IF($T$184=19,ROUND($T$17,0),\"\")&\"\"","v":""},{"$f":"IF($U$184=19,ROUND($U$17,0),\"\")&\"\"","v":""},{"$f":"IF($V$184=19,ROUND($V$17,0),\"\")&\"\"","v":""},{"$f":"IF($W$184=19,ROUND($W$17,0),\"\")&\"\"","v":""},{"$f":"IF($X$184=19,ROUND($X$17,0),\"\")&\"\"","v":""},{"$f":"IF($Y$184=19,ROUND($Y$17,0),\"\")&\"\"","v":""},{"$f":"IF($Z$184=19,ROUND($Z$17,0),\"\")&\"\"","v":""},{"$f":"IF($AA$184=19,ROUND($AA$17,0),\"\")&\"\"","v":""},9]
[null,null,10,{"$f":"IF($D$185=19,ROUND($D$18,0),\"\")&\"\"","v":""},{"$f":"IF($E$185=19,ROUND($E$18,0),\"\")&\"\"","v":""},{"$f":"IF($F$185=19,ROUND($F$18,0),\"\")&\"\"","v":""},{"$f":"IF($G$185=19,ROUND($G$18,0),\"\")&\"\"","v":""},{"$f":"IF($H$185=19,ROUND($H$18,0),\"\")&\"\"","v":""},{"$f":"IF($I$185=19,ROUND($I$18,0),\"\")&\"\"","v":""},{"$f":"IF($J$185=19,ROUND($J$18,0),\"\")&\"\"","v":""},{"$f":"IF($K$185=19,ROUND($K$18,0),\"\")&\"\"","v":""},{"$f":"IF($L$185=19,ROUND($L$18,0),\"\")&\"\"","v":""},{"$f":"IF($M$185=19,ROUND($M$18,0),\"\")&\"\"","v":""},{"$f":"IF($N$185=19,ROUND($N$18,0),\"\")&\"\"","v":""},{"$f":"IF($O$185=19,ROUND($O$18,0),\"\")&\"\"","v":""},{"$f":"IF($P$185=19,ROUND($P$18,0),\"\")&\"\"","v":""},{"$f":"IF($Q$185=19,ROUND($Q$18,0),\"\")&\"\"","v":""},{"$f":"IF($R$185=19,ROUND($R$18,0),\"\")&\"\"","v":""},{"$f":"IF($S$185=19,ROUND($S$18,0),\"\")&\"\"","v":""},{"$f":"IF($T$185=19,ROUND($T$18,0),\"\")&\"\"","v":""},{"$f":"IF($U$185=19,ROUND($U$18,0),\"\")&\"\"","v":""},{"$f":"IF($V$185=19,ROUND($V$18,0),\"\")&\"\"","v":""},{"$f":"IF($W$185=19,ROUND($W$18,0),\"\")&\"\"","v":""},{"$f":"IF($X$185=19,ROUND($X$18,0),\"\")&\"\"","v":""},{"$f":"IF($Y$185=19,ROUND($Y$18,0),\"\")&\"\"","v":""},{"$f":"IF($Z$185=19,ROUND($Z$18,0),\"\")&\"\"","v":""},{"$f":"IF($AA$185=19,ROUND($AA$18,0),\"\")&\"\"","v":""},10]
[null,null,11,{"$f":"IF($D$186=19,ROUND($D$19,0),\"\")&\"\"","v":""},{"$f":"IF($E$186=19,ROUND($E$19,0),\"\")&\"\"","v":""},{"$f":"IF($F$186=19,ROUND($F$19,0),\"\")&\"\"","v":""},{"$f":"IF($G$186=19,ROUND($G$19,0),\"\")&\"\"","v":""},{"$f":"IF($H$186=19,ROUND($H$19,0),\"\")&\"\"","v":""},{"$f":"IF($I$186=19,ROUND($I$19,0),\"\")&\"\"","v":""},{"$f":"IF($J$186=19,ROUND($J$19,0),\"\")&\"\"","v":""},{"$f":"IF($K$186=19,ROUND($K$19,0),\"\")&\"\"","v":""},{"$f":"IF($L$186=19,ROUND($L$19,0),\"\")&\"\"","v":""},{"$f":"IF($M$186=19,ROUND($M$19,0),\"\")&\"\"","v":""},{"$f":"IF($N$186=19,ROUND($N$19,0),\"\")&\"\"","v":""},{"$f":"IF($O$186=19,ROUND($O$19,0),\"\")&\"\"","v":""},{"$f":"IF($P$186=19,ROUND($P$19,0),\"\")&\"\"","v":""},{"$f":"IF($Q$186=19,ROUND($Q$19,0),\"\")&\"\"","v":""},{"$f":"IF($R$186=19,ROUND($R$19,0),\"\")&\"\"","v":""},{"$f":"IF($S$186=19,ROUND($S$19,0),\"\")&\"\"","v":""},{"$f":"IF($T$186=19,ROUND($T$19,0),\"\")&\"\"","v":""},{"$f":"IF($U$186=19,ROUND($U$19,0),\"\")&\"\"","v":""},{"$f":"IF($V$186=19,ROUND($V$19,0),\"\")&\"\"","v":""},{"$f":"IF($W$186=19,ROUND($W$19,0),\"\")&\"\"","v":""},{"$f":"IF($X$186=19,ROUND($X$19,0),\"\")&\"\"","v":""},{"$f":"IF($Y$186=19,ROUND($Y$19,0),\"\")&\"\"","v":""},{"$f":"IF($Z$186=19,ROUND($Z$19,0),\"\")&\"\"","v":""},{"$f":"IF($AA$186=19,ROUND($AA$19,0),\"\")&\"\"","v":""},11]
[null,null,12,{"$f":"IF($D$187=19,ROUND($D$20,0),\"\")&\"\"","v":""},{"$f":"IF($E$187=19,ROUND($E$20,0),\"\")&\"\"","v":""},{"$f":"IF($F$187=19,ROUND($F$20,0),\"\")&\"\"","v":""},{"$f":"IF($G$187=19,ROUND($G$20,0),\"\")&\"\"","v":""},{"$f":"IF($H$187=19,ROUND($H$20,0),\"\")&\"\"","v":""},{"$f":"IF($I$187=19,ROUND($I$20,0),\"\")&\"\"","v":""},{"$f":"IF($J$187=19,ROUND($J$20,0),\"\")&\"\"","v":""},{"$f":"IF($K$187=19,ROUND($K$20,0),\"\")&\"\"","v":""},{"$f":"IF($L$187=19,ROUND($L$20,0),\"\")&\"\"","v":""},{"$f":"IF($M$187=19,ROUND($M$20,0),\"\")&\"\"","v":""},{"$f":"IF($N$187=19,ROUND($N$20,0),\"\")&\"\"","v":""},{"$f":"IF($O$187=19,ROUND($O$20,0),\"\")&\"\"","v":""},{"$f":"IF($P$187=19,ROUND($P$20,0),\"\")&\"\"","v":""},{"$f":"IF($Q$187=19,ROUND($Q$20,0),\"\")&\"\"","v":""},{"$f":"IF($R$187=19,ROUND($R$20,0),\"\")&\"\"","v":""},{"$f":"IF($S$187=19,ROUND($S$20,0),\"\")&\"\"","v":""},{"$f":"IF($T$187=19,ROUND($T$20,0),\"\")&\"\"","v":""},{"$f":"IF($U$187=19,ROUND($U$20,0),\"\")&\"\"","v":""},{"$f":"IF($V$187=19,ROUND($V$20,0),\"\")&\"\"","v":""},{"$f":"IF($W$187=19,ROUND($W$20,0),\"\")&\"\"","v":""},{"$f":"IF($X$187=19,ROUND($X$20,0),\"\")&\"\"","v":""},{"$f":"IF($Y$187=19,ROUND($Y$20,0),\"\")&\"\"","v":""},{"$f":"IF($Z$187=19,ROUND($Z$20,0),\"\")&\"\"","v":""},{"$f":"IF($AA$187=19,ROUND($AA$20,0),\"\")&\"\"","v":""},12]
[null,null,1,{"$f":"IF($D$188=19,ROUND($D$21,0),\"\")&\"\"","v":""},{"$f":"IF($E$188=19,ROUND($E$21,0),\"\")&\"\"","v":""},{"$f":"IF($F$188=19,ROUND($F$21,0),\"\")&\"\"","v":""},{"$f":"IF($G$188=19,ROUND($G$21,0),\"\")&\"\"","v":""},{"$f":"IF($H$188=19,ROUND($H$21,0),\"\")&\"\"","v":""},{"$f":"IF($I$188=19,ROUND($I$21,0),\"\")&\"\"","v":""},{"$f":"IF($J$188=19,ROUND($J$21,0),\"\")&\"\"","v":""},{"$f":"IF($K$188=19,ROUND($K$21,0),\"\")&\"\"","v":""},{"$f":"IF($L$188=19,ROUND($L$21,0),\"\")&\"\"","v":""},{"$f":"IF($M$188=19,ROUND($M$21,0),\"\")&\"\"","v":""},{"$f":"IF($N$188=19,ROUND($N$21,0),\"\")&\"\"","v":""},{"$f":"IF($O$188=19,ROUND($O$21,0),\"\")&\"\"","v":""},{"$f":"IF($P$188=19,ROUND($P$21,0),\"\")&\"\"","v":""},{"$f":"IF($Q$188=19,ROUND($Q$21,0),\"\")&\"\"","v":""},{"$f":"IF($R$188=19,ROUND($R$21,0),\"\")&\"\"","v":""},{"$f":"IF($S$188=19,ROUND($S$21,0),\"\")&\"\"","v":""},{"$f":"IF($T$188=19,ROUND($T$21,0),\"\")&\"\"","v":""},{"$f":"IF($U$188=19,ROUND($U$21,0),\"\")&\"\"","v":""},{"$f":"IF($V$188=19,ROUND($V$21,0),\"\")&\"\"","v":""},{"$f":"IF($W$188=19,ROUND($W$21,0),\"\")&\"\"","v":""},{"$f":"IF($X$188=19,ROUND($X$21,0),\"\")&\"\"","v":""},{"$f":"IF($Y$188=19,ROUND($Y$21,0),\"\")&\"\"","v":""},{"$f":"IF($Z$188=19,ROUND($Z$21,0),\"\")&\"\"","v":""},{"$f":"IF($AA$188=19,ROUND($AA$21,0),\"\")&\"\"","v":""},1]
[null,null,2,{"$f":"IF($D$189=19,ROUND($D$22,0),\"\")&\"\"","v":""},{"$f":"IF($E$189=19,ROUND($E$22,0),\"\")&\"\"","v":""},{"$f":"IF($F$189=19,ROUND($F$22,0),\"\")&\"\"","v":""},{"$f":"IF($G$189=19,ROUND($G$22,0),\"\")&\"\"","v":""},{"$f":"IF($H$189=19,ROUND($H$22,0),\"\")&\"\"","v":""},{"$f":"IF($I$189=19,ROUND($I$22,0),\"\")&\"\"","v":""},{"$f":"IF($J$189=19,ROUND($J$22,0),\"\")&\"\"","v":""},{"$f":"IF($K$189=19,ROUND($K$22,0),\"\")&\"\"","v":""},{"$f":"IF($L$189=19,ROUND($L$22,0),\"\")&\"\"","v":""},{"$f":"IF($M$189=19,ROUND($M$22,0),\"\")&\"\"","v":""},{"$f":"IF($N$189=19,ROUND($N$22,0),\"\")&\"\"","v":""},{"$f":"IF($O$189=19,ROUND($O$22,0),\"\")&\"\"","v":""},{"$f":"IF($P$189=19,ROUND($P$22,0),\"\")&\"\"","v":""},{"$f":"IF($Q$189=19,ROUND($Q$22,0),\"\")&\"\"","v":""},{"$f":"IF($R$189=19,ROUND($R$22,0),\"\")&\"\"","v":""},{"$f":"IF($S$189=19,ROUND($S$22,0),\"\")&\"\"","v":""},{"$f":"IF($T$189=19,ROUND($T$22,0),\"\")&\"\"","v":""},{"$f":"IF($U$189=19,ROUND($U$22,0),\"\")&\"\"","v":""},{"$f":"IF($V$189=19,ROUND($V$22,0),\"\")&\"\"","v":""},{"$f":"IF($W$189=19,ROUND($W$22,0),\"\")&\"\"","v":""},{"$f":"IF($X$189=19,ROUND($X$22,0),\"\")&\"\"","v":""},{"$f":"IF($Y$189=19,ROUND($Y$22,0),\"\")&\"\"","v":""},{"$f":"IF($Z$189=19,ROUND($Z$22,0),\"\")&\"\"","v":""},{"$f":"IF($AA$189=19,ROUND($AA$22,0),\"\")&\"\"","v":""},2]
[null,null,3,{"$f":"IF($D$190=19,ROUND($D$23,0),\"\")&\"\"","v":""},{"$f":"IF($E$190=19,ROUND($E$23,0),\"\")&\"\"","v":""},{"$f":"IF($F$190=19,ROUND($F$23,0),\"\")&\"\"","v":""},{"$f":"IF($G$190=19,ROUND($G$23,0),\"\")&\"\"","v":""},{"$f":"IF($H$190=19,ROUND($H$23,0),\"\")&\"\"","v":""},{"$f":"IF($I$190=19,ROUND($I$23,0),\"\")&\"\"","v":""},{"$f":"IF($J$190=19,ROUND($J$23,0),\"\")&\"\"","v":""},{"$f":"IF($K$190=19,ROUND($K$23,0),\"\")&\"\"","v":""},{"$f":"IF($L$190=19,ROUND($L$23,0),\"\")&\"\"","v":""},{"$f":"IF($M$190=19,ROUND($M$23,0),\"\")&\"\"","v":""},{"$f":"IF($N$190=19,ROUND($N$23,0),\"\")&\"\"","v":""},{"$f":"IF($O$190=19,ROUND($O$23,0),\"\")&\"\"","v":""},{"$f":"IF($P$190=19,ROUND($P$23,0),\"\")&\"\"","v":""},{"$f":"IF($Q$190=19,ROUND($Q$23,0),\"\")&\"\"","v":""},{"$f":"IF($R$190=19,ROUND($R$23,0),\"\")&\"\"","v":""},{"$f":"IF($S$190=19,ROUND($S$23,0),\"\")&\"\"","v":""},{"$f":"IF($T$190=19,ROUND($T$23,0),\"\")&\"\"","v":""},{"$f":"IF($U$190=19,ROUND($U$23,0),\"\")&\"\"","v":""},{"$f":"IF($V$190=19,ROUND($V$23,0),\"\")&\"\"","v":""},{"$f":"IF($W$190=19,ROUND($W$23,0),\"\")&\"\"","v":""},{"$f":"IF($X$190=19,ROUND($X$23,0),\"\")&\"\"","v":""},{"$f":"IF($Y$190=19,ROUND($Y$23,0),\"\")&\"\"","v":""},{"$f":"IF($Z$190=19,ROUND($Z$23,0),\"\")&\"\"","v":""},{"$f":"IF($AA$190=19,ROUND($AA$23,0),\"\")&\"\"","v":""},3]
[]
[null,null,"冷房期間中　温度(T)が発生する時間[hour]"]
[null,null,null," 温度(T)",null,null,null,null,null,null,null,null,null,null,null,null,null,null,null,null,null,null,null,null,null,null,null,null,null,null,null,null,null,null,null,null,null,null,null,null,null,null,null,null,null,null,"月単位"]
[null,null,"月",-6,-5,-4,-3,-2,-1,0,1,2,3,4,5,6,7,8,9,10,11,12,13,14,15,16,17,18,19,20,21,22,23,24,25,26,27,28,29,30,31,32,33,34,35,"月","前1","前2","前3","前4","前5","前6","前7","前8","前9","前10",null,"後1","後2","後3","後4","後5","後6","後7","後8","後9","後10"]
[null,null,4,{"$f":"COUNTIF($D$195:$AA$195,$D$226)*$AB$12","v":0},{"$f":"COUNTIF($D$195:$AA$195,$E$226)*$AB$12","v":0},{"$f":"COUNTIF($D$195:$AA$195,$F$226)*$AB$12","v":0},{"$f":"COUNTIF($D$195:$AA$195,$G$226)*$AB$12","v":0},{"$f":"COUNTIF($D$195:$AA$195,$H$226)*$AB$12","v":0},{"$f":"COUNTIF($D$195:$AA$195,$I$226)*$AB$12","v":0},{"$f":"COUNTIF($D$195:$AA$195,$J$226)*$AB$12","v":0},{"$f":"COUNTIF($D$195:$AA$195,$K$226)*$AB$12","v":0},{"$f":"COUNTIF($D$195:$AA$195,$L$226)*$AB$12","v":0},{"$f":"COUNTIF($D$195:$AA$195,$M$226)*$AB$12","v":0},{"$f":"COUNTIF($D$195:$AA$195,$N$226)*$AB$12","v":0},{"$f":"COUNTIF($D$195:$AA$195,$O$226)*$AB$12","v":0},{"$f":"COUNTIF($D$195:$AA$195,$P$226)*$AB$12","v":0},{"$f":"COUNTIF($D$195:$AA$195,$Q$226)*$AB$12","v":0},{"$f":"COUNTIF($D$195:$AA$195,$R$226)*$AB$12","v":0},{"$f":"COUNTIF($D$195:$AA$195,$S$226)*$AB$12","v":0},{"$f":"COUNTIF($D$195:$AA$195,$T$226)*$AB$12","v":0},{"$f":"COUNTIF($D$195:$AA$195,$U$226)*$AB$12","v":0},{"$f":"COUNTIF($D$195:$AA$195,$V$226)*$AB$12","v":0},{"$f":"COUNTIF($D$195:$AA$195,$W$226)*$AB$12","v":0},{"$f":"COUNTIF($D$195:$AA$195,$X$226)*$AB$12","v":0},{"$f":"COUNTIF($D$195:$AA$195,$Y$226)*$AB$12","v":0},{"$f":"COUNTIF($D$195:$AA$195,$Z$226)*$AB$12","v":0},{"$f":"COUNTIF($D$195:$AA$195,$AA$226)*$AB$12","v":0},{"$f":"COUNTIF($D$195:$AA$195,$AB$226)*$AB$12","v":0},{"$f":"COUNTIF($D$195:$AA$195,$AC$226)*$AB$12","v":0},{"$f":"COUNTIF($D$195:$AA$195,$AD$226)*$AB$12","v":0},{"$f":"COUNTIF($D$195:$AA$195,$AE$226)*$AB$12","v":0},{"$f":"COUNTIF($D$195:$AA$195,$AF$226)*$AB$12","v":0},{"$f":"COUNTIF($D$195:$AA$195,$AG$226)*$AB$12","v":0},{"$f":"COUNTIF($D$195:$AA$195,$AH$226)*$AB$12","v":0},{"$f":"COUNTIF($D$195:$AA$195,$AI$226)*$AB$12","v":0},{"$f":"COUNTIF($D$195:$AA$195,$AJ$226)*$AB$12","v":0},{"$f":"COUNTIF($D$195:$AA$195,$AK$226)*$AB$12","v":0},{"$f":"COUNTIF($D$195:$AA$195,$AL$226)*$AB$12","v":0},{"$f":"COUNTIF($D$195:$AA$195,$AM$226)*$AB$12","v":0},{"$f":"COUNTIF($D$195:$AA$195,$AN$226)*$AB$12","v":0},{"$f":"COUNTIF($D$195:$AA$195,$AO$226)*$AB$12","v":0},{"$f":"COUNTIF($D$195:$AA$195,$AP$226)*$AB$12","v":0},{"$f":"COUNTIF($D$195:$AA$195,$AQ$226)*$AB$12","v":0},{"$f":"COUNTIF($D$195:$AA$195,$AR$226)*$AB$12","v":0},{"$f":"COUNTIF($D$195:$AA$195,$AS$226)*$AB$12","v":0},4,{"$f":"IFERROR(SUMPRODUCT($D227:$AS227,$D$242:$AS$242),\"\")","v":0},{"$f":"IFERROR(SUMPRODUCT($D227:$AS227,$D$248:$AS$248),\"\")","v":""},{"$f":"IFERROR(SUMPRODUCT($D227:$AS227,$D$254:$AS$254),\"\")","v":""},{"$f":"IFERROR(SUMPRODUCT($D227:$AS227,$D$260:$AS$260),\"\")","v":""},{"$f":"IFERROR(SUMPRODUCT($D227:$AS227,$D$266:$AS$266),\"\")","v":""},{"$f":"IFERROR(SUMPRODUCT($D227:$AS227,$D$272:$AS$272),\"\")","v":""},{"$f":"IFERROR(SUMPRODUCT($D227:$AS227,$D$278:$AS$278),\"\")","v":""},{"$f":"IFERROR(SUMPRODUCT($D227:$AS227,$D$284:$AS$284),\"\")","v":""},{"$f":"IFERROR(SUMPRODUCT($D227:$AS227,$D$290:$AS$290),\"\")","v":""},{"$f":"IFERROR(SUMPRODUCT($D227:$AS227,$D$296:$AS$296),\"\")","v":""},null,{"$f":"IFERROR(SUMPRODUCT($D227:$AS227,$D$303:$AS$303),\"\")","v":""},{"$f":"IFERROR(SUMPRODUCT($D227:$AS227,$D$309:$AS$309),\"\")","v":""},{"$f":"IFERROR(SUMPRODUCT($D227:$AS227,$D$315:$AS$315),\"\")","v":""},{"$f":"IFERROR(SUMPRODUCT($D227:$AS227,$D$321:$AS$321),\"\")","v":""},{"$f":"IFERROR(SUMPRODUCT($D227:$AS227,$D$327:$AS$327),\"\")","v":""},{"$f":"IFERROR(SUMPRODUCT($D227:$AS227,$D$333:$AS$333),\"\")","v":""},{"$f":"IFERROR(SUMPRODUCT($D227:$AS227,$D$339:$AS$339),\"\")","v":""},{"$f":"IFERROR(SUMPRODUCT($D227:$AS227,$D$345:$AS$345),\"\")","v":""},{"$f":"IFERROR(SUMPRODUCT($D227:$AS227,$D$351:$AS$351),\"\")","v":""},{"$f":"IFERROR(SUMPRODUCT($D227:$AS227,$D$357:$AS$357),\"\")","v":""}]
[null,null,5,{"$f":"COUNTIF($D$196:$AA$196,$D$226)*$AB$13","v":0},{"$f":"COUNTIF($D$196:$AA$196,$E$226)*$AB$13","v":0},{"$f":"COUNTIF($D$196:$AA$196,$F$226)*$AB$13","v":0},{"$f":"COUNTIF($D$196:$AA$196,$G$226)*$AB$13","v":0},{"$f":"COUNTIF($D$196:$AA$196,$H$226)*$AB$13","v":0},{"$f":"COUNTIF($D$196:$AA$196,$I$226)*$AB$13","v":0},{"$f":"COUNTIF($D$196:$AA$196,$J$226)*$AB$13","v":0},{"$f":"COUNTIF($D$196:$AA$196,$K$226)*$AB$13","v":0},{"$f":"COUNTIF($D$196:$AA$196,$L$226)*$AB$13","v":0},{"$f":"COUNTIF($D$196:$AA$196,$M$226)*$AB$13","v":0},{"$f":"COUNTIF($D$196:$AA$196,$N$226)*$AB$13","v":0},{"$f":"COUNTIF($D$196:$AA$196,$O$226)*$AB$13","v":0},{"$f":"COUNTIF($D$196:$AA$196,$P$226)*$AB$13","v":0},{"$f":"COUNTIF($D$196:$AA$196,$Q$226)*$AB$13","v":0},{"$f":"COUNTIF($D$196:$AA$196,$R$226)*$AB$13","v":0},{"$f":"COUNTIF($D$196:$AA$196,$S$226)*$AB$13","v":0},{"$f":"COUNTIF($D$196:$AA$196,$T$226)*$AB$13","v":0},{"$f":"COUNTIF($D$196:$AA$196,$U$226)*$AB$13","v":0},{"$f":"COUNTIF($D$196:$AA$196,$V$226)*$AB$13","v":0},{"$f":"COUNTIF($D$196:$AA$196,$W$226)*$AB$13","v":0},{"$f":"COUNTIF($D$196:$AA$196,$X$226)*$AB$13","v":0},{"$f":"COUNTIF($D$196:$AA$196,$Y$226)*$AB$13","v":0},{"$f":"COUNTIF($D$196:$AA$196,$Z$226)*$AB$13","v":0},{"$f":"COUNTIF($D$196:$AA$196,$AA$226)*$AB$13","v":0},{"$f":"COUNTIF($D$196:$AA$196,$AB$226)*$AB$13","v":0},{"$f":"COUNTIF($D$196:$AA$196,$AC$226)*$AB$13","v":0},{"$f":"COUNTIF($D$196:$AA$196,$AD$226)*$AB$13","v":0},{"$f":"COUNTIF($D$196:$AA$196,$AE$226)*$AB$13","v":0},{"$f":"COUNTIF($D$196:$AA$196,$AF$226)*$AB$13","v":0},{"$f":"COUNTIF($D$196:$AA$196,$AG$226)*$AB$13","v":0},{"$f":"COUNTIF($D$196:$AA$196,$AH$226)*$AB$13","v":0},{"$f":"COUNTIF($D$196:$AA$196,$AI$226)*$AB$13","v":0},{"$f":"COUNTIF($D$196:$AA$196,$AJ$226)*$AB$13","v":0},{"$f":"COUNTIF($D$196:$AA$196,$AK$226)*$AB$13","v":0},{"$f":"COUNTIF($D$196:$AA$196,$AL$226)*$AB$13","v":0},{"$f":"COUNTIF($D$196:$AA$196,$AM$226)*$AB$13","v":0},{"$f":"COUNTIF($D$196:$AA$196,$AN$226)*$AB$13","v":0},{"$f":"COUNTIF($D$196:$AA$196,$AO$226)*$AB$13","v":0},{"$f":"COUNTIF($D$196:$AA$196,$AP$226)*$AB$13","v":0},{"$f":"COUNTIF($D$196:$AA$196,$AQ$226)*$AB$13","v":0},{"$f":"COUNTIF($D$196:$AA$196,$AR$226)*$AB$13","v":0},{"$f":"COUNTIF($D$196:$AA$196,$AS$226)*$AC$13","v":0},5,{"$f":"IFERROR(SUMPRODUCT($D228:$AS228,$D$242:$AS$242),\"\")","v":0},{"$f":"IFERROR(SUMPRODUCT($D228:$AS228,$D$248:$AS$248),\"\")","v":""},{"$f":"IFERROR(SUMPRODUCT($D228:$AS228,$D$254:$AS$254),\"\")","v":""},{"$f":"IFERROR(SUMPRODUCT($D228:$AS228,$D$260:$AS$260),\"\")","v":""},{"$f":"IFERROR(SUMPRODUCT($D228:$AS228,$D$266:$AS$266),\"\")","v":""},{"$f":"IFERROR(SUMPRODUCT($D228:$AS228,$D$272:$AS$272),\"\")","v":""},{"$f":"IFERROR(SUMPRODUCT($D228:$AS228,$D$278:$AS$278),\"\")","v":""},{"$f":"IFERROR(SUMPRODUCT($D228:$AS228,$D$284:$AS$284),\"\")","v":""},{"$f":"IFERROR(SUMPRODUCT($D228:$AS228,$D$290:$AS$290),\"\")","v":""},{"$f":"IFERROR(SUMPRODUCT($D228:$AS228,$D$296:$AS$296),\"\")","v":""},null,{"$f":"IFERROR(SUMPRODUCT($D228:$AS228,$D$303:$AS$303),\"\")","v":""},{"$f":"IFERROR(SUMPRODUCT($D228:$AS228,$D$309:$AS$309),\"\")","v":""},{"$f":"IFERROR(SUMPRODUCT($D228:$AS228,$D$315:$AS$315),\"\")","v":""},{"$f":"IFERROR(SUMPRODUCT($D228:$AS228,$D$321:$AS$321),\"\")","v":""},{"$f":"IFERROR(SUMPRODUCT($D228:$AS228,$D$327:$AS$327),\"\")","v":""},{"$f":"IFERROR(SUMPRODUCT($D228:$AS228,$D$333:$AS$333),\"\")","v":""},{"$f":"IFERROR(SUMPRODUCT($D228:$AS228,$D$339:$AS$339),\"\")","v":""},{"$f":"IFERROR(SUMPRODUCT($D228:$AS228,$D$345:$AS$345),\"\")","v":""},{"$f":"IFERROR(SUMPRODUCT($D228:$AS228,$D$351:$AS$351),\"\")","v":""},{"$f":"IFERROR(SUMPRODUCT($D228:$AS228,$D$357:$AS$357),\"\")","v":""}]
[null,null,6,{"$f":"COUNTIF($D$197:$AA$197,$D$226)*$AB$14","v":0},{"$f":"COUNTIF($D$197:$AA$197,$E$226)*$AB$14","v":0},{"$f":"COUNTIF($D$197:$AA$197,$F$226)*$AB$14","v":0},{"$f":"COUNTIF($D$197:$AA$197,$G$226)*$AB$14","v":0},{"$f":"COUNTIF($D$197:$AA$197,$H$226)*$AB$14","v":0},{"$f":"COUNTIF($D$197:$AA$197,$I$226)*$AB$14","v":0},{"$f":"COUNTIF($D$197:$AA$197,$J$226)*$AB$14","v":0},{"$f":"COUNTIF($D$197:$AA$197,$K$226)*$AB$14","v":0},{"$f":"COUNTIF($D$197:$AA$197,$L$226)*$AB$14","v":0},{"$f":"COUNTIF($D$197:$AA$197,$M$226)*$AB$14","v":0},{"$f":"COUNTIF($D$197:$AA$197,$N$226)*$AB$14","v":0},{"$f":"COUNTIF($D$197:$AA$197,$O$226)*$AB$14","v":0},{"$f":"COUNTIF($D$197:$AA$197,$P$226)*$AB$14","v":0},{"$f":"COUNTIF($D$197:$AA$197,$Q$226)*$AB$14","v":0},{"$f":"COUNTIF($D$197:$AA$197,$R$226)*$AB$14","v":0},{"$f":"COUNTIF($D$197:$AA$197,$S$226)*$AB$14","v":0},{"$f":"COUNTIF($D$197:$AA$197,$T$226)*$AB$14","v":0},{"$f":"COUNTIF($D$197:$AA$197,$U$226)*$AB$14","v":0},{"$f":"COUNTIF($D$197:$AA$197,$V$226)*$AB$14","v":0},{"$f":"COUNTIF($D$197:$AA$197,$W$226)*$AB$14","v":0},{"$f":"COUNTIF($D$197:$AA$197,$X$226)*$AB$14","v":0},{"$f":"COUNTIF($D$197:$AA$197,$Y$226)*$AB$14","v":0},{"$f":"COUNTIF($D$197:$AA$197,$Z$226)*$AB$14","v":0},{"$f":"COUNTIF($D$197:$AA$197,$AA$226)*$AB$14","v":0},{"$f":"COUNTIF($D$197:$AA$197,$AB$226)*$AB$14","v":0},{"$f":"COUNTIF($D$197:$AA$197,$AC$226)*$AB$14","v":0},{"$f":"COUNTIF($D$197:$AA$197,$AD$226)*$AB$14","v":0},{"$f":"COUNTIF($D$197:$AA$197,$AE$226)*$AB$14","v":0},{"$f":"COUNTIF($D$197:$AA$197,$AF$226)*$AB$14","v":0},{"$f":"COUNTIF($D$197:$AA$197,$AG$226)*$AB$14","v":0},{"$f":"COUNTIF($D$197:$AA$197,$AH$226)*$AB$14","v":0},{"$f":"COUNTIF($D$197:$AA$197,$AI$226)*$AB$14","v":0},{"$f":"COUNTIF($D$197:$AA$197,$AJ$226)*$AB$14","v":0},{"$f":"COUNTIF($D$197:$AA$197,$AK$226)*$AB$14","v":0},{"$f":"COUNTIF($D$197:$AA$197,$AL$226)*$AB$14","v":0},{"$f":"COUNTIF($D$197:$AA$197,$AM$226)*$AB$14","v":0},{"$f":"COUNTIF($D$197:$AA$197,$AN$226)*$AB$14","v":0},{"$f":"COUNTIF($D$197:$AA$197,$AO$226)*$AB$14","v":0},{"$f":"COUNTIF($D$197:$AA$197,$AP$226)*$AB$14","v":0},{"$f":"COUNTIF($D$197:$AA$197,$AQ$226)*$AB$14","v":0},{"$f":"COUNTIF($D$197:$AA$197,$AR$226)*$AB$14","v":0},{"$f":"COUNTIF($D$197:$AA$197,$AS$226)*$AB$14","v":0},6,0,"","","","","","","","","",null,"","","","","","","","","",""]
[null,null,7,{"$f":"COUNTIF($D$198:$AA$198,$D$226)*$AB$15","v":0},{"$f":"COUNTIF($D$198:$AA$198,$E$226)*$AB$15","v":0},{"$f":"COUNTIF($D$198:$AA$198,$F$226)*$AB$15","v":0},{"$f":"COUNTIF($D$198:$AA$198,$G$226)*$AB$15","v":0},{"$f":"COUNTIF($D$198:$AA$198,$H$226)*$AB$15","v":0},{"$f":"COUNTIF($D$198:$AA$198,$I$226)*$AB$15","v":0},{"$f":"COUNTIF($D$198:$AA$198,$J$226)*$AB$15","v":0},{"$f":"COUNTIF($D$198:$AA$198,$K$226)*$AB$15","v":0},{"$f":"COUNTIF($D$198:$AA$198,$L$226)*$AB$15","v":0},{"$f":"COUNTIF($D$198:$AA$198,$M$226)*$AB$15","v":0},{"$f":"COUNTIF($D$198:$AA$198,$N$226)*$AB$15","v":0},{"$f":"COUNTIF($D$198:$AA$198,$O$226)*$AB$15","v":0},{"$f":"COUNTIF($D$198:$AA$198,$P$226)*$AB$15","v":0},{"$f":"COUNTIF($D$198:$AA$198,$Q$226)*$AB$15","v":0},{"$f":"COUNTIF($D$198:$AA$198,$R$226)*$AB$15","v":0},{"$f":"COUNTIF($D$198:$AA$198,$S$226)*$AB$15","v":0},{"$f":"COUNTIF($D$198:$AA$198,$T$226)*$AB$15","v":0},{"$f":"COUNTIF($D$198:$AA$198,$U$226)*$AB$15","v":0},{"$f":"COUNTIF($D$198:$AA$198,$V$226)*$AB$15","v":0},{"$f":"COUNTIF($D$198:$AA$198,$W$226)*$AB$15","v":0},{"$f":"COUNTIF($D$198:$AA$198,$X$226)*$AB$15","v":0},{"$f":"COUNTIF($D$198:$AA$198,$Y$226)*$AB$15","v":0},{"$f":"COUNTIF($D$198:$AA$198,$Z$226)*$AB$15","v":0},{"$f":"COUNTIF($D$198:$AA$198,$AA$226)*$AB$15","v":0},{"$f":"COUNTIF($D$198:$AA$198,$AB$226)*$AB$15","v":0},{"$f":"COUNTIF($D$198:$AA$198,$AC$226)*$AB$15","v":0},{"$f":"COUNTIF($D$198:$AA$198,$AD$226)*$AB$15","v":0},{"$f":"COUNTIF($D$198:$AA$198,$AE$226)*$AB$15","v":0},{"$f":"COUNTIF($D$198:$AA$198,$AF$226)*$AB$15","v":0},{"$f":"COUNTIF($D$198:$AA$198,$AG$226)*$AB$15","v":0},{"$f":"COUNTIF($D$198:$AA$198,$AH$226)*$AB$15","v":0},{"$f":"COUNTIF($D$198:$AA$198,$AI$226)*$AB$15","v":0},{"$f":"COUNTIF($D$198:$AA$198,$AJ$226)*$AB$15","v":0},{"$f":"COUNTIF($D$198:$AA$198,$AK$226)*$AB$15","v":0},{"$f":"COUNTIF($D$198:$AA$198,$AL$226)*$AB$15","v":0},{"$f":"COUNTIF($D$198:$AA$198,$AM$226)*$AB$15","v":0},{"$f":"COUNTIF($D$198:$AA$198,$AN$226)*$AB$15","v":0},{"$f":"COUNTIF($D$198:$AA$198,$AO$226)*$AB$15","v":0},{"$f":"COUNTIF($D$198:$AA$198,$AP$226)*$AB$15","v":0},{"$f":"COUNTIF($D$198:$AA$198,$AQ$226)*$AB$15","v":0},{"$f":"COUNTIF($D$198:$AA$198,$AR$226)*$AB$15","v":0},{"$f":"COUNTIF($D$198:$AA$198,$AS$226)*$AB$15","v":0},7,0,"","","","","","","","","",null,"","","","","","","","","",""]
[null,null,8,{"$f":"COUNTIF($D$199:$AA$199,$D$226)*$AB$16","v":0},{"$f":"COUNTIF($D$199:$AA$199,$E$226)*$AB$16","v":0},{"$f":"COUNTIF($D$199:$AA$199,$F$226)*$AB$16","v":0},{"$f":"COUNTIF($D$199:$AA$199,$G$226)*$AB$16","v":0},{"$f":"COUNTIF($D$199:$AA$199,$H$226)*$AB$16","v":0},{"$f":"COUNTIF($D$199:$AA$199,$I$226)*$AB$16","v":0},{"$f":"COUNTIF($D$199:$AA$199,$J$226)*$AB$16","v":0},{"$f":"COUNTIF($D$199:$AA$199,$K$226)*$AB$16","v":0},{"$f":"COUNTIF($D$199:$AA$199,$L$226)*$AB$16","v":0},{"$f":"COUNTIF($D$199:$AA$199,$M$226)*$AB$16","v":0},{"$f":"COUNTIF($D$199:$AA$199,$N$226)*$AB$16","v":0},{"$f":"COUNTIF($D$199:$AA$199,$O$226)*$AB$16","v":0},{"$f":"COUNTIF($D$199:$AA$199,$P$226)*$AB$16","v":0},{"$f":"COUNTIF($D$199:$AA$199,$Q$226)*$AB$16","v":0},{"$f":"COUNTIF($D$199:$AA$199,$R$226)*$AB$16","v":0},{"$f":"COUNTIF($D$199:$AA$199,$S$226)*$AB$16","v":0},{"$f":"COUNTIF($D$199:$AA$199,$T$226)*$AB$16","v":0},{"$f":"COUNTIF($D$199:$AA$199,$U$226)*$AB$16","v":0},{"$f":"COUNTIF($D$199:$AA$199,$V$226)*$AB$16","v":0},{"$f":"COUNTIF($D$199:$AA$199,$W$226)*$AB$16","v":0},{"$f":"COUNTIF($D$199:$AA$199,$X$226)*$AB$16","v":0},{"$f":"COUNTIF($D$199:$AA$199,$Y$226)*$AB$16","v":0},{"$f":"COUNTIF($D$199:$AA$199,$Z$226)*$AB$16","v":0},{"$f":"COUNTIF($D$199:$AA$199,$AA$226)*$AB$16","v":0},{"$f":"COUNTIF($D$199:$AA$199,$AB$226)*$AB$16","v":0},{"$f":"COUNTIF($D$199:$AA$199,$AC$226)*$AB$16","v":0},{"$f":"COUNTIF($D$199:$AA$199,$AD$226)*$AB$16","v":0},{"$f":"COUNTIF($D$199:$AA$199,$AE$226)*$AB$16","v":0},{"$f":"COUNTIF($D$199:$AA$199,$AF$226)*$AB$16","v":0},{"$f":"COUNTIF($D$199:$AA$199,$AG$226)*$AB$16","v":0},{"$f":"COUNTIF($D$199:$AA$199,$AH$226)*$AB$16","v":0},{"$f":"COUNTIF($D$199:$AA$199,$AI$226)*$AB$16","v":0},{"$f":"COUNTIF($D$199:$AA$199,$AJ$226)*$AB$16","v":0},{"$f":"COUNTIF($D$199:$AA$199,$AK$226)*$AB$16","v":0},{"$f":"COUNTIF($D$199:$AA$199,$AL$226)*$AB$16","v":0},{"$f":"COUNTIF($D$199:$AA$199,$AM$226)*$AB$16","v":0},{"$f":"COUNTIF($D$199:$AA$199,$AN$226)*$AB$16","v":0},{"$f":"COUNTIF($D$199:$AA$199,$AO$226)*$AB$16","v":0},{"$f":"COUNTIF($D$199:$AA$199,$AP$226)*$AB$16","v":0},{"$f":"COUNTIF($D$199:$AA$199,$AQ$226)*$AB$16","v":0},{"$f":"COUNTIF($D$199:$AA$199,$AR$226)*$AB$16","v":0},{"$f":"COUNTIF($D$199:$AA$199,$AS$226)*$AB$16","v":0},8,0,"","","","","","","","","",null,"","","","","","","","","",""]
[null,null,9,{"$f":"COUNTIF($D$200:$AA$200,$D$226)*$AB$17","v":0},{"$f":"COUNTIF($D$200:$AA$200,$E$226)*$AB$17","v":0},{"$f":"COUNTIF($D$200:$AA$200,$F$226)*$AB$17","v":0},{"$f":"COUNTIF($D$200:$AA$200,$G$226)*$AB$17","v":0},{"$f":"COUNTIF($D$200:$AA$200,$H$226)*$AB$17","v":0},{"$f":"COUNTIF($D$200:$AA$200,$I$226)*$AB$17","v":0},{"$f":"COUNTIF($D$200:$AA$200,$J$226)*$AB$17","v":0},{"$f":"COUNTIF($D$200:$AA$200,$K$226)*$AB$17","v":0},{"$f":"COUNTIF($D$200:$AA$200,$L$226)*$AB$17","v":0},{"$f":"COUNTIF($D$200:$AA$200,$M$226)*$AB$17","v":0},{"$f":"COUNTIF($D$200:$AA$200,$N$226)*$AB$17","v":0},{"$f":"COUNTIF($D$200:$AA$200,$O$226)*$AB$17","v":0},{"$f":"COUNTIF($D$200:$AA$200,$P$226)*$AB$17","v":0},{"$f":"COUNTIF($D$200:$AA$200,$Q$226)*$AB$17","v":0},{"$f":"COUNTIF($D$200:$AA$200,$R$226)*$AB$17","v":0},{"$f":"COUNTIF($D$200:$AA$200,$S$226)*$AB$17","v":0},{"$f":"COUNTIF($D$200:$AA$200,$T$226)*$AB$17","v":0},{"$f":"COUNTIF($D$200:$AA$200,$U$226)*$AB$17","v":0},{"$f":"COUNTIF($D$200:$AA$200,$V$226)*$AB$17","v":0},{"$f":"COUNTIF($D$200:$AA$200,$W$226)*$AB$17","v":0},{"$f":"COUNTIF($D$200:$AA$200,$X$226)*$AB$17","v":0},{"$f":"COUNTIF($D$200:$AA$200,$Y$226)*$AB$17","v":0},{"$f":"COUNTIF($D$200:$AA$200,$Z$226)*$AB$17","v":0},{"$f":"COUNTIF($D$200:$AA$200,$AA$226)*$AB$17","v":0},{"$f":"COUNTIF($D$200:$AA$200,$AB$226)*$AB$17","v":0},{"$f":"COUNTIF($D$200:$AA$200,$AC$226)*$AB$17","v":0},{"$f":"COUNTIF($D$200:$AA$200,$AD$226)*$AB$17","v":0},{"$f":"COUNTIF($D$200:$AA$200,$AE$226)*$AB$17","v":0},{"$f":"COUNTIF($D$200:$AA$200,$AF$226)*$AB$17","v":0},{"$f":"COUNTIF($D$200:$AA$200,$AG$226)*$AB$17","v":0},{"$f":"COUNTIF($D$200:$AA$200,$AH$226)*$AB$17","v":0},{"$f":"COUNTIF($D$200:$AA$200,$AI$226)*$AB$17","v":0},{"$f":"COUNTIF($D$200:$AA$200,$AJ$226)*$AB$17","v":0},{"$f":"COUNTIF($D$200:$AA$200,$AK$226)*$AB$17","v":0},{"$f":"COUNTIF($D$200:$AA$200,$AL$226)*$AB$17","v":0},{"$f":"COUNTIF($D$200:$AA$200,$AM$226)*$AB$17","v":0},{"$f":"COUNTIF($D$200:$AA$200,$AN$226)*$AB$17","v":0},{"$f":"COUNTIF($D$200:$AA$200,$AO$226)*$AB$17","v":0},{"$f":"COUNTIF($D$200:$AA$200,$AP$226)*$AB$17","v":0},{"$f":"COUNTIF($D$200:$AA$200,$AQ$226)*$AB$17","v":0},{"$f":"COUNTIF($D$200:$AA$200,$AR$226)*$AB$17","v":0},{"$f":"COUNTIF($D$200:$AA$200,$AS$226)*$AB$17","v":0},9,0,"","","","","","","","","",null,"","","","","","","","","",""]
[null,null,10,{"$f":"COUNTIF($D$201:$AA$201,$D$226)*$AB$18","v":0},{"$f":"COUNTIF($D$201:$AA$201,$E$226)*$AB$18","v":0},{"$f":"COUNTIF($D$201:$AA$201,$F$226)*$AB$18","v":0},{"$f":"COUNTIF($D$201:$AA$201,$G$226)*$AB$18","v":0},{"$f":"COUNTIF($D$201:$AA$201,$H$226)*$AB$18","v":0},{"$f":"COUNTIF($D$201:$AA$201,$I$226)*$AB$18","v":0},{"$f":"COUNTIF($D$201:$AA$201,$J$226)*$AB$18","v":0},{"$f":"COUNTIF($D$201:$AA$201,$K$226)*$AB$18","v":0},{"$f":"COUNTIF($D$201:$AA$201,$L$226)*$AB$18","v":0},{"$f":"COUNTIF($D$201:$AA$201,$M$226)*$AB$18","v":0},{"$f":"COUNTIF($D$201:$AA$201,$N$226)*$AB$18","v":0},{"$f":"COUNTIF($D$201:$AA$201,$O$226)*$AB$18","v":0},{"$f":"COUNTIF($D$201:$AA$201,$P$226)*$AB$18","v":0},{"$f":"COUNTIF($D$201:$AA$201,$Q$226)*$AB$18","v":0},{"$f":"COUNTIF($D$201:$AA$201,$R$226)*$AB$18","v":0},{"$f":"COUNTIF($D$201:$AA$201,$S$226)*$AB$18","v":0},{"$f":"COUNTIF($D$201:$AA$201,$T$226)*$AB$18","v":0},{"$f":"COUNTIF($D$201:$AA$201,$U$226)*$AB$18","v":0},{"$f":"COUNTIF($D$201:$AA$201,$V$226)*$AB$18","v":0},{"$f":"COUNTIF($D$201:$AA$201,$W$226)*$AB$18","v":0},{"$f":"COUNTIF($D$201:$AA$201,$X$226)*$AB$18","v":0},{"$f":"COUNTIF($D$201:$AA$201,$Y$226)*$AB$18","v":0},{"$f":"COUNTIF($D$201:$AA$201,$Z$226)*$AB$18","v":0},{"$f":"COUNTIF($D$201:$AA$201,$AA$226)*$AB$18","v":0},{"$f":"COUNTIF($D$201:$AA$201,$AB$226)*$AB$18","v":0},{"$f":"COUNTIF($D$201:$AA$201,$AC$226)*$AB$18","v":0},{"$f":"COUNTIF($D$201:$AA$201,$AD$226)*$AB$18","v":0},{"$f":"COUNTIF($D$201:$AA$201,$AE$226)*$AB$18","v":0},{"$f":"COUNTIF($D$201:$AA$201,$AF$226)*$AB$18","v":0},{"$f":"COUNTIF($D$201:$AA$201,$AG$226)*$AB$18","v":0},{"$f":"COUNTIF($D$201:$AA$201,$AH$226)*$AB$18","v":0},{"$f":"COUNTIF($D$201:$AA$201,$AI$226)*$AB$18","v":0},{"$f":"COUNTIF($D$201:$AA$201,$AJ$226)*$AB$18","v":0},{"$f":"COUNTIF($D$201:$AA$201,$AK$226)*$AB$18","v":0},{"$f":"COUNTIF($D$201:$AA$201,$AL$226)*$AB$18","v":0},{"$f":"COUNTIF($D$201:$AA$201,$AM$226)*$AB$18","v":0},{"$f":"COUNTIF($D$201:$AA$201,$AN$226)*$AB$18","v":0},{"$f":"COUNTIF($D$201:$AA$201,$AO$226)*$AB$18","v":0},{"$f":"COUNTIF($D$201:$AA$201,$AP$226)*$AB$18","v":0},{"$f":"COUNTIF($D$201:$AA$201,$AQ$226)*$AB$18","v":0},{"$f":"COUNTIF($D$201:$AA$201,$AR$226)*$AB$18","v":0},{"$f":"COUNTIF($D$201:$AA$201,$AS$226)*$AB$18","v":0},10,0,"","","","","","","","","",null,"","","","","","","","","",""]
[null,null,11,{"$f":"COUNTIF($D$202:$AA$202,$D$226)*$AB$19","v":0},{"$f":"COUNTIF($D$202:$AA$202,$E$226)*$AB$19","v":0},{"$f":"COUNTIF($D$202:$AA$202,$F$226)*$AB$19","v":0},{"$f":"COUNTIF($D$202:$AA$202,$G$226)*$AB$19","v":0},{"$f":"COUNTIF($D$202:$AA$202,$H$226)*$AB$19","v":0},{"$f":"COUNTIF($D$202:$AA$202,$I$226)*$AB$19","v":0},{"$f":"COUNTIF($D$202:$AA$202,$J$226)*$AB$19","v":0},{"$f":"COUNTIF($D$202:$AA$202,$K$226)*$AB$19","v":0},{"$f":"COUNTIF($D$202:$AA$202,$L$226)*$AB$19","v":0},{"$f":"COUNTIF($D$202:$AA$202,$M$226)*$AB$19","v":0},{"$f":"COUNTIF($D$202:$AA$202,$N$226)*$AB$19","v":0},{"$f":"COUNTIF($D$202:$AA$202,$O$226)*$AB$19","v":0},{"$f":"COUNTIF($D$202:$AA$202,$P$226)*$AB$19","v":0},{"$f":"COUNTIF($D$202:$AA$202,$Q$226)*$AB$19","v":0},{"$f":"COUNTIF($D$202:$AA$202,$R$226)*$AB$19","v":0},{"$f":"COUNTIF($D$202:$AA$202,$S$226)*$AB$19","v":0},{"$f":"COUNTIF($D$202:$AA$202,$T$226)*$AB$19","v":0},{"$f":"COUNTIF($D$202:$AA$202,$U$226)*$AB$19","v":0},{"$f":"COUNTIF($D$202:$AA$202,$V$226)*$AB$19","v":0},{"$f":"COUNTIF($D$202:$AA$202,$W$226)*$AB$19","v":0},{"$f":"COUNTIF($D$202:$AA$202,$X$226)*$AB$19","v":0},{"$f":"COUNTIF($D$202:$AA$202,$Y$226)*$AB$19","v":0},{"$f":"COUNTIF($D$202:$AA$202,$Z$226)*$AB$19","v":0},{"$f":"COUNTIF($D$202:$AA$202,$AA$226)*$AB$19","v":0},{"$f":"COUNTIF($D$202:$AA$202,$AB$226)*$AB$19","v":0},{"$f":"COUNTIF($D$202:$AA$202,$AC$226)*$AB$19","v":0},{"$f":"COUNTIF($D$202:$AA$202,$AD$226)*$AB$19","v":0},{"$f":"COUNTIF($D$202:$AA$202,$AE$226)*$AB$19","v":0},{"$f":"COUNTIF($D$202:$AA$202,$AF$226)*$AB$19","v":0},{"$f":"COUNTIF($D$202:$AA$202,$AG$226)*$AB$19","v":0},{"$f":"COUNTIF($D$202:$AA$202,$AH$226)*$AB$19","v":0},{"$f":"COUNTIF($D$202:$AA$202,$AI$226)*$AB$19","v":0},{"$f":"COUNTIF($D$202:$AA$202,$AJ$226)*$AB$19","v":0},{"$f":"COUNTIF($D$202:$AA$202,$AK$226)*$AB$19","v":0},{"$f":"COUNTIF($D$202:$AA$202,$AL$226)*$AB$19","v":0},{"$f":"COUNTIF($D$202:$AA$202,$AM$226)*$AB$19","v":0},{"$f":"COUNTIF($D$202:$AA$202,$AN$226)*$AB$19","v":0},{"$f":"COUNTIF($D$202:$AA$202,$AO$226)*$AB$19","v":0},{"$f":"COUNTIF($D$202:$AA$202,$AP$226)*$AB$19","v":0},{"$f":"COUNTIF($D$202:$AA$202,$AQ$226)*$AB$19","v":0},{"$f":"COUNTIF($D$202:$AA$202,$AR$226)*$AB$19","v":0},{"$f":"COUNTIF($D$202:$AA$202,$AS$226)*$AB$19","v":0},11,0,"","","","","","","","","",null,"","","","","","","","","",""]
[null,null,12,{"$f":"COUNTIF($D$203:$AA$203,$D$226)*$AB$20","v":0},{"$f":"COUNTIF($D$203:$AA$203,$E$226)*$AB$20","v":0},{"$f":"COUNTIF($D$203:$AA$203,$F$226)*$AB$20","v":0},{"$f":"COUNTIF($D$203:$AA$203,$G$226)*$AB$20","v":0},{"$f":"COUNTIF($D$203:$AA$203,$H$226)*$AB$20","v":0},{"$f":"COUNTIF($D$203:$AA$203,$I$226)*$AB$20","v":0},{"$f":"COUNTIF($D$203:$AA$203,$J$226)*$AB$20","v":0},{"$f":"COUNTIF($D$203:$AA$203,$K$226)*$AB$20","v":0},{"$f":"COUNTIF($D$203:$AA$203,$L$226)*$AB$20","v":0},{"$f":"COUNTIF($D$203:$AA$203,$M$226)*$AB$20","v":0},{"$f":"COUNTIF($D$203:$AA$203,$N$226)*$AB$20","v":0},{"$f":"COUNTIF($D$203:$AA$203,$O$226)*$AB$20","v":0},{"$f":"COUNTIF($D$203:$AA$203,$P$226)*$AB$20","v":0},{"$f":"COUNTIF($D$203:$AA$203,$Q$226)*$AB$20","v":0},{"$f":"COUNTIF($D$203:$AA$203,$R$226)*$AB$20","v":0},{"$f":"COUNTIF($D$203:$AA$203,$S$226)*$AB$20","v":0},{"$f":"COUNTIF($D$203:$AA$203,$T$226)*$AB$20","v":0},{"$f":"COUNTIF($D$203:$AA$203,$U$226)*$AB$20","v":0},{"$f":"COUNTIF($D$203:$AA$203,$V$226)*$AB$20","v":0},{"$f":"COUNTIF($D$203:$AA$203,$W$226)*$AB$20","v":0},{"$f":"COUNTIF($D$203:$AA$203,$X$226)*$AB$20","v":0},{"$f":"COUNTIF($D$203:$AA$203,$Y$226)*$AB$20","v":0},{"$f":"COUNTIF($D$203:$AA$203,$Z$226)*$AB$20","v":0},{"$f":"COUNTIF($D$203:$AA$203,$AA$226)*$AB$20","v":0},{"$f":"COUNTIF($D$203:$AA$203,$AB$226)*$AB$20","v":0},{"$f":"COUNTIF($D$203:$AA$203,$AC$226)*$AB$20","v":0},{"$f":"COUNTIF($D$203:$AA$203,$AD$226)*$AB$20","v":0},{"$f":"COUNTIF($D$203:$AA$203,$AE$226)*$AB$20","v":0},{"$f":"COUNTIF($D$203:$AA$203,$AF$226)*$AB$20","v":0},{"$f":"COUNTIF($D$203:$AA$203,$AG$226)*$AB$20","v":0},{"$f":"COUNTIF($D$203:$AA$203,$AH$226)*$AB$20","v":0},{"$f":"COUNTIF($D$203:$AA$203,$AI$226)*$AB$20","v":0},{"$f":"COUNTIF($D$203:$AA$203,$AJ$226)*$AB$20","v":0},{"$f":"COUNTIF($D$203:$AA$203,$AK$226)*$AB$20","v":0},{"$f":"COUNTIF($D$203:$AA$203,$AL$226)*$AB$20","v":0},{"$f":"COUNTIF($D$203:$AA$203,$AM$226)*$AB$20","v":0},{"$f":"COUNTIF($D$203:$AA$203,$AN$226)*$AB$20","v":0},{"$f":"COUNTIF($D$203:$AA$203,$AO$226)*$AB$20","v":0},{"$f":"COUNTIF($D$203:$AA$203,$AP$226)*$AB$20","v":0},{"$f":"COUNTIF($D$203:$AA$203,$AQ$226)*$AB$20","v":0},{"$f":"COUNTIF($D$203:$AA$203,$AR$226)*$AB$20","v":0},{"$f":"COUNTIF($D$203:$AA$203,$AS$226)*$AB$20","v":0},12,0,"","","","","","","","","",null,"","","","","","","","","",""]
[null,null,1,{"$f":"COUNTIF($D$204:$AA$204,$D$226)*$AB$21","v":0},{"$f":"COUNTIF($D$204:$AA$204,$E$226)*$AB$21","v":0},{"$f":"COUNTIF($D$204:$AA$204,$F$226)*$AB$21","v":0},{"$f":"COUNTIF($D$204:$AA$204,$G$226)*$AB$21","v":0},{"$f":"COUNTIF($D$204:$AA$204,$H$226)*$AB$21","v":0},{"$f":"COUNTIF($D$204:$AA$204,$I$226)*$AB$21","v":0},{"$f":"COUNTIF($D$204:$AA$204,$J$226)*$AB$21","v":0},{"$f":"COUNTIF($D$204:$AA$204,$K$226)*$AB$21","v":0},{"$f":"COUNTIF($D$204:$AA$204,$L$226)*$AB$21","v":0},{"$f":"COUNTIF($D$204:$AA$204,$M$226)*$AB$21","v":0},{"$f":"COUNTIF($D$204:$AA$204,$N$226)*$AB$21","v":0},{"$f":"COUNTIF($D$204:$AA$204,$O$226)*$AB$21","v":0},{"$f":"COUNTIF($D$204:$AA$204,$P$226)*$AB$21","v":0},{"$f":"COUNTIF($D$204:$AA$204,$Q$226)*$AB$21","v":0},{"$f":"COUNTIF($D$204:$AA$204,$R$226)*$AB$21","v":0},{"$f":"COUNTIF($D$204:$AA$204,$S$226)*$AB$21","v":0},{"$f":"COUNTIF($D$204:$AA$204,$T$226)*$AB$21","v":0},{"$f":"COUNTIF($D$204:$AA$204,$U$226)*$AB$21","v":0},{"$f":"COUNTIF($D$204:$AA$204,$V$226)*$AB$21","v":0},{"$f":"COUNTIF($D$204:$AA$204,$W$226)*$AB$21","v":0},{"$f":"COUNTIF($D$204:$AA$204,$X$226)*$AB$21","v":0},{"$f":"COUNTIF($D$204:$AA$204,$Y$226)*$AB$21","v":0},{"$f":"COUNTIF($D$204:$AA$204,$Z$226)*$AB$21","v":0},{"$f":"COUNTIF($D$204:$AA$204,$AA$226)*$AB$21","v":0},{"$f":"COUNTIF($D$204:$AA$204,$AB$226)*$AB$21","v":0},{"$f":"COUNTIF($D$204:$AA$204,$AC$226)*$AB$21","v":0},{"$f":"COUNTIF($D$204:$AA$204,$AD$226)*$AB$21","v":0},{"$f":"COUNTIF($D$204:$AA$204,$AE$226)*$AB$21","v":0},{"$f":"COUNTIF($D$204:$AA$204,$AF$226)*$AB$21","v":0},{"$f":"COUNTIF($D$204:$AA$204,$AG$226)*$AB$21","v":0},{"$f":"COUNTIF($D$204:$AA$204,$AH$226)*$AB$21","v":0},{"$f":"COUNTIF($D$204:$AA$204,$AI$226)*$AB$21","v":0},{"$f":"COUNTIF($D$204:$AA$204,$AJ$226)*$AB$21","v":0},{"$f":"COUNTIF($D$204:$AA$204,$AK$226)*$AB$21","v":0},{"$f":"COUNTIF($D$204:$AA$204,$AL$226)*$AB$21","v":0},{"$f":"COUNTIF($D$204:$AA$204,$AM$226)*$AB$21","v":0},{"$f":"COUNTIF($D$204:$AA$204,$AN$226)*$AB$21","v":0},{"$f":"COUNTIF($D$204:$AA$204,$AO$226)*$AB$21","v":0},{"$f":"COUNTIF($D$204:$AA$204,$AP$226)*$AB$21","v":0},{"$f":"COUNTIF($D$204:$AA$204,$AQ$226)*$AB$21","v":0},{"$f":"COUNTIF($D$204:$AA$204,$AR$226)*$AB$21","v":0},{"$f":"COUNTIF($D$204:$AA$204,$AS$226)*$AB$21","v":0},1,0,"","","","","","","","","",null,"","","","","","","","","",""]
[null,null,2,{"$f":"COUNTIF($D$205:$AA$205,$D$226)*$AB$22","v":0},{"$f":"COUNTIF($D$205:$AA$205,$E$226)*$AB$22","v":0},{"$f":"COUNTIF($D$205:$AA$205,$F$226)*$AB$22","v":0},{"$f":"COUNTIF($D$205:$AA$205,$G$226)*$AB$22","v":0},{"$f":"COUNTIF($D$205:$AA$205,$H$226)*$AB$22","v":0},{"$f":"COUNTIF($D$205:$AA$205,$I$226)*$AB$22","v":0},{"$f":"COUNTIF($D$205:$AA$205,$J$226)*$AB$22","v":0},{"$f":"COUNTIF($D$205:$AA$205,$K$226)*$AB$22","v":0},{"$f":"COUNTIF($D$205:$AA$205,$L$226)*$AB$22","v":0},{"$f":"COUNTIF($D$205:$AA$205,$M$226)*$AB$22","v":0},{"$f":"COUNTIF($D$205:$AA$205,$N$226)*$AB$22","v":0},{"$f":"COUNTIF($D$205:$AA$205,$O$226)*$AB$22","v":0},{"$f":"COUNTIF($D$205:$AA$205,$P$226)*$AB$22","v":0},{"$f":"COUNTIF($D$205:$AA$205,$Q$226)*$AB$22","v":0},{"$f":"COUNTIF($D$205:$AA$205,$R$226)*$AB$22","v":0},{"$f":"COUNTIF($D$205:$AA$205,$S$226)*$AB$22","v":0},{"$f":"COUNTIF($D$205:$AA$205,$T$226)*$AB$22","v":0},{"$f":"COUNTIF($D$205:$AA$205,$U$226)*$AB$22","v":0},{"$f":"COUNTIF($D$205:$AA$205,$V$226)*$AB$22","v":0},{"$f":"COUNTIF($D$205:$AA$205,$W$226)*$AB$22","v":0},{"$f":"COUNTIF($D$205:$AA$205,$X$226)*$AB$22","v":0},{"$f":"COUNTIF($D$205:$AA$205,$Y$226)*$AB$22","v":0},{"$f":"COUNTIF($D$205:$AA$205,$Z$226)*$AB$22","v":0},{"$f":"COUNTIF($D$205:$AA$205,$AA$226)*$AB$22","v":0},{"$f":"COUNTIF($D$205:$AA$205,$AB$226)*$AB$22","v":0},{"$f":"COUNTIF($D$205:$AA$205,$AC$226)*$AB$22","v":0},{"$f":"COUNTIF($D$205:$AA$205,$AD$226)*$AB$22","v":0},{"$f":"COUNTIF($D$205:$AA$205,$AE$226)*$AB$22","v":0},{"$f":"COUNTIF($D$205:$AA$205,$AF$226)*$AB$22","v":0},{"$f":"COUNTIF($D$205:$AA$205,$AG$226)*$AB$22","v":0},{"$f":"COUNTIF($D$205:$AA$205,$AH$226)*$AB$22","v":0},{"$f":"COUNTIF($D$205:$AA$205,$AI$226)*$AB$22","v":0},{"$f":"COUNTIF($D$205:$AA$205,$AJ$226)*$AB$22","v":0},{"$f":"COUNTIF($D$205:$AA$205,$AK$226)*$AB$22","v":0},{"$f":"COUNTIF($D$205:$AA$205,$AL$226)*$AB$22","v":0},{"$f":"COUNTIF($D$205:$AA$205,$AM$226)*$AB$22","v":0},{"$f":"COUNTIF($D$205:$AA$205,$AN$226)*$AB$22","v":0},{"$f":"COUNTIF($D$205:$AA$205,$AO$226)*$AB$22","v":0},{"$f":"COUNTIF($D$205:$AA$205,$AP$226)*$AB$22","v":0},{"$f":"COUNTIF($D$205:$AA$205,$AQ$226)*$AB$22","v":0},{"$f":"COUNTIF($D$205:$AA$205,$AR$226)*$AB$22","v":0},{"$f":"COUNTIF($D$205:$AA$205,$AS$226)*$AB$22","v":0},2,0,"","","","","","","","","",null,"","","","","","","","","",""]
[null,null,3,{"$f":"COUNTIF($D$206:$AA$206,$D$226)*$AB$23","v":0},{"$f":"COUNTIF($D$206:$AA$206,$E$226)*$AB$23","v":0},{"$f":"COUNTIF($D$206:$AA$206,$F$226)*$AB$23","v":0},{"$f":"COUNTIF($D$206:$AA$206,$G$226)*$AB$23","v":0},{"$f":"COUNTIF($D$206:$AA$206,$H$226)*$AB$23","v":0},{"$f":"COUNTIF($D$206:$AA$206,$I$226)*$AB$23","v":0},{"$f":"COUNTIF($D$206:$AA$206,$J$226)*$AB$23","v":0},{"$f":"COUNTIF($D$206:$AA$206,$K$226)*$AB$23","v":0},{"$f":"COUNTIF($D$206:$AA$206,$L$226)*$AB$23","v":0},{"$f":"COUNTIF($D$206:$AA$206,$M$226)*$AB$23","v":0},{"$f":"COUNTIF($D$206:$AA$206,$N$226)*$AB$23","v":0},{"$f":"COUNTIF($D$206:$AA$206,$O$226)*$AB$23","v":0},{"$f":"COUNTIF($D$206:$AA$206,$P$226)*$AB$23","v":0},{"$f":"COUNTIF($D$206:$AA$206,$Q$226)*$AB$23","v":0},{"$f":"COUNTIF($D$206:$AA$206,$R$226)*$AB$23","v":0},{"$f":"COUNTIF($D$206:$AA$206,$S$226)*$AB$23","v":0},{"$f":"COUNTIF($D$206:$AA$206,$T$226)*$AB$23","v":0},{"$f":"COUNTIF($D$206:$AA$206,$U$226)*$AB$23","v":0},{"$f":"COUNTIF($D$206:$AA$206,$V$226)*$AB$23","v":0},{"$f":"COUNTIF($D$206:$AA$206,$W$226)*$AB$23","v":0},{"$f":"COUNTIF($D$206:$AA$206,$X$226)*$AB$23","v":0},{"$f":"COUNTIF($D$206:$AA$206,$Y$226)*$AB$23","v":0},{"$f":"COUNTIF($D$206:$AA$206,$Z$226)*$AB$23","v":0},{"$f":"COUNTIF($D$206:$AA$206,$AA$226)*$AB$23","v":0},{"$f":"COUNTIF($D$206:$AA$206,$AB$226)*$AB$23","v":0},{"$f":"COUNTIF($D$206:$AA$206,$AC$226)*$AB$23","v":0},{"$f":"COUNTIF($D$206:$AA$206,$AD$226)*$AB$23","v":0},{"$f":"COUNTIF($D$206:$AA$206,$AE$226)*$AB$23","v":0},{"$f":"COUNTIF($D$206:$AA$206,$AF$226)*$AB$23","v":0},{"$f":"COUNTIF($D$206:$AA$206,$AG$226)*$AB$23","v":0},{"$f":"COUNTIF($D$206:$AA$206,$AH$226)*$AB$23","v":0},{"$f":"COUNTIF($D$206:$AA$206,$AI$226)*$AB$23","v":0},{"$f":"COUNTIF($D$206:$AA$206,$AJ$226)*$AB$23","v":0},{"$f":"COUNTIF($D$206:$AA$206,$AK$226)*$AB$23","v":0},{"$f":"COUNTIF($D$206:$AA$206,$AL$226)*$AB$23","v":0},{"$f":"COUNTIF($D$206:$AA$206,$AM$226)*$AB$23","v":0},{"$f":"COUNTIF($D$206:$AA$206,$AN$226)*$AB$23","v":0},{"$f":"COUNTIF($D$206:$AA$206,$AO$226)*$AB$23","v":0},{"$f":"COUNTIF($D$206:$AA$206,$AP$226)*$AB$23","v":0},{"$f":"COUNTIF($D$206:$AA$206,$AQ$226)*$AB$23","v":0},{"$f":"COUNTIF($D$206:$AA$206,$AR$226)*$AB$23","v":0},{"$f":"COUNTIF($D$206:$AA$206,$AS$226)*$AB$23","v":0},3,0,"","","","","","","","","",null,"","","","","","","","","",""]
[null,null,"冷房運転時間",{"$f":"SUM($D$227:$D$238)","v":0},{"$f":"SUM($E$227:$E$238)","v":0},{"$f":"SUM($F$227:$F$238)","v":0},{"$f":"SUM($G$227:$G$238)","v":0},{"$f":"SUM($H$227:$H$238)","v":0},{"$f":"SUM($I$227:$I$238)","v":0},{"$f":"SUM($J$227:$J$238)","v":0},{"$f":"SUM($K$227:$K$238)","v":0},{"$f":"SUM($L$227:$L$238)","v":0},{"$f":"SUM($M$227:$M$238)","v":0},{"$f":"SUM($N$227:$N$238)","v":0},{"$f":"SUM($O$227:$O$238)","v":0},{"$f":"SUM($P$227:$P$238)","v":0},{"$f":"SUM($Q$227:$Q$238)","v":0},{"$f":"SUM($R$227:$R$238)","v":0},{"$f":"SUM($S$227:$S$238)","v":0},{"$f":"SUM($T$227:$T$238)","v":0},{"$f":"SUM($U$227:$U$238)","v":0},{"$f":"SUM($V$227:$V$238)","v":0},{"$f":"SUM($W$227:$W$238)","v":0},{"$f":"SUM($X$227:$X$238)","v":0},{"$f":"SUM($Y$227:$Y$238)","v":0},{"$f":"SUM($Z$227:$Z$238)","v":0},{"$f":"SUM($AA$227:$AA$238)","v":0},{"$f":"SUM($AB$227:$AB$238)","v":0},{"$f":"SUM($AC$227:$AC$238)","v":0},{"$f":"SUM($AD$227:$AD$238)","v":0},{"$f":"SUM($AE$227:$AE$238)","v":0},{"$f":"SUM($AF$227:$AF$238)","v":0},{"$f":"SUM($AG$227:$AG$238)","v":0},{"$f":"SUM($AH$227:$AH$238)","v":0},{"$f":"SUM($AI$227:$AI$238)","v":0},{"$f":"SUM($AJ$227:$AJ$238)","v":0},{"$f":"SUM($AK$227:$AK$238)","v":0},{"$f":"SUM($AL$227:$AL$238)","v":0},{"$f":"SUM($AM$227:$AM$238)","v":0},{"$f":"SUM($AN$227:$AN$238)","v":0},{"$f":"SUM($AO$227:$AO$238)","v":0},{"$f":"SUM($AP$227:$AP$238)","v":0},{"$f":"SUM($AQ$227:$AQ$238)","v":0},{"$f":"SUM($AR$227:$AR$238)","v":0},{"$f":"SUM($AS$227:$AS$238)","v":0},"冷房運転時間",{"$f":"SUM(AU227:AU238)","v":0},{"$f":"SUM(AV227:AV238)","v":0},0,0,0,0,0,0,0,0,null,{"$f":"SUM(BF227:BF238)","v":0},0,0,0,0,0,0,0,0,0]
[null,null,"冷房空調負荷率",{"$f":"IF((1/(35-$M$25))*D$226-$M$25/(35-$M$25)<0,0,IF((1/(35-$M$25))*D$226-$M$25/(35-$M$25)>1,1,(1/(35-$M$25))*D$226-$M$25/(35-$M$25)))","v":0},{"$f":"IF((1/(35-$M$25))*E$226-$M$25/(35-$M$25)<0,0,IF((1/(35-$M$25))*E$226-$M$25/(35-$M$25)>1,1,(1/(35-$M$25))*E$226-$M$25/(35-$M$25)))","v":0},{"$f":"IF((1/(35-$M$25))*F$226-$M$25/(35-$M$25)<0,0,IF((1/(35-$M$25))*F$226-$M$25/(35-$M$25)>1,1,(1/(35-$M$25))*F$226-$M$25/(35-$M$25)))","v":0},0,0,0,{"$f":"IF((1/(35-$M$25))*J$226-$M$25/(35-$M$25)<0,0,IF((1/(35-$M$25))*J$226-$M$25/(35-$M$25)>1,1,(1/(35-$M$25))*J$226-$M$25/(35-$M$25)))","v":0},0,0,0,0,0,0,0,0,0,0,0,0,0,0,0,0,0,0,5.8823529411764719E-2,0.11764705882352944,0.17647058823529416,0.23529411764705888,0.29411764705882359,0.35294117647058809,0.41176470588235281,0.47058823529411753,0.52941176470588225,0.58823529411764697,0.64705882352941169,0.70588235294117641,0.76470588235294112,0.82352941176470584,0.88235294117647056,0.94117647058823528,0.99999999999999978,"冷房空調負荷率","αc"]
[]
[null,"前1","冷房時エネルギー消費量比",{"$f":"D$240/D246","v":0},{"$f":"E$240/E246","v":0},{"$f":"F$240/F246","v":0},0,0,{"$f":"I$240/I246","v":0},0,0,0,0,0,0,0,0,0,0,0,0,0,0,0,0,0,0,0,4.1361564845398421E-2,8.464625354171823E-2,0.1299001800711751,0.17717094463206345,0.22650769399951723,0.27796118485213261,0.33158385023587272,0.38742986934809187,0.44555524083680226,0.5060178598235141,0.56887759887221756,0.6341963931424095,0.70203832998059579,0.77246974322254625,0.84555931249783034,0.92137816784896565,0.99999999999999978,"冷房時エネルギー消費量比","εc"]
[null,null,"冷房能力",{"$f":"($Q$29-1.054*$Q$29)/(35-29)*(D$226-35)+$Q$29","v":30.665600000000012},{"$f":"($Q$29-1.054*$Q$29)/(35-29)*(E$226-35)+$Q$29","v":30.464000000000013},{"$f":"($Q$29-1.054*$Q$29)/(35-29)*(F$226-35)+$Q$29","v":30.26240000000001},30.060800000000011,29.859200000000008,29.657600000000009,{"$f":"($Q$29-1.054*$Q$29)/(35-29)*(J$226-35)+$Q$29","v":29.45600000000001},29.254400000000011,29.052800000000008,28.851200000000009,28.649600000000007,28.448000000000008,{"$f":"($Q$29-1.054*$Q$29)/(35-29)*(P$226-35)+$Q$29","v":28.246400000000008},28.044800000000009,27.843200000000007,27.641600000000007,27.440000000000005,27.238400000000006,27.036800000000007,26.835200000000007,26.633600000000005,26.432000000000006,26.230400000000003,26.028800000000004,25.827200000000005,25.625600000000002,25.424000000000003,25.222400000000004,25.020800000000001,24.819200000000002,24.617600000000003,24.416,24.214400000000001,24.012800000000002,23.811199999999999,23.6096,23.408000000000001,23.206399999999999,23.004799999999999,22.8032,22.601599999999998,22.4,"冷房能力","Φc"]
[null,null,"冷房エネルギー消費量",{"$f":"($Q$30-0.94*$Q$30)/(35-29)*(D$226-35)+$Q$30","v":11.268999999999995},{"$f":"($Q$30-0.94*$Q$30)/(35-29)*(E$226-35)+$Q$30","v":11.459999999999996},{"$f":"($Q$30-0.94*$Q$30)/(35-29)*(F$226-35)+$Q$30","v":11.650999999999996},11.841999999999995,12.032999999999996,12.223999999999997,12.414999999999996,12.605999999999996,12.796999999999997,12.987999999999996,13.178999999999997,13.369999999999997,13.560999999999996,13.751999999999997,13.942999999999998,14.133999999999997,14.324999999999998,14.515999999999998,14.706999999999997,14.897999999999998,15.088999999999999,15.279999999999998,15.470999999999998,15.661999999999999,15.852999999999998,16.044,16.234999999999999,16.425999999999998,16.617000000000001,16.808,16.998999999999999,17.190000000000001,17.381,17.571999999999999,17.763000000000002,17.954000000000001,18.145,18.336000000000002,18.527000000000001,18.718,18.909000000000002,19.100000000000001,"冷房エネルギー消費量","Pc"]
[null,null,"冷房COP",{"$f":"D243/(D244+$Q$31*$I$32*D$240)","v":2.7212352471381691},{"$f":"E243/(E244+$Q$31*$I$32*E$240)","v":2.6582897033158837},2.5974079478156398,2.5384901199121788,{"$f":"H243/(H244+$Q$31*$I$32*H$240)","v":2.4814426992437477},{"$f":"I243/(I244+$Q$31*$I$32*I$240)","v":2.4261780104712054},2.3726137736608957,{"$f":"K243/(K244+$Q$31*$I$32*K$240)","v":2.3206726955418069},{"$f":"L243/(L244+$Q$31*$I$32*L$240)","v":2.2702820973665716},2.2213735756082551,{"$f":"N243/(N244+$Q$31*$I$32*N$240)","v":2.1738826921617735},{"$f":"O243/(O244+$Q$31*$I$32*O$240)","v":2.1277486910994776},2.0829142393628799,{"$f":"Q243/(Q244+$Q$31*$I$32*Q$240)","v":2.0393251890634101},{"$f":"R243/(R244+$Q$31*$I$32*R$240)","v":1.9969303593200898},1.9556813357860487,{"$f":"T243/(T244+$Q$31*$I$32*T$240)","v":1.9155322862129152},{"$f":"U243/(U244+$Q$31*$I$32*U$240)","v":1.8764397905759169},1.8383626844359837,{"$f":"W243/(W244+$Q$31*$I$32*W$240)","v":1.8012619143509203},{"$f":"X243/(X244+$Q$31*$I$32*X$240)","v":1.7651004042680103},1.7298429319371733,{"$f":"Z243/(Z244+$Q$31*$I$32*Z$240)","v":1.6954560144787025},{"$f":"AA243/(AA244+$Q$31*$I$32*AA$240)","v":1.661907802324097},1.6291679808238193,{"$f":"AC243/(AC244+$Q$31*$I$32*AC$240)","v":1.5918848205802822},{"$f":"AD243/(AD244+$Q$31*$I$32*AD$240)","v":1.5557179314589717},1.5206179205469936,{"$f":"AF243/(AF244+$Q$31*$I$32*AF$240)","v":1.4865382666345142},{"$f":"AG243/(AG244+$Q$31*$I$32*AG$240)","v":1.4534351145038169},1.4212670866516108,{"$f":"AI243/(AI244+$Q$31*$I$32*AI$240)","v":1.3899951107449751},{"$f":"AJ243/(AJ244+$Q$31*$I$32*AJ$240)","v":1.3595822612980684},1.3299936142207396,{"$f":"AL243/(AL244+$Q$31*$I$32*AL$240)","v":1.3011961130344496},{"$f":"AM243/(AM244+$Q$31*$I$32*AM$240)","v":1.2731584456780334},1.2458509309380763,{"$f":"AO243/(AO244+$Q$31*$I$32*AO$240)","v":1.2192454136379367},{"$f":"AP243/(AP244+$Q$31*$I$32*AP$240)","v":1.1933151678073517},1.1680348071325697,{"$f":"AR243/(AR244+$Q$31*$I$32*AR$240)","v":1.143380202056272},{"$f":"AS243/(AS244+$Q$31*$I$32*AS$240)","v":1.1193284029582249},"冷房COP","σc"]
[null,null,"冷房COP比",{"$f":"$D245/$Q$32","v":2.4311321323986181},{"$f":"$E245/$Q$32","v":2.3748970331588155},{"$f":"$F245/$Q$32","v":2.3205057076645801},{"$f":"$G245/$Q$32","v":2.2678689410572557},{"$f":"$H245/$Q$32","v":2.2169031829136556},{"$f":"$I245/$Q$32","v":2.1675301047120432},{"$f":"$J245/$Q$32","v":2.1196761981474039},{"$f":"$K245/$Q$32","v":2.0732724099635109},{"$f":"$L245/$Q$32","v":2.0282538094865998},{"$f":"$M245/$Q$32","v":1.9845592854943039},{"$f":"$N245/$Q$32","v":1.9421312694438133},{"$f":"$O245/$Q$32","v":1.9009154824233372},{"$f":"$P245/$Q$32","v":1.8608607034879445},{"$f":"$Q245/$Q$32","v":1.8219185573007575},{"$f":"$R245/$Q$32","v":1.7840433192282876},{"$f":"$S245/$Q$32","v":1.7471917362388578},{"$f":"$T245/$Q$32","v":1.7113228621291456},{"$f":"$U245/$Q$32","v":1.6763979057591631},{"$f":"$V245/$Q$32","v":1.6423800911130764},{"$f":"$W245/$Q$32","v":1.6092345281245815},{"$f":"$X245/$Q$32","v":1.5769280933130101},{"$f":"$Y245/$Q$32","v":1.5454293193717286},{"$f":"$Z245/$Q$32","v":1.5147082929351696},{"$f":"$AA245/$Q$32","v":1.4847365598263318},{"$f":"$AB245/$Q$32","v":1.4554870371538517},{"$f":"$AC245/$Q$32","v":1.422178528100563},{"$f":"$AD245/$Q$32","v":1.3898672876945066},{"$f":"$AE245/$Q$32","v":1.3585091886601091},{"$f":"$AF245/$Q$32","v":1.3280626692807993},{"$f":"$AG245/$Q$32","v":1.2984885496183209},{"$f":"$AH245/$Q$32","v":1.2697498633067876},{"$f":"$AI245/$Q$32","v":1.2418117034030556},{"$f":"$AJ245/$Q$32","v":1.214641080941828},{"$f":"$AK245/$Q$32","v":1.1882067949904216},{"$f":"$AL245/$Q$32","v":1.1624793131270272},{"$f":"$AM245/$Q$32","v":1.1374306613798575},{"$f":"$AN245/$Q$32","v":1.1130343227648565},{"$f":"$AO245/$Q$32","v":1.0892651436483212},{"$f":"$AP245/$Q$32","v":1.066099247239318},{"$f":"$AQ245/$Q$32","v":1.0435139535864726},{"$f":"$AR245/$Q$32","v":1.0214877055156304},{"$f":"$AS245/$Q$32","v":1},"冷房COP比","βc"]
[null,null,"Σ",{"$f":"D$239*D242","v":0},{"$f":"E$239*E242","v":0},0,0,0,0,0,0,0,0,0,0,0,0,0,0,0,0,0,0,0,0,0,0,0,{"$f":"AC$239*AC242","v":0},{"$f":"AD$239*AD242","v":0},0,{"$f":"AF$239*AF242","v":0},0,0,0,0,0,0,0,0,0,0,0,0,{"$f":"AS$239*AS242","v":0},{"$f":"SUM(D247:AS247)","v":0},"Σ"]
[null,"前2","冷房時エネルギー消費量比",{"$f":"D$240/D252","v":{"$error":"#DIV/0!"}},{"$f":"E$240/E252","v":{"$error":"#DIV/0!"}},{"$f":"F$240/F252","v":{"$error":"#DIV/0!"}},{"$error":"#DIV/0!"},{"$error":"#DIV/0!"},{"$f":"I$240/I252","v":{"$error":"#DIV/0!"}},{"$error":"#DIV/0!"},{"$error":"#DIV/0!"},{"$error":"#DIV/0!"},{"$error":"#DIV/0!"},{"$error":"#DIV/0!"},{"$error":"#DIV/0!"},{"$error":"#DIV/0!"},{"$error":"#DIV/0!"},{"$error":"#DIV/0!"},{"$error":"#DIV/0!"},{"$error":"#DIV/0!"},{"$error":"#DIV/0!"},{"$error":"#DIV/0!"},{"$error":"#DIV/0!"},{"$error":"#DIV/0!"},{"$error":"#DIV/0!"},{"$error":"#DIV/0!"},{"$error":"#DIV/0!"},{"$error":"#DIV/0!"},{"$error":"#DIV/0!"},{"$error":"#DIV/0!"},{"$error":"#DIV/0!"},{"$error":"#DIV/0!"},{"$error":"#DIV/0!"},{"$error":"#DIV/0!"},{"$error":"#DIV/0!"},{"$error":"#DIV/0!"},{"$error":"#DIV/0!"},{"$error":"#DIV/0!"},{"$error":"#DIV/0!"},{"$error":"#DIV/0!"},{"$error":"#DIV/0!"},{"$error":"#DIV/0!"},{"$error":"#DIV/0!"},{"$error":"#DIV/0!"},{"$error":"#DIV/0!"},"冷房時エネルギー消費量比","εc"]
[null,null,"冷房能力",{"$f":"($R$29-1.054*$R$29)/(35-29)*(D$226-35)+$R$29","v":0},0,0,0,0,0,0,0,0,0,0,0,0,0,0,0,0,0,0,0,0,0,0,0,0,0,0,0,0,0,0,0,0,0,0,0,0,0,0,0,0,0,"冷房能力","Φc"]
[null,null,"冷房エネルギー消費量",{"$f":"($R$30-0.94*$R$30)/(35-29)*(D$226-35)+$R$30","v":0},0,0,0,0,0,0,0,0,0,0,0,0,0,0,0,0,0,0,0,0,0,0,0,0,0,0,0,0,0,0,0,0,0,0,0,0,0,0,0,0,0,"冷房エネルギー消費量","Pc"]
[null,null,"冷房COP",{"$f":"D249/(D250+$R$31*$I$32*D$240)","v":{"$error":"#DIV/0!"}},{"$f":"E249/(E250+$R$31*$I$32*E$240)","v":{"$error":"#DIV/0!"}},{"$error":"#DIV/0!"},{"$error":"#DIV/0!"},{"$error":"#DIV/0!"},{"$error":"#DIV/0!"},{"$error":"#DIV/0!"},{"$error":"#DIV/0!"},{"$error":"#DIV/0!"},{"$error":"#DIV/0!"},{"$error":"#DIV/0!"},{"$error":"#DIV/0!"},{"$error":"#DIV/0!"},{"$error":"#DIV/0!"},{"$error":"#DIV/0!"},{"$error":"#DIV/0!"},{"$error":"#DIV/0!"},{"$error":"#DIV/0!"},{"$error":"#DIV/0!"},{"$error":"#DIV/0!"},{"$error":"#DIV/0!"},{"$error":"#DIV/0!"},{"$error":"#DIV/0!"},{"$error":"#DIV/0!"},{"$error":"#DIV/0!"},{"$error":"#DIV/0!"},{"$error":"#DIV/0!"},{"$error":"#DIV/0!"},{"$error":"#DIV/0!"},{"$error":"#DIV/0!"},{"$error":"#DIV/0!"},{"$error":"#DIV/0!"},{"$error":"#DIV/0!"},{"$error":"#DIV/0!"},{"$error":"#DIV/0!"},{"$error":"#DIV/0!"},{"$error":"#DIV/0!"},{"$error":"#DIV/0!"},{"$error":"#DIV/0!"},{"$error":"#DIV/0!"},{"$error":"#DIV/0!"},{"$error":"#DIV/0!"},"冷房COP","σc"]
[null,null,"冷房COP比",{"$f":"$D251/$R$32","v":{"$error":"#DIV/0!"}},{"$f":"$E251/$R$32","v":{"$error":"#DIV/0!"}},{"$f":"$F251/$R$32","v":{"$error":"#DIV/0!"}},{"$f":"$G251/$R$32","v":{"$error":"#DIV/0!"}},{"$f":"$H251/$R$32","v":{"$error":"#DIV/0!"}},{"$f":"$I251/$R$32","v":{"$error":"#DIV/0!"}},{"$f":"$J251/$R$32","v":{"$error":"#DIV/0!"}},{"$f":"$K251/$R$32","v":{"$error":"#DIV/0!"}},{"$f":"$L251/$R$32","v":{"$error":"#DIV/0!"}},{"$f":"$M251/$R$32","v":{"$error":"#DIV/0!"}},{"$f":"$N251/$R$32","v":{"$error":"#DIV/0!"}},{"$f":"$O251/$R$32","v":{"$error":"#DIV/0!"}},{"$f":"$P251/$R$32","v":{"$error":"#DIV/0!"}},{"$f":"$Q251/$R$32","v":{"$error":"#DIV/0!"}},{"$f":"$R251/$R$32","v":{"$error":"#DIV/0!"}},{"$f":"$S251/$R$32","v":{"$error":"#DIV/0!"}},{"$f":"$T251/$R$32","v":{"$error":"#DIV/0!"}},{"$f":"$U251/$R$32","v":{"$error":"#DIV/0!"}},{"$f":"$V251/$R$32","v":{"$error":"#DIV/0!"}},{"$f":"$W251/$R$32","v":{"$error":"#DIV/0!"}},{"$f":"$X251/$R$32","v":{"$error":"#DIV/0!"}},{"$f":"$Y251/$R$32","v":{"$error":"#DIV/0!"}},{"$f":"$Z251/$R$32","v":{"$error":"#DIV/0!"}},{"$f":"$AA251/$R$32","v":{"$error":"#DIV/0!"}},{"$f":"$AB251/$R$32","v":{"$error":"#DIV/0!"}},{"$f":"$AC251/$R$32","v":{"$error":"#DIV/0!"}},{"$f":"$AD251/$R$32","v":{"$error":"#DIV/0!"}},{"$f":"$AE251/$R$32","v":{"$error":"#DIV/0!"}},{"$f":"$AF251/$R$32","v":{"$error":"#DIV/0!"}},{"$f":"$AG251/$R$32","v":{"$error":"#DIV/0!"}},{"$f":"$AH251/$R$32","v":{"$error":"#DIV/0!"}},{"$f":"$AI251/$R$32","v":{"$error":"#DIV/0!"}},{"$f":"$AJ251/$R$32","v":{"$error":"#DIV/0!"}},{"$f":"$AK251/$R$32","v":{"$error":"#DIV/0!"}},{"$f":"$AL251/$R$32","v":{"$error":"#DIV/0!"}},{"$f":"$AM251/$R$32","v":{"$error":"#DIV/0!"}},{"$f":"$AN251/$R$32","v":{"$error":"#DIV/0!"}},{"$f":"$AO251/$R$32","v":{"$error":"#DIV/0!"}},{"$f":"$AP251/$R$32","v":{"$error":"#DIV/0!"}},{"$f":"$AQ251/$R$32","v":{"$error":"#DIV/0!"}},{"$f":"$AR251/$R$32","v":{"$error":"#DIV/0!"}},{"$f":"$AS251/$R$32","v":{"$error":"#DIV/0!"}},"冷房COP比","βc"]
[null,null,"Σ",{"$f":"D$239*D248","v":{"$error":"#DIV/0!"}},{"$f":"E$239*E248","v":{"$error":"#DIV/0!"}},{"$error":"#DIV/0!"},{"$error":"#DIV/0!"},{"$error":"#DIV/0!"},{"$error":"#DIV/0!"},{"$error":"#DIV/0!"},{"$error":"#DIV/0!"},{"$error":"#DIV/0!"},{"$error":"#DIV/0!"},{"$error":"#DIV/0!"},{"$error":"#DIV/0!"},{"$error":"#DIV/0!"},{"$error":"#DIV/0!"},{"$error":"#DIV/0!"},{"$error":"#DIV/0!"},{"$error":"#DIV/0!"},{"$error":"#DIV/0!"},{"$error":"#DIV/0!"},{"$error":"#DIV/0!"},{"$error":"#DIV/0!"},{"$error":"#DIV/0!"},{"$error":"#DIV/0!"},{"$error":"#DIV/0!"},{"$error":"#DIV/0!"},{"$f":"AC$239*AC248","v":{"$error":"#DIV/0!"}},{"$f":"AD$239*AD248","v":{"$error":"#DIV/0!"}},{"$error":"#DIV/0!"},{"$f":"AF$239*AF248","v":{"$error":"#DIV/0!"}},{"$error":"#DIV/0!"},{"$error":"#DIV/0!"},{"$error":"#DIV/0!"},{"$error":"#DIV/0!"},{"$error":"#DIV/0!"},{"$error":"#DIV/0!"},{"$error":"#DIV/0!"},{"$error":"#DIV/0!"},{"$error":"#DIV/0!"},{"$error":"#DIV/0!"},{"$error":"#DIV/0!"},{"$error":"#DIV/0!"},{"$f":"AS$239*AS248","v":{"$error":"#DIV/0!"}},{"$f":"SUM(D253:AS253)","v":{"$error":"#DIV/0!"}},"Σ"]
[null,"前3","冷房時エネルギー消費量比",{"$f":"D$240/D258","v":{"$error":"#DIV/0!"}},{"$f":"E$240/E258","v":{"$error":"#DIV/0!"}},{"$f":"F$240/F258","v":{"$error":"#DIV/0!"}},{"$error":"#DIV/0!"},{"$error":"#DIV/0!"},{"$f":"I$240/I258","v":{"$error":"#DIV/0!"}},{"$error":"#DIV/0!"},{"$error":"#DIV/0!"},{"$error":"#DIV/0!"},{"$error":"#DIV/0!"},{"$error":"#DIV/0!"},{"$error":"#DIV/0!"},{"$error":"#DIV/0!"},{"$error":"#DIV/0!"},{"$error":"#DIV/0!"},{"$error":"#DIV/0!"},{"$error":"#DIV/0!"},{"$error":"#DIV/0!"},{"$error":"#DIV/0!"},{"$error":"#DIV/0!"},{"$error":"#DIV/0!"},{"$error":"#DIV/0!"},{"$error":"#DIV/0!"},{"$error":"#DIV/0!"},{"$error":"#DIV/0!"},{"$error":"#DIV/0!"},{"$error":"#DIV/0!"},{"$error":"#DIV/0!"},{"$error":"#DIV/0!"},{"$error":"#DIV/0!"},{"$error":"#DIV/0!"},{"$error":"#DIV/0!"},{"$error":"#DIV/0!"},{"$error":"#DIV/0!"},{"$error":"#DIV/0!"},{"$error":"#DIV/0!"},{"$error":"#DIV/0!"},{"$error":"#DIV/0!"},{"$error":"#DIV/0!"},{"$error":"#DIV/0!"},{"$error":"#DIV/0!"},{"$error":"#DIV/0!"},"冷房時エネルギー消費量比","εc"]
[null,null,"冷房能力",{"$f":"($S$29-1.054*$S$29)/(35-29)*(D$226-35)+$S$29","v":0},0,0,0,0,0,0,0,0,0,0,0,0,0,0,0,0,0,0,0,0,0,0,0,0,0,0,0,0,0,0,0,0,0,0,0,0,0,0,0,0,0,"冷房能力","Φc"]
[null,null,"冷房エネルギー消費量",{"$f":"($S$30-0.94*$S$30)/(35-29)*(D$226-35)+$S$30","v":0},0,0,0,0,0,0,0,0,0,0,0,0,0,0,0,0,0,0,0,0,0,0,0,0,0,0,0,0,0,0,0,0,0,0,0,0,0,0,0,0,0,"冷房エネルギー消費量","Pc"]
[null,null,"冷房COP",{"$f":"D255/(D256+$S$31*$I$32*D$240)","v":{"$error":"#DIV/0!"}},{"$f":"E255/(E256+$S$31*$I$32*E$240)","v":{"$error":"#DIV/0!"}},{"$error":"#DIV/0!"},{"$error":"#DIV/0!"},{"$error":"#DIV/0!"},{"$error":"#DIV/0!"},{"$error":"#DIV/0!"},{"$error":"#DIV/0!"},{"$error":"#DIV/0!"},{"$error":"#DIV/0!"},{"$error":"#DIV/0!"},{"$error":"#DIV/0!"},{"$error":"#DIV/0!"},{"$error":"#DIV/0!"},{"$error":"#DIV/0!"},{"$error":"#DIV/0!"},{"$error":"#DIV/0!"},{"$error":"#DIV/0!"},{"$error":"#DIV/0!"},{"$error":"#DIV/0!"},{"$error":"#DIV/0!"},{"$error":"#DIV/0!"},{"$error":"#DIV/0!"},{"$error":"#DIV/0!"},{"$error":"#DIV/0!"},{"$error":"#DIV/0!"},{"$error":"#DIV/0!"},{"$error":"#DIV/0!"},{"$error":"#DIV/0!"},{"$error":"#DIV/0!"},{"$error":"#DIV/0!"},{"$error":"#DIV/0!"},{"$error":"#DIV/0!"},{"$error":"#DIV/0!"},{"$error":"#DIV/0!"},{"$error":"#DIV/0!"},{"$error":"#DIV/0!"},{"$error":"#DIV/0!"},{"$error":"#DIV/0!"},{"$error":"#DIV/0!"},{"$error":"#DIV/0!"},{"$error":"#DIV/0!"},"冷房COP","σc"]
[null,null,"冷房COP比",{"$f":"$D257/$S$32","v":{"$error":"#DIV/0!"}},{"$f":"$E257/$S$32","v":{"$error":"#DIV/0!"}},{"$f":"$F257/$S$32","v":{"$error":"#DIV/0!"}},{"$f":"$G257/$S$32","v":{"$error":"#DIV/0!"}},{"$f":"$H257/$S$32","v":{"$error":"#DIV/0!"}},{"$f":"$I257/$S$32","v":{"$error":"#DIV/0!"}},{"$f":"$J257/$S$32","v":{"$error":"#DIV/0!"}},{"$f":"$K257/$S$32","v":{"$error":"#DIV/0!"}},{"$f":"$L257/$S$32","v":{"$error":"#DIV/0!"}},{"$f":"$M257/$S$32","v":{"$error":"#DIV/0!"}},{"$f":"$N257/$S$32","v":{"$error":"#DIV/0!"}},{"$f":"$O257/$S$32","v":{"$error":"#DIV/0!"}},{"$f":"$P257/$S$32","v":{"$error":"#DIV/0!"}},{"$f":"$Q257/$S$32","v":{"$error":"#DIV/0!"}},{"$f":"$R257/$S$32","v":{"$error":"#DIV/0!"}},{"$f":"$S257/$S$32","v":{"$error":"#DIV/0!"}},{"$f":"$T257/$S$32","v":{"$error":"#DIV/0!"}},{"$f":"$U257/$S$32","v":{"$error":"#DIV/0!"}},{"$f":"$V257/$S$32","v":{"$error":"#DIV/0!"}},{"$f":"$W257/$S$32","v":{"$error":"#DIV/0!"}},{"$f":"$X257/$S$32","v":{"$error":"#DIV/0!"}},{"$f":"$Y257/$S$32","v":{"$error":"#DIV/0!"}},{"$f":"$Z257/$S$32","v":{"$error":"#DIV/0!"}},{"$f":"$AA257/$S$32","v":{"$error":"#DIV/0!"}},{"$f":"$AB257/$S$32","v":{"$error":"#DIV/0!"}},{"$f":"$AC257/$S$32","v":{"$error":"#DIV/0!"}},{"$f":"$AD257/$S$32","v":{"$error":"#DIV/0!"}},{"$f":"$AE257/$S$32","v":{"$error":"#DIV/0!"}},{"$f":"$AF257/$S$32","v":{"$error":"#DIV/0!"}},{"$f":"$AG257/$S$32","v":{"$error":"#DIV/0!"}},{"$f":"$AH257/$S$32","v":{"$error":"#DIV/0!"}},{"$f":"$AI257/$S$32","v":{"$error":"#DIV/0!"}},{"$f":"$AJ257/$S$32","v":{"$error":"#DIV/0!"}},{"$f":"$AK257/$S$32","v":{"$error":"#DIV/0!"}},{"$f":"$AL257/$S$32","v":{"$error":"#DIV/0!"}},{"$f":"$AM257/$S$32","v":{"$error":"#DIV/0!"}},{"$f":"$AN257/$S$32","v":{"$error":"#DIV/0!"}},{"$f":"$AO257/$S$32","v":{"$error":"#DIV/0!"}},{"$f":"$AP257/$S$32","v":{"$error":"#DIV/0!"}},{"$f":"$AQ257/$S$32","v":{"$error":"#DIV/0!"}},{"$f":"$AR257/$S$32","v":{"$error":"#DIV/0!"}},{"$f":"$AS257/$S$32","v":{"$error":"#DIV/0!"}},"冷房COP比","βc"]
[null,null,"Σ",{"$f":"D$239*D254","v":{"$error":"#DIV/0!"}},{"$f":"E$239*E254","v":{"$error":"#DIV/0!"}},{"$error":"#DIV/0!"},{"$error":"#DIV/0!"},{"$error":"#DIV/0!"},{"$error":"#DIV/0!"},{"$error":"#DIV/0!"},{"$error":"#DIV/0!"},{"$error":"#DIV/0!"},{"$error":"#DIV/0!"},{"$error":"#DIV/0!"},{"$error":"#DIV/0!"},{"$error":"#DIV/0!"},{"$error":"#DIV/0!"},{"$error":"#DIV/0!"},{"$error":"#DIV/0!"},{"$error":"#DIV/0!"},{"$error":"#DIV/0!"},{"$error":"#DIV/0!"},{"$error":"#DIV/0!"},{"$error":"#DIV/0!"},{"$error":"#DIV/0!"},{"$error":"#DIV/0!"},{"$error":"#DIV/0!"},{"$error":"#DIV/0!"},{"$f":"AC$239*AC254","v":{"$error":"#DIV/0!"}},{"$f":"AD$239*AD254","v":{"$error":"#DIV/0!"}},{"$error":"#DIV/0!"},{"$f":"AF$239*AF254","v":{"$error":"#DIV/0!"}},{"$error":"#DIV/0!"},{"$error":"#DIV/0!"},{"$error":"#DIV/0!"},{"$error":"#DIV/0!"},{"$error":"#DIV/0!"},{"$error":"#DIV/0!"},{"$error":"#DIV/0!"},{"$error":"#DIV/0!"},{"$error":"#DIV/0!"},{"$error":"#DIV/0!"},{"$error":"#DIV/0!"},{"$error":"#DIV/0!"},{"$f":"AS$239*AS254","v":{"$error":"#DIV/0!"}},{"$f":"SUM(D259:AS259)","v":{"$error":"#DIV/0!"}},"Σ"]
[null,"前4","冷房時エネルギー消費量比",{"$f":"D$240/D264","v":{"$error":"#DIV/0!"}},{"$f":"E$240/E264","v":{"$error":"#DIV/0!"}},{"$f":"F$240/F264","v":{"$error":"#DIV/0!"}},{"$error":"#DIV/0!"},{"$error":"#DIV/0!"},{"$f":"I$240/I264","v":{"$error":"#DIV/0!"}},{"$error":"#DIV/0!"},{"$error":"#DIV/0!"},{"$error":"#DIV/0!"},{"$error":"#DIV/0!"},{"$error":"#DIV/0!"},{"$error":"#DIV/0!"},{"$error":"#DIV/0!"},{"$error":"#DIV/0!"},{"$error":"#DIV/0!"},{"$error":"#DIV/0!"},{"$error":"#DIV/0!"},{"$error":"#DIV/0!"},{"$error":"#DIV/0!"},{"$error":"#DIV/0!"},{"$error":"#DIV/0!"},{"$error":"#DIV/0!"},{"$error":"#DIV/0!"},{"$error":"#DIV/0!"},{"$error":"#DIV/0!"},{"$error":"#DIV/0!"},{"$error":"#DIV/0!"},{"$error":"#DIV/0!"},{"$error":"#DIV/0!"},{"$error":"#DIV/0!"},{"$error":"#DIV/0!"},{"$error":"#DIV/0!"},{"$error":"#DIV/0!"},{"$error":"#DIV/0!"},{"$error":"#DIV/0!"},{"$error":"#DIV/0!"},{"$error":"#DIV/0!"},{"$error":"#DIV/0!"},{"$error":"#DIV/0!"},{"$error":"#DIV/0!"},{"$error":"#DIV/0!"},{"$error":"#DIV/0!"},"冷房時エネルギー消費量比","εc"]
[null,null,"冷房能力",{"$f":"($T$29-1.054*$T$29)/(35-29)*(D$226-35)+$T$29","v":0},0,0,0,0,0,0,0,0,0,0,0,0,0,0,0,0,0,0,0,0,0,0,0,0,0,0,0,0,0,0,0,0,0,0,0,0,0,0,0,0,0,"冷房能力","Φc"]
[null,null,"冷房エネルギー消費量",{"$f":"($T$30-0.94*$T$30)/(35-29)*(D$226-35)+$T$30","v":0},0,0,0,0,0,0,0,0,0,0,0,0,0,0,0,0,0,0,0,0,0,0,0,0,0,0,0,0,0,0,0,0,0,0,0,0,0,0,0,0,0,"冷房エネルギー消費量","Pc"]
[null,null,"冷房COP",{"$f":"D261/(D262+$T$31*$I$32*D$240)","v":{"$error":"#DIV/0!"}},{"$f":"E261/(E262+$T$31*$I$32*E$240)","v":{"$error":"#DIV/0!"}},{"$error":"#DIV/0!"},{"$error":"#DIV/0!"},{"$error":"#DIV/0!"},{"$error":"#DIV/0!"},{"$error":"#DIV/0!"},{"$error":"#DIV/0!"},{"$error":"#DIV/0!"},{"$error":"#DIV/0!"},{"$error":"#DIV/0!"},{"$error":"#DIV/0!"},{"$error":"#DIV/0!"},{"$error":"#DIV/0!"},{"$error":"#DIV/0!"},{"$error":"#DIV/0!"},{"$error":"#DIV/0!"},{"$error":"#DIV/0!"},{"$error":"#DIV/0!"},{"$error":"#DIV/0!"},{"$error":"#DIV/0!"},{"$error":"#DIV/0!"},{"$error":"#DIV/0!"},{"$error":"#DIV/0!"},{"$error":"#DIV/0!"},{"$error":"#DIV/0!"},{"$error":"#DIV/0!"},{"$error":"#DIV/0!"},{"$error":"#DIV/0!"},{"$error":"#DIV/0!"},{"$error":"#DIV/0!"},{"$error":"#DIV/0!"},{"$error":"#DIV/0!"},{"$error":"#DIV/0!"},{"$error":"#DIV/0!"},{"$error":"#DIV/0!"},{"$error":"#DIV/0!"},{"$error":"#DIV/0!"},{"$error":"#DIV/0!"},{"$error":"#DIV/0!"},{"$error":"#DIV/0!"},{"$error":"#DIV/0!"},"冷房COP","σc"]
[null,null,"冷房COP比",{"$f":"$D263/$T$32","v":{"$error":"#DIV/0!"}},{"$f":"$E263/$T$32","v":{"$error":"#DIV/0!"}},{"$f":"$F263/$T$32","v":{"$error":"#DIV/0!"}},{"$f":"$G263/$T$32","v":{"$error":"#DIV/0!"}},{"$f":"$H263/$T$32","v":{"$error":"#DIV/0!"}},{"$f":"$I263/$T$32","v":{"$error":"#DIV/0!"}},{"$f":"$J263/$T$32","v":{"$error":"#DIV/0!"}},{"$f":"$K263/$T$32","v":{"$error":"#DIV/0!"}},{"$f":"$L263/$T$32","v":{"$error":"#DIV/0!"}},{"$f":"$M263/$T$32","v":{"$error":"#DIV/0!"}},{"$f":"$N263/$T$32","v":{"$error":"#DIV/0!"}},{"$f":"$O263/$T$32","v":{"$error":"#DIV/0!"}},{"$f":"$P263/$T$32","v":{"$error":"#DIV/0!"}},{"$f":"$Q263/$T$32","v":{"$error":"#DIV/0!"}},{"$f":"$R263/$T$32","v":{"$error":"#DIV/0!"}},{"$f":"$S263/$T$32","v":{"$error":"#DIV/0!"}},{"$f":"$T263/$T$32","v":{"$error":"#DIV/0!"}},{"$f":"$U263/$T$32","v":{"$error":"#DIV/0!"}},{"$f":"$V263/$T$32","v":{"$error":"#DIV/0!"}},{"$f":"$W263/$T$32","v":{"$error":"#DIV/0!"}},{"$f":"$X263/$T$32","v":{"$error":"#DIV/0!"}},{"$f":"$Y263/$T$32","v":{"$error":"#DIV/0!"}},{"$f":"$Z263/$T$32","v":{"$error":"#DIV/0!"}},{"$f":"$AA263/$T$32","v":{"$error":"#DIV/0!"}},{"$f":"$AB263/$T$32","v":{"$error":"#DIV/0!"}},{"$f":"$AC263/$T$32","v":{"$error":"#DIV/0!"}},{"$f":"$AD263/$T$32","v":{"$error":"#DIV/0!"}},{"$f":"$AE263/$T$32","v":{"$error":"#DIV/0!"}},{"$f":"$AF263/$T$32","v":{"$error":"#DIV/0!"}},{"$f":"$AG263/$T$32","v":{"$error":"#DIV/0!"}},{"$f":"$AH263/$T$32","v":{"$error":"#DIV/0!"}},{"$f":"$AI263/$T$32","v":{"$error":"#DIV/0!"}},{"$f":"$AJ263/$T$32","v":{"$error":"#DIV/0!"}},{"$f":"$AK263/$T$32","v":{"$error":"#DIV/0!"}},{"$f":"$AL263/$T$32","v":{"$error":"#DIV/0!"}},{"$f":"$AM263/$T$32","v":{"$error":"#DIV/0!"}},{"$f":"$AN263/$T$32","v":{"$error":"#DIV/0!"}},{"$f":"$AO263/$T$32","v":{"$error":"#DIV/0!"}},{"$f":"$AP263/$T$32","v":{"$error":"#DIV/0!"}},{"$f":"$AQ263/$T$32","v":{"$error":"#DIV/0!"}},{"$f":"$AR263/$T$32","v":{"$error":"#DIV/0!"}},{"$f":"$AS263/$T$32","v":{"$error":"#DIV/0!"}},"冷房COP比","βc"]
[null,null,"Σ",{"$f":"D$239*D260","v":{"$error":"#DIV/0!"}},{"$f":"E$239*E260","v":{"$error":"#DIV/0!"}},{"$error":"#DIV/0!"},{"$error":"#DIV/0!"},{"$error":"#DIV/0!"},{"$error":"#DIV/0!"},{"$error":"#DIV/0!"},{"$error":"#DIV/0!"},{"$error":"#DIV/0!"},{"$error":"#DIV/0!"},{"$error":"#DIV/0!"},{"$error":"#DIV/0!"},{"$error":"#DIV/0!"},{"$error":"#DIV/0!"},{"$error":"#DIV/0!"},{"$error":"#DIV/0!"},{"$error":"#DIV/0!"},{"$error":"#DIV/0!"},{"$f":"V$239*V260","v":{"$error":"#DIV/0!"}},{"$error":"#DIV/0!"},{"$error":"#DIV/0!"},{"$error":"#DIV/0!"},{"$error":"#DIV/0!"},{"$error":"#DIV/0!"},{"$error":"#DIV/0!"},{"$f":"AC$239*AC260","v":{"$error":"#DIV/0!"}},{"$error":"#DIV/0!"},{"$error":"#DIV/0!"},{"$f":"AF$239*AF260","v":{"$error":"#DIV/0!"}},{"$error":"#DIV/0!"},{"$error":"#DIV/0!"},{"$error":"#DIV/0!"},{"$error":"#DIV/0!"},{"$error":"#DIV/0!"},{"$error":"#DIV/0!"},{"$error":"#DIV/0!"},{"$error":"#DIV/0!"},{"$error":"#DIV/0!"},{"$error":"#DIV/0!"},{"$error":"#DIV/0!"},{"$error":"#DIV/0!"},{"$f":"AS$239*AS260","v":{"$error":"#DIV/0!"}},{"$f":"SUM(D265:AS265)","v":{"$error":"#DIV/0!"}},"Σ"]
[null,"前5","冷房時エネルギー消費量比",{"$f":"D$240/D270","v":{"$error":"#DIV/0!"}},{"$f":"E$240/E270","v":{"$error":"#DIV/0!"}},{"$f":"F$240/F270","v":{"$error":"#DIV/0!"}},{"$error":"#DIV/0!"},{"$error":"#DIV/0!"},{"$f":"I$240/I270","v":{"$error":"#DIV/0!"}},{"$error":"#DIV/0!"},{"$error":"#DIV/0!"},{"$error":"#DIV/0!"},{"$error":"#DIV/0!"},{"$error":"#DIV/0!"},{"$error":"#DIV/0!"},{"$error":"#DIV/0!"},{"$error":"#DIV/0!"},{"$error":"#DIV/0!"},{"$error":"#DIV/0!"},{"$error":"#DIV/0!"},{"$error":"#DIV/0!"},{"$error":"#DIV/0!"},{"$error":"#DIV/0!"},{"$error":"#DIV/0!"},{"$error":"#DIV/0!"},{"$error":"#DIV/0!"},{"$error":"#DIV/0!"},{"$error":"#DIV/0!"},{"$error":"#DIV/0!"},{"$error":"#DIV/0!"},{"$error":"#DIV/0!"},{"$error":"#DIV/0!"},{"$error":"#DIV/0!"},{"$error":"#DIV/0!"},{"$error":"#DIV/0!"},{"$error":"#DIV/0!"},{"$error":"#DIV/0!"},{"$error":"#DIV/0!"},{"$error":"#DIV/0!"},{"$error":"#DIV/0!"},{"$error":"#DIV/0!"},{"$error":"#DIV/0!"},{"$error":"#DIV/0!"},{"$error":"#DIV/0!"},{"$error":"#DIV/0!"},"冷房時エネルギー消費量比","εc"]
[null,null,"冷房能力",{"$f":"($U$29-1.054*$U$29)/(35-29)*(D$226-35)+$U$29","v":0},0,0,0,0,0,0,0,0,0,0,0,0,0,0,0,0,0,0,0,0,0,0,0,0,0,0,0,0,0,0,0,0,0,0,0,0,0,0,0,0,0,"冷房能力","Φc"]
[null,null,"冷房エネルギー消費量",{"$f":"($U$30-0.94*$U$30)/(35-29)*(D$226-35)+$U$30","v":0},0,0,0,0,0,0,0,0,0,0,0,0,0,0,0,0,0,0,0,0,0,0,0,0,0,0,0,0,0,0,0,0,0,0,0,0,0,0,0,0,0,"冷房エネルギー消費量","Pc"]
[null,null,"冷房COP",{"$f":"D267/(D268+$U$31*$I$32*D$240)","v":{"$error":"#DIV/0!"}},{"$f":"E267/(E268+$U$31*$I$32*E$240)","v":{"$error":"#DIV/0!"}},{"$error":"#DIV/0!"},{"$error":"#DIV/0!"},{"$error":"#DIV/0!"},{"$error":"#DIV/0!"},{"$error":"#DIV/0!"},{"$error":"#DIV/0!"},{"$error":"#DIV/0!"},{"$error":"#DIV/0!"},{"$error":"#DIV/0!"},{"$error":"#DIV/0!"},{"$error":"#DIV/0!"},{"$error":"#DIV/0!"},{"$error":"#DIV/0!"},{"$error":"#DIV/0!"},{"$error":"#DIV/0!"},{"$error":"#DIV/0!"},{"$error":"#DIV/0!"},{"$error":"#DIV/0!"},{"$error":"#DIV/0!"},{"$error":"#DIV/0!"},{"$error":"#DIV/0!"},{"$error":"#DIV/0!"},{"$error":"#DIV/0!"},{"$error":"#DIV/0!"},{"$error":"#DIV/0!"},{"$error":"#DIV/0!"},{"$error":"#DIV/0!"},{"$error":"#DIV/0!"},{"$error":"#DIV/0!"},{"$error":"#DIV/0!"},{"$error":"#DIV/0!"},{"$error":"#DIV/0!"},{"$error":"#DIV/0!"},{"$error":"#DIV/0!"},{"$error":"#DIV/0!"},{"$error":"#DIV/0!"},{"$error":"#DIV/0!"},{"$error":"#DIV/0!"},{"$error":"#DIV/0!"},{"$error":"#DIV/0!"},"冷房COP","σc"]
[null,null,"冷房COP比",{"$f":"$D269/$U$32","v":{"$error":"#DIV/0!"}},{"$f":"$E269/$U$32","v":{"$error":"#DIV/0!"}},{"$f":"$F269/$U$32","v":{"$error":"#DIV/0!"}},{"$f":"$G269/$U$32","v":{"$error":"#DIV/0!"}},{"$f":"$H269/$U$32","v":{"$error":"#DIV/0!"}},{"$f":"$I269/$U$32","v":{"$error":"#DIV/0!"}},{"$f":"$J269/$U$32","v":{"$error":"#DIV/0!"}},{"$f":"$K269/$U$32","v":{"$error":"#DIV/0!"}},{"$f":"$L269/$U$32","v":{"$error":"#DIV/0!"}},{"$f":"$M269/$U$32","v":{"$error":"#DIV/0!"}},{"$f":"$N269/$U$32","v":{"$error":"#DIV/0!"}},{"$f":"$O269/$U$32","v":{"$error":"#DIV/0!"}},{"$f":"$P269/$U$32","v":{"$error":"#DIV/0!"}},{"$f":"$Q269/$U$32","v":{"$error":"#DIV/0!"}},{"$f":"$R269/$U$32","v":{"$error":"#DIV/0!"}},{"$f":"$S269/$U$32","v":{"$error":"#DIV/0!"}},{"$f":"$T269/$U$32","v":{"$error":"#DIV/0!"}},{"$f":"$U269/$U$32","v":{"$error":"#DIV/0!"}},{"$f":"$V269/$U$32","v":{"$error":"#DIV/0!"}},{"$f":"$W269/$U$32","v":{"$error":"#DIV/0!"}},{"$f":"$X269/$U$32","v":{"$error":"#DIV/0!"}},{"$f":"$Y269/$U$32","v":{"$error":"#DIV/0!"}},{"$f":"$Z269/$U$32","v":{"$error":"#DIV/0!"}},{"$f":"$AA269/$U$32","v":{"$error":"#DIV/0!"}},{"$f":"$AB269/$U$32","v":{"$error":"#DIV/0!"}},{"$f":"$AC269/$U$32","v":{"$error":"#DIV/0!"}},{"$f":"$AD269/$U$32","v":{"$error":"#DIV/0!"}},{"$f":"$AE269/$U$32","v":{"$error":"#DIV/0!"}},{"$f":"$AF269/$U$32","v":{"$error":"#DIV/0!"}},{"$f":"$AG269/$U$32","v":{"$error":"#DIV/0!"}},{"$f":"$AH269/$U$32","v":{"$error":"#DIV/0!"}},{"$f":"$AI269/$U$32","v":{"$error":"#DIV/0!"}},{"$f":"$AJ269/$U$32","v":{"$error":"#DIV/0!"}},{"$f":"$AK269/$U$32","v":{"$error":"#DIV/0!"}},{"$f":"$AL269/$U$32","v":{"$error":"#DIV/0!"}},{"$f":"$AM269/$U$32","v":{"$error":"#DIV/0!"}},{"$f":"$AN269/$U$32","v":{"$error":"#DIV/0!"}},{"$f":"$AO269/$U$32","v":{"$error":"#DIV/0!"}},{"$f":"$AP269/$U$32","v":{"$error":"#DIV/0!"}},{"$f":"$AQ269/$U$32","v":{"$error":"#DIV/0!"}},{"$f":"$AR269/$U$32","v":{"$error":"#DIV/0!"}},{"$f":"$AS269/$U$32","v":{"$error":"#DIV/0!"}},"冷房COP比","βc"]
[null,null,"Σ",{"$f":"D$239*D266","v":{"$error":"#DIV/0!"}},{"$f":"E$239*E266","v":{"$error":"#DIV/0!"}},{"$error":"#DIV/0!"},{"$error":"#DIV/0!"},{"$error":"#DIV/0!"},{"$error":"#DIV/0!"},{"$error":"#DIV/0!"},{"$error":"#DIV/0!"},{"$error":"#DIV/0!"},{"$error":"#DIV/0!"},{"$error":"#DIV/0!"},{"$error":"#DIV/0!"},{"$error":"#DIV/0!"},{"$error":"#DIV/0!"},{"$error":"#DIV/0!"},{"$error":"#DIV/0!"},{"$error":"#DIV/0!"},{"$error":"#DIV/0!"},{"$error":"#DIV/0!"},{"$error":"#DIV/0!"},{"$error":"#DIV/0!"},{"$error":"#DIV/0!"},{"$error":"#DIV/0!"},{"$error":"#DIV/0!"},{"$error":"#DIV/0!"},{"$f":"AC$239*AC266","v":{"$error":"#DIV/0!"}},{"$f":"AD$239*AD266","v":{"$error":"#DIV/0!"}},{"$error":"#DIV/0!"},{"$f":"AF$239*AF266","v":{"$error":"#DIV/0!"}},{"$error":"#DIV/0!"},{"$error":"#DIV/0!"},{"$error":"#DIV/0!"},{"$error":"#DIV/0!"},{"$error":"#DIV/0!"},{"$error":"#DIV/0!"},{"$error":"#DIV/0!"},{"$error":"#DIV/0!"},{"$error":"#DIV/0!"},{"$error":"#DIV/0!"},{"$error":"#DIV/0!"},{"$error":"#DIV/0!"},{"$f":"AS$239*AS266","v":{"$error":"#DIV/0!"}},{"$f":"SUM(D271:AS271)","v":{"$error":"#DIV/0!"}},"Σ"]
[null,"前6","冷房時エネルギー消費量比",{"$f":"D$240/D276","v":{"$error":"#DIV/0!"}},{"$f":"E$240/E276","v":{"$error":"#DIV/0!"}},{"$f":"F$240/F276","v":{"$error":"#DIV/0!"}},{"$error":"#DIV/0!"},{"$error":"#DIV/0!"},{"$f":"I$240/I276","v":{"$error":"#DIV/0!"}},{"$error":"#DIV/0!"},{"$error":"#DIV/0!"},{"$error":"#DIV/0!"},{"$error":"#DIV/0!"},{"$error":"#DIV/0!"},{"$error":"#DIV/0!"},{"$error":"#DIV/0!"},{"$error":"#DIV/0!"},{"$error":"#DIV/0!"},{"$error":"#DIV/0!"},{"$error":"#DIV/0!"},{"$error":"#DIV/0!"},{"$error":"#DIV/0!"},{"$error":"#DIV/0!"},{"$error":"#DIV/0!"},{"$error":"#DIV/0!"},{"$error":"#DIV/0!"},{"$error":"#DIV/0!"},{"$error":"#DIV/0!"},{"$error":"#DIV/0!"},{"$error":"#DIV/0!"},{"$error":"#DIV/0!"},{"$error":"#DIV/0!"},{"$error":"#DIV/0!"},{"$error":"#DIV/0!"},{"$error":"#DIV/0!"},{"$error":"#DIV/0!"},{"$error":"#DIV/0!"},{"$error":"#DIV/0!"},{"$error":"#DIV/0!"},{"$error":"#DIV/0!"},{"$error":"#DIV/0!"},{"$error":"#DIV/0!"},{"$error":"#DIV/0!"},{"$error":"#DIV/0!"},{"$error":"#DIV/0!"},"冷房時エネルギー消費量比","εc"]
[null,null,"冷房能力",{"$f":"($V$29-1.054*$V$29)/(35-29)*(D$226-35)+$V$29","v":0},0,0,0,0,0,0,0,0,0,0,0,0,0,0,0,0,0,0,0,0,0,0,0,0,0,0,0,0,0,0,0,0,0,0,0,0,0,0,0,0,0,"冷房能力","Φc"]
[null,null,"冷房エネルギー消費量",{"$f":"($V$30-0.94*$V$30)/(35-29)*(D$226-35)+$V$30","v":0},0,0,0,0,0,0,0,0,0,0,0,0,0,0,0,0,0,0,0,0,0,0,0,0,0,0,0,0,0,0,0,0,0,0,0,0,0,0,0,0,0,"冷房エネルギー消費量","Pc"]
[null,null,"冷房COP",{"$f":"D273/(D274+$V$31*$I$32*D$240)","v":{"$error":"#DIV/0!"}},{"$f":"E273/(E274+$V$31*$I$32*E$240)","v":{"$error":"#DIV/0!"}},{"$error":"#DIV/0!"},{"$error":"#DIV/0!"},{"$error":"#DIV/0!"},{"$error":"#DIV/0!"},{"$error":"#DIV/0!"},{"$error":"#DIV/0!"},{"$error":"#DIV/0!"},{"$error":"#DIV/0!"},{"$error":"#DIV/0!"},{"$error":"#DIV/0!"},{"$error":"#DIV/0!"},{"$error":"#DIV/0!"},{"$error":"#DIV/0!"},{"$error":"#DIV/0!"},{"$error":"#DIV/0!"},{"$error":"#DIV/0!"},{"$error":"#DIV/0!"},{"$error":"#DIV/0!"},{"$error":"#DIV/0!"},{"$error":"#DIV/0!"},{"$error":"#DIV/0!"},{"$error":"#DIV/0!"},{"$error":"#DIV/0!"},{"$error":"#DIV/0!"},{"$error":"#DIV/0!"},{"$error":"#DIV/0!"},{"$error":"#DIV/0!"},{"$error":"#DIV/0!"},{"$error":"#DIV/0!"},{"$error":"#DIV/0!"},{"$error":"#DIV/0!"},{"$error":"#DIV/0!"},{"$error":"#DIV/0!"},{"$error":"#DIV/0!"},{"$error":"#DIV/0!"},{"$error":"#DIV/0!"},{"$error":"#DIV/0!"},{"$error":"#DIV/0!"},{"$error":"#DIV/0!"},{"$error":"#DIV/0!"},"冷房COP","σc"]
[null,null,"冷房COP比",{"$f":"$D275/$V$32","v":{"$error":"#DIV/0!"}},{"$f":"$E275/$V$32","v":{"$error":"#DIV/0!"}},{"$f":"$F275/$V$32","v":{"$error":"#DIV/0!"}},{"$f":"$G275/$V$32","v":{"$error":"#DIV/0!"}},{"$f":"$H275/$V$32","v":{"$error":"#DIV/0!"}},{"$f":"$I275/$V$32","v":{"$error":"#DIV/0!"}},{"$f":"$J275/$V$32","v":{"$error":"#DIV/0!"}},{"$f":"$K275/$V$32","v":{"$error":"#DIV/0!"}},{"$f":"$L275/$V$32","v":{"$error":"#DIV/0!"}},{"$f":"$M275/$V$32","v":{"$error":"#DIV/0!"}},{"$f":"$N275/$V$32","v":{"$error":"#DIV/0!"}},{"$f":"$O275/$V$32","v":{"$error":"#DIV/0!"}},{"$f":"$P275/$V$32","v":{"$error":"#DIV/0!"}},{"$f":"$Q275/$V$32","v":{"$error":"#DIV/0!"}},{"$f":"$R275/$V$32","v":{"$error":"#DIV/0!"}},{"$f":"$S275/$V$32","v":{"$error":"#DIV/0!"}},{"$f":"$T275/$V$32","v":{"$error":"#DIV/0!"}},{"$f":"$U275/$V$32","v":{"$error":"#DIV/0!"}},{"$f":"$V275/$V$32","v":{"$error":"#DIV/0!"}},{"$f":"$W275/$V$32","v":{"$error":"#DIV/0!"}},{"$f":"$X275/$V$32","v":{"$error":"#DIV/0!"}},{"$f":"$Y275/$V$32","v":{"$error":"#DIV/0!"}},{"$f":"$Z275/$V$32","v":{"$error":"#DIV/0!"}},{"$f":"$AA275/$V$32","v":{"$error":"#DIV/0!"}},{"$f":"$AB275/$V$32","v":{"$error":"#DIV/0!"}},{"$f":"$AC275/$V$32","v":{"$error":"#DIV/0!"}},{"$f":"$AD275/$V$32","v":{"$error":"#DIV/0!"}},{"$f":"$AE275/$V$32","v":{"$error":"#DIV/0!"}},{"$f":"$AF275/$V$32","v":{"$error":"#DIV/0!"}},{"$f":"$AG275/$V$32","v":{"$error":"#DIV/0!"}},{"$f":"$AH275/$V$32","v":{"$error":"#DIV/0!"}},{"$f":"$AI275/$V$32","v":{"$error":"#DIV/0!"}},{"$f":"$AJ275/$V$32","v":{"$error":"#DIV/0!"}},{"$f":"$AK275/$V$32","v":{"$error":"#DIV/0!"}},{"$f":"$AL275/$V$32","v":{"$error":"#DIV/0!"}},{"$f":"$AM275/$V$32","v":{"$error":"#DIV/0!"}},{"$f":"$AN275/$V$32","v":{"$error":"#DIV/0!"}},{"$f":"$AO275/$V$32","v":{"$error":"#DIV/0!"}},{"$f":"$AP275/$V$32","v":{"$error":"#DIV/0!"}},{"$f":"$AQ275/$V$32","v":{"$error":"#DIV/0!"}},{"$f":"$AR275/$V$32","v":{"$error":"#DIV/0!"}},{"$f":"$AS275/$V$32","v":{"$error":"#DIV/0!"}},"冷房COP比","βc"]
[null,null,"Σ",{"$f":"D$239*D272","v":{"$error":"#DIV/0!"}},{"$f":"E$239*E272","v":{"$error":"#DIV/0!"}},{"$error":"#DIV/0!"},{"$error":"#DIV/0!"},{"$error":"#DIV/0!"},{"$error":"#DIV/0!"},{"$error":"#DIV/0!"},{"$error":"#DIV/0!"},{"$error":"#DIV/0!"},{"$error":"#DIV/0!"},{"$error":"#DIV/0!"},{"$error":"#DIV/0!"},{"$error":"#DIV/0!"},{"$error":"#DIV/0!"},{"$error":"#DIV/0!"},{"$error":"#DIV/0!"},{"$error":"#DIV/0!"},{"$error":"#DIV/0!"},{"$error":"#DIV/0!"},{"$error":"#DIV/0!"},{"$error":"#DIV/0!"},{"$error":"#DIV/0!"},{"$error":"#DIV/0!"},{"$error":"#DIV/0!"},{"$error":"#DIV/0!"},{"$f":"AC$239*AC272","v":{"$error":"#DIV/0!"}},{"$f":"AD$239*AD272","v":{"$error":"#DIV/0!"}},{"$error":"#DIV/0!"},{"$f":"AF$239*AF272","v":{"$error":"#DIV/0!"}},{"$error":"#DIV/0!"},{"$error":"#DIV/0!"},{"$error":"#DIV/0!"},{"$error":"#DIV/0!"},{"$error":"#DIV/0!"},{"$error":"#DIV/0!"},{"$error":"#DIV/0!"},{"$error":"#DIV/0!"},{"$error":"#DIV/0!"},{"$error":"#DIV/0!"},{"$error":"#DIV/0!"},{"$error":"#DIV/0!"},{"$f":"AS$239*AS272","v":{"$error":"#DIV/0!"}},{"$f":"SUM(D277:AS277)","v":{"$error":"#DIV/0!"}},"Σ"]
[null,"前7","冷房時エネルギー消費量比",{"$f":"D$240/D282","v":{"$error":"#DIV/0!"}},{"$f":"E$240/E282","v":{"$error":"#DIV/0!"}},{"$f":"F$240/F282","v":{"$error":"#DIV/0!"}},{"$error":"#DIV/0!"},{"$error":"#DIV/0!"},{"$f":"I$240/I282","v":{"$error":"#DIV/0!"}},{"$error":"#DIV/0!"},{"$error":"#DIV/0!"},{"$error":"#DIV/0!"},{"$error":"#DIV/0!"},{"$error":"#DIV/0!"},{"$error":"#DIV/0!"},{"$error":"#DIV/0!"},{"$error":"#DIV/0!"},{"$error":"#DIV/0!"},{"$error":"#DIV/0!"},{"$error":"#DIV/0!"},{"$error":"#DIV/0!"},{"$error":"#DIV/0!"},{"$error":"#DIV/0!"},{"$error":"#DIV/0!"},{"$error":"#DIV/0!"},{"$error":"#DIV/0!"},{"$error":"#DIV/0!"},{"$error":"#DIV/0!"},{"$error":"#DIV/0!"},{"$error":"#DIV/0!"},{"$error":"#DIV/0!"},{"$error":"#DIV/0!"},{"$error":"#DIV/0!"},{"$error":"#DIV/0!"},{"$error":"#DIV/0!"},{"$error":"#DIV/0!"},{"$error":"#DIV/0!"},{"$error":"#DIV/0!"},{"$error":"#DIV/0!"},{"$error":"#DIV/0!"},{"$error":"#DIV/0!"},{"$error":"#DIV/0!"},{"$error":"#DIV/0!"},{"$error":"#DIV/0!"},{"$error":"#DIV/0!"},"冷房時エネルギー消費量比","εc"]
[null,null,"冷房能力",{"$f":"($W$29-1.054*$W$29)/(35-29)*(D$226-35)+$W$29","v":0},0,0,0,0,0,0,0,0,0,0,0,0,0,0,0,0,0,0,0,0,0,0,0,0,0,0,0,0,0,0,0,0,0,0,0,0,0,0,0,0,0,"冷房能力","Φc"]
[null,null,"冷房エネルギー消費量",{"$f":"($W$30-0.94*$W$30)/(35-29)*(D$226-35)+$W$30","v":0},0,0,0,0,0,0,0,0,0,0,0,0,0,0,0,0,0,0,0,0,0,0,0,0,0,0,0,0,0,0,0,0,0,0,0,0,0,0,0,0,0,"冷房エネルギー消費量","Pc"]
[null,null,"冷房COP",{"$f":"D279/(D280+$W$31*$I$32*D$240)","v":{"$error":"#DIV/0!"}},{"$f":"E279/(E280+$W$31*$I$32*E$240)","v":{"$error":"#DIV/0!"}},{"$error":"#DIV/0!"},{"$error":"#DIV/0!"},{"$error":"#DIV/0!"},{"$error":"#DIV/0!"},{"$error":"#DIV/0!"},{"$error":"#DIV/0!"},{"$error":"#DIV/0!"},{"$error":"#DIV/0!"},{"$error":"#DIV/0!"},{"$error":"#DIV/0!"},{"$error":"#DIV/0!"},{"$error":"#DIV/0!"},{"$error":"#DIV/0!"},{"$error":"#DIV/0!"},{"$error":"#DIV/0!"},{"$error":"#DIV/0!"},{"$error":"#DIV/0!"},{"$error":"#DIV/0!"},{"$error":"#DIV/0!"},{"$error":"#DIV/0!"},{"$error":"#DIV/0!"},{"$error":"#DIV/0!"},{"$error":"#DIV/0!"},{"$error":"#DIV/0!"},{"$error":"#DIV/0!"},{"$error":"#DIV/0!"},{"$error":"#DIV/0!"},{"$error":"#DIV/0!"},{"$error":"#DIV/0!"},{"$error":"#DIV/0!"},{"$error":"#DIV/0!"},{"$error":"#DIV/0!"},{"$error":"#DIV/0!"},{"$error":"#DIV/0!"},{"$error":"#DIV/0!"},{"$error":"#DIV/0!"},{"$error":"#DIV/0!"},{"$error":"#DIV/0!"},{"$error":"#DIV/0!"},{"$error":"#DIV/0!"},"冷房COP","σc"]
[null,null,"冷房COP比",{"$f":"$D281/$W$32","v":{"$error":"#DIV/0!"}},{"$f":"$E281/$W$32","v":{"$error":"#DIV/0!"}},{"$f":"$F281/$W$32","v":{"$error":"#DIV/0!"}},{"$f":"$G281/$W$32","v":{"$error":"#DIV/0!"}},{"$f":"$H281/$W$32","v":{"$error":"#DIV/0!"}},{"$f":"$I281/$W$32","v":{"$error":"#DIV/0!"}},{"$f":"$J281/$W$32","v":{"$error":"#DIV/0!"}},{"$f":"$K281/$W$32","v":{"$error":"#DIV/0!"}},{"$f":"$L281/$W$32","v":{"$error":"#DIV/0!"}},{"$f":"$M281/$W$32","v":{"$error":"#DIV/0!"}},{"$f":"$N281/$W$32","v":{"$error":"#DIV/0!"}},{"$f":"$O281/$W$32","v":{"$error":"#DIV/0!"}},{"$f":"$P281/$W$32","v":{"$error":"#DIV/0!"}},{"$f":"$Q281/$W$32","v":{"$error":"#DIV/0!"}},{"$f":"$R281/$W$32","v":{"$error":"#DIV/0!"}},{"$f":"$S281/$W$32","v":{"$error":"#DIV/0!"}},{"$f":"$T281/$W$32","v":{"$error":"#DIV/0!"}},{"$f":"$U281/$W$32","v":{"$error":"#DIV/0!"}},{"$f":"$V281/$W$32","v":{"$error":"#DIV/0!"}},{"$f":"$W281/$W$32","v":{"$error":"#DIV/0!"}},{"$f":"$X281/$W$32","v":{"$error":"#DIV/0!"}},{"$f":"$Y281/$W$32","v":{"$error":"#DIV/0!"}},{"$f":"$Z281/$W$32","v":{"$error":"#DIV/0!"}},{"$f":"$AA281/$W$32","v":{"$error":"#DIV/0!"}},{"$f":"$AB281/$W$32","v":{"$error":"#DIV/0!"}},{"$f":"$AC281/$W$32","v":{"$error":"#DIV/0!"}},{"$f":"$AD281/$W$32","v":{"$error":"#DIV/0!"}},{"$f":"$AE281/$W$32","v":{"$error":"#DIV/0!"}},{"$f":"$AF281/$W$32","v":{"$error":"#DIV/0!"}},{"$f":"$AG281/$W$32","v":{"$error":"#DIV/0!"}},{"$f":"$AH281/$W$32","v":{"$error":"#DIV/0!"}},{"$f":"$AI281/$W$32","v":{"$error":"#DIV/0!"}},{"$f":"$AJ281/$W$32","v":{"$error":"#DIV/0!"}},{"$f":"$AK281/$W$32","v":{"$error":"#DIV/0!"}},{"$f":"$AL281/$W$32","v":{"$error":"#DIV/0!"}},{"$f":"$AM281/$W$32","v":{"$error":"#DIV/0!"}},{"$f":"$AN281/$W$32","v":{"$error":"#DIV/0!"}},{"$f":"$AO281/$W$32","v":{"$error":"#DIV/0!"}},{"$f":"$AP281/$W$32","v":{"$error":"#DIV/0!"}},{"$f":"$AQ281/$W$32","v":{"$error":"#DIV/0!"}},{"$f":"$AR281/$W$32","v":{"$error":"#DIV/0!"}},{"$f":"$AS281/$W$32","v":{"$error":"#DIV/0!"}},"冷房COP比","βc"]
[null,null,"Σ",{"$f":"D$239*D278","v":{"$error":"#DIV/0!"}},{"$f":"E$239*E278","v":{"$error":"#DIV/0!"}},{"$error":"#DIV/0!"},{"$error":"#DIV/0!"},{"$error":"#DIV/0!"},{"$error":"#DIV/0!"},{"$error":"#DIV/0!"},{"$error":"#DIV/0!"},{"$error":"#DIV/0!"},{"$error":"#DIV/0!"},{"$error":"#DIV/0!"},{"$error":"#DIV/0!"},{"$error":"#DIV/0!"},{"$error":"#DIV/0!"},{"$error":"#DIV/0!"},{"$error":"#DIV/0!"},{"$error":"#DIV/0!"},{"$error":"#DIV/0!"},{"$error":"#DIV/0!"},{"$error":"#DIV/0!"},{"$error":"#DIV/0!"},{"$error":"#DIV/0!"},{"$error":"#DIV/0!"},{"$error":"#DIV/0!"},{"$error":"#DIV/0!"},{"$f":"AC$239*AC278","v":{"$error":"#DIV/0!"}},{"$f":"AD$239*AD278","v":{"$error":"#DIV/0!"}},{"$error":"#DIV/0!"},{"$f":"AF$239*AF278","v":{"$error":"#DIV/0!"}},{"$error":"#DIV/0!"},{"$error":"#DIV/0!"},{"$error":"#DIV/0!"},{"$error":"#DIV/0!"},{"$error":"#DIV/0!"},{"$error":"#DIV/0!"},{"$error":"#DIV/0!"},{"$error":"#DIV/0!"},{"$error":"#DIV/0!"},{"$error":"#DIV/0!"},{"$error":"#DIV/0!"},{"$error":"#DIV/0!"},{"$f":"AS$239*AS278","v":{"$error":"#DIV/0!"}},{"$f":"SUM(D283:AS283)","v":{"$error":"#DIV/0!"}},"Σ"]
[null,"前8","冷房時エネルギー消費量比",{"$f":"D$240/D288","v":{"$error":"#DIV/0!"}},{"$f":"E$240/E288","v":{"$error":"#DIV/0!"}},{"$f":"F$240/F288","v":{"$error":"#DIV/0!"}},{"$error":"#DIV/0!"},{"$error":"#DIV/0!"},{"$f":"I$240/I288","v":{"$error":"#DIV/0!"}},{"$error":"#DIV/0!"},{"$error":"#DIV/0!"},{"$error":"#DIV/0!"},{"$error":"#DIV/0!"},{"$error":"#DIV/0!"},{"$error":"#DIV/0!"},{"$error":"#DIV/0!"},{"$error":"#DIV/0!"},{"$error":"#DIV/0!"},{"$error":"#DIV/0!"},{"$error":"#DIV/0!"},{"$error":"#DIV/0!"},{"$error":"#DIV/0!"},{"$error":"#DIV/0!"},{"$error":"#DIV/0!"},{"$error":"#DIV/0!"},{"$error":"#DIV/0!"},{"$error":"#DIV/0!"},{"$error":"#DIV/0!"},{"$error":"#DIV/0!"},{"$error":"#DIV/0!"},{"$error":"#DIV/0!"},{"$error":"#DIV/0!"},{"$error":"#DIV/0!"},{"$error":"#DIV/0!"},{"$error":"#DIV/0!"},{"$error":"#DIV/0!"},{"$error":"#DIV/0!"},{"$error":"#DIV/0!"},{"$error":"#DIV/0!"},{"$error":"#DIV/0!"},{"$error":"#DIV/0!"},{"$error":"#DIV/0!"},{"$error":"#DIV/0!"},{"$error":"#DIV/0!"},{"$error":"#DIV/0!"},"冷房時エネルギー消費量比","εc"]
[null,null,"冷房能力",{"$f":"($X$29-1.054*$X$29)/(35-29)*(D$226-35)+$X$29","v":0},0,0,0,0,0,0,0,0,0,0,0,0,0,0,0,0,0,0,0,0,0,0,0,0,0,0,0,0,0,0,0,0,0,0,0,0,0,0,0,0,0,"冷房能力","Φc"]
[null,null,"冷房エネルギー消費量",{"$f":"($X$30-0.94*$X$30)/(35-29)*(D$226-35)+$X$30","v":0},0,0,0,0,0,0,0,0,0,0,0,0,0,0,0,0,0,0,0,0,0,0,0,0,0,0,0,0,0,0,0,0,0,0,0,0,0,0,0,0,0,"冷房エネルギー消費量","Pc"]
[null,null,"冷房COP",{"$f":"D285/(D286+$X$31*$I$32*D$240)","v":{"$error":"#DIV/0!"}},{"$f":"E285/(E286+$X$31*$I$32*E$240)","v":{"$error":"#DIV/0!"}},{"$error":"#DIV/0!"},{"$error":"#DIV/0!"},{"$error":"#DIV/0!"},{"$error":"#DIV/0!"},{"$error":"#DIV/0!"},{"$error":"#DIV/0!"},{"$error":"#DIV/0!"},{"$error":"#DIV/0!"},{"$error":"#DIV/0!"},{"$error":"#DIV/0!"},{"$error":"#DIV/0!"},{"$error":"#DIV/0!"},{"$error":"#DIV/0!"},{"$error":"#DIV/0!"},{"$error":"#DIV/0!"},{"$error":"#DIV/0!"},{"$error":"#DIV/0!"},{"$error":"#DIV/0!"},{"$error":"#DIV/0!"},{"$error":"#DIV/0!"},{"$error":"#DIV/0!"},{"$error":"#DIV/0!"},{"$error":"#DIV/0!"},{"$error":"#DIV/0!"},{"$error":"#DIV/0!"},{"$error":"#DIV/0!"},{"$error":"#DIV/0!"},{"$error":"#DIV/0!"},{"$error":"#DIV/0!"},{"$error":"#DIV/0!"},{"$error":"#DIV/0!"},{"$error":"#DIV/0!"},{"$error":"#DIV/0!"},{"$error":"#DIV/0!"},{"$error":"#DIV/0!"},{"$error":"#DIV/0!"},{"$error":"#DIV/0!"},{"$error":"#DIV/0!"},{"$error":"#DIV/0!"},{"$error":"#DIV/0!"},"冷房COP","σc"]
[null,null,"冷房COP比",{"$f":"$D287/$X$32","v":{"$error":"#DIV/0!"}},{"$f":"$E287/$X$32","v":{"$error":"#DIV/0!"}},{"$f":"$F287/$X$32","v":{"$error":"#DIV/0!"}},{"$f":"$G287/$X$32","v":{"$error":"#DIV/0!"}},{"$f":"$H287/$X$32","v":{"$error":"#DIV/0!"}},{"$f":"$I287/$X$32","v":{"$error":"#DIV/0!"}},{"$f":"$J287/$X$32","v":{"$error":"#DIV/0!"}},{"$f":"$K287/$X$32","v":{"$error":"#DIV/0!"}},{"$f":"$L287/$X$32","v":{"$error":"#DIV/0!"}},{"$f":"$M287/$X$32","v":{"$error":"#DIV/0!"}},{"$f":"$N287/$X$32","v":{"$error":"#DIV/0!"}},{"$f":"$O287/$X$32","v":{"$error":"#DIV/0!"}},{"$f":"$P287/$X$32","v":{"$error":"#DIV/0!"}},{"$f":"$Q287/$X$32","v":{"$error":"#DIV/0!"}},{"$f":"$R287/$X$32","v":{"$error":"#DIV/0!"}},{"$f":"$S287/$X$32","v":{"$error":"#DIV/0!"}},{"$f":"$T287/$X$32","v":{"$error":"#DIV/0!"}},{"$f":"$U287/$X$32","v":{"$error":"#DIV/0!"}},{"$f":"$V287/$X$32","v":{"$error":"#DIV/0!"}},{"$f":"$W287/$X$32","v":{"$error":"#DIV/0!"}},{"$f":"$X287/$X$32","v":{"$error":"#DIV/0!"}},{"$f":"$Y287/$X$32","v":{"$error":"#DIV/0!"}},{"$f":"$Z287/$X$32","v":{"$error":"#DIV/0!"}},{"$f":"$AA287/$X$32","v":{"$error":"#DIV/0!"}},{"$f":"$AB287/$X$32","v":{"$error":"#DIV/0!"}},{"$f":"$AC287/$X$32","v":{"$error":"#DIV/0!"}},{"$f":"$AD287/$X$32","v":{"$error":"#DIV/0!"}},{"$f":"$AE287/$X$32","v":{"$error":"#DIV/0!"}},{"$f":"$AF287/$X$32","v":{"$error":"#DIV/0!"}},{"$f":"$AG287/$X$32","v":{"$error":"#DIV/0!"}},{"$f":"$AH287/$X$32","v":{"$error":"#DIV/0!"}},{"$f":"$AI287/$X$32","v":{"$error":"#DIV/0!"}},{"$f":"$AJ287/$X$32","v":{"$error":"#DIV/0!"}},{"$f":"$AK287/$X$32","v":{"$error":"#DIV/0!"}},{"$f":"$AL287/$X$32","v":{"$error":"#DIV/0!"}},{"$f":"$AM287/$X$32","v":{"$error":"#DIV/0!"}},{"$f":"$AN287/$X$32","v":{"$error":"#DIV/0!"}},{"$f":"$AO287/$X$32","v":{"$error":"#DIV/0!"}},{"$f":"$AP287/$X$32","v":{"$error":"#DIV/0!"}},{"$f":"$AQ287/$X$32","v":{"$error":"#DIV/0!"}},{"$f":"$AR287/$X$32","v":{"$error":"#DIV/0!"}},{"$f":"$AS287/$X$32","v":{"$error":"#DIV/0!"}},"冷房COP比","βc"]
[null,null,"Σ",{"$f":"D$239*D284","v":{"$error":"#DIV/0!"}},{"$f":"E$239*E284","v":{"$error":"#DIV/0!"}},{"$error":"#DIV/0!"},{"$error":"#DIV/0!"},{"$error":"#DIV/0!"},{"$error":"#DIV/0!"},{"$error":"#DIV/0!"},{"$error":"#DIV/0!"},{"$error":"#DIV/0!"},{"$error":"#DIV/0!"},{"$error":"#DIV/0!"},{"$error":"#DIV/0!"},{"$error":"#DIV/0!"},{"$error":"#DIV/0!"},{"$error":"#DIV/0!"},{"$error":"#DIV/0!"},{"$error":"#DIV/0!"},{"$error":"#DIV/0!"},{"$error":"#DIV/0!"},{"$error":"#DIV/0!"},{"$error":"#DIV/0!"},{"$error":"#DIV/0!"},{"$error":"#DIV/0!"},{"$error":"#DIV/0!"},{"$error":"#DIV/0!"},{"$f":"AC$239*AC284","v":{"$error":"#DIV/0!"}},{"$f":"AD$239*AD284","v":{"$error":"#DIV/0!"}},{"$error":"#DIV/0!"},{"$f":"AF$239*AF284","v":{"$error":"#DIV/0!"}},{"$error":"#DIV/0!"},{"$error":"#DIV/0!"},{"$error":"#DIV/0!"},{"$error":"#DIV/0!"},{"$error":"#DIV/0!"},{"$error":"#DIV/0!"},{"$error":"#DIV/0!"},{"$error":"#DIV/0!"},{"$error":"#DIV/0!"},{"$error":"#DIV/0!"},{"$error":"#DIV/0!"},{"$error":"#DIV/0!"},{"$f":"AS$239*AS284","v":{"$error":"#DIV/0!"}},{"$f":"SUM(D289:AS289)","v":{"$error":"#DIV/0!"}},"Σ"]
[null,"前9","冷房時エネルギー消費量比",{"$f":"D$240/D294","v":{"$error":"#DIV/0!"}},{"$f":"E$240/E294","v":{"$error":"#DIV/0!"}},{"$f":"F$240/F294","v":{"$error":"#DIV/0!"}},{"$error":"#DIV/0!"},{"$error":"#DIV/0!"},{"$f":"I$240/I294","v":{"$error":"#DIV/0!"}},{"$error":"#DIV/0!"},{"$error":"#DIV/0!"},{"$error":"#DIV/0!"},{"$error":"#DIV/0!"},{"$error":"#DIV/0!"},{"$error":"#DIV/0!"},{"$error":"#DIV/0!"},{"$error":"#DIV/0!"},{"$error":"#DIV/0!"},{"$error":"#DIV/0!"},{"$error":"#DIV/0!"},{"$error":"#DIV/0!"},{"$error":"#DIV/0!"},{"$error":"#DIV/0!"},{"$error":"#DIV/0!"},{"$error":"#DIV/0!"},{"$error":"#DIV/0!"},{"$error":"#DIV/0!"},{"$error":"#DIV/0!"},{"$error":"#DIV/0!"},{"$f":"AD$240/AD294","v":{"$error":"#DIV/0!"}},{"$error":"#DIV/0!"},{"$error":"#DIV/0!"},{"$error":"#DIV/0!"},{"$error":"#DIV/0!"},{"$error":"#DIV/0!"},{"$error":"#DIV/0!"},{"$error":"#DIV/0!"},{"$error":"#DIV/0!"},{"$error":"#DIV/0!"},{"$error":"#DIV/0!"},{"$error":"#DIV/0!"},{"$error":"#DIV/0!"},{"$error":"#DIV/0!"},{"$error":"#DIV/0!"},{"$error":"#DIV/0!"},"冷房時エネルギー消費量比","εc"]
[null,null,"冷房能力",{"$f":"($Y$29-1.054*$Y$29)/(35-29)*(D$226-35)+$Y$29","v":0},0,0,0,0,0,0,0,0,0,0,0,0,0,0,0,0,0,0,0,0,0,0,0,0,0,0,0,0,0,0,0,0,0,0,0,0,0,0,0,0,0,"冷房能力","Φc"]
[null,null,"冷房エネルギー消費量",{"$f":"($Y$30-0.94*$Y$30)/(35-29)*(D$226-35)+$Y$30","v":0},0,0,0,0,0,0,0,0,0,0,0,0,0,0,0,0,0,0,0,0,0,0,0,0,0,0,0,0,0,0,0,0,0,0,0,0,0,0,0,0,0,"冷房エネルギー消費量","Pc"]
[null,null,"冷房COP",{"$f":"D291/(D292+$Y$31*$I$32*D$240)","v":{"$error":"#DIV/0!"}},{"$f":"E291/(E292+$Y$31*$I$32*E$240)","v":{"$error":"#DIV/0!"}},{"$error":"#DIV/0!"},{"$error":"#DIV/0!"},{"$error":"#DIV/0!"},{"$error":"#DIV/0!"},{"$error":"#DIV/0!"},{"$error":"#DIV/0!"},{"$error":"#DIV/0!"},{"$error":"#DIV/0!"},{"$error":"#DIV/0!"},{"$error":"#DIV/0!"},{"$error":"#DIV/0!"},{"$error":"#DIV/0!"},{"$error":"#DIV/0!"},{"$error":"#DIV/0!"},{"$error":"#DIV/0!"},{"$error":"#DIV/0!"},{"$error":"#DIV/0!"},{"$error":"#DIV/0!"},{"$error":"#DIV/0!"},{"$error":"#DIV/0!"},{"$error":"#DIV/0!"},{"$error":"#DIV/0!"},{"$error":"#DIV/0!"},{"$error":"#DIV/0!"},{"$error":"#DIV/0!"},{"$error":"#DIV/0!"},{"$error":"#DIV/0!"},{"$error":"#DIV/0!"},{"$error":"#DIV/0!"},{"$error":"#DIV/0!"},{"$error":"#DIV/0!"},{"$error":"#DIV/0!"},{"$error":"#DIV/0!"},{"$error":"#DIV/0!"},{"$error":"#DIV/0!"},{"$error":"#DIV/0!"},{"$error":"#DIV/0!"},{"$error":"#DIV/0!"},{"$error":"#DIV/0!"},{"$error":"#DIV/0!"},"冷房COP","σc"]
[null,null,"冷房COP比",{"$f":"$D293/$Y$32","v":{"$error":"#DIV/0!"}},{"$f":"$E293/$Y$32","v":{"$error":"#DIV/0!"}},{"$f":"$F293/$Y$32","v":{"$error":"#DIV/0!"}},{"$f":"$G293/$Y$32","v":{"$error":"#DIV/0!"}},{"$f":"$H293/$Y$32","v":{"$error":"#DIV/0!"}},{"$f":"$I293/$Y$32","v":{"$error":"#DIV/0!"}},{"$f":"$J293/$Y$32","v":{"$error":"#DIV/0!"}},{"$f":"$K293/$Y$32","v":{"$error":"#DIV/0!"}},{"$f":"$L293/$Y$32","v":{"$error":"#DIV/0!"}},{"$f":"$M293/$Y$32","v":{"$error":"#DIV/0!"}},{"$f":"$N293/$Y$32","v":{"$error":"#DIV/0!"}},{"$f":"$O293/$Y$32","v":{"$error":"#DIV/0!"}},{"$f":"$P293/$Y$32","v":{"$error":"#DIV/0!"}},{"$f":"$Q293/$Y$32","v":{"$error":"#DIV/0!"}},{"$f":"$R293/$Y$32","v":{"$error":"#DIV/0!"}},{"$f":"$S293/$Y$32","v":{"$error":"#DIV/0!"}},{"$f":"$T293/$Y$32","v":{"$error":"#DIV/0!"}},{"$f":"$U293/$Y$32","v":{"$error":"#DIV/0!"}},{"$f":"$V293/$Y$32","v":{"$error":"#DIV/0!"}},{"$f":"$W293/$Y$32","v":{"$error":"#DIV/0!"}},{"$f":"$X293/$Y$32","v":{"$error":"#DIV/0!"}},{"$f":"$Y293/$Y$32","v":{"$error":"#DIV/0!"}},{"$f":"$Z293/$Y$32","v":{"$error":"#DIV/0!"}},{"$f":"$AA293/$Y$32","v":{"$error":"#DIV/0!"}},{"$f":"$AB293/$Y$32","v":{"$error":"#DIV/0!"}},{"$f":"$AC293/$Y$32","v":{"$error":"#DIV/0!"}},{"$f":"$AD293/$Y$32","v":{"$error":"#DIV/0!"}},{"$f":"$AE293/$Y$32","v":{"$error":"#DIV/0!"}},{"$f":"$AF293/$Y$32","v":{"$error":"#DIV/0!"}},{"$f":"$AG293/$Y$32","v":{"$error":"#DIV/0!"}},{"$f":"$AH293/$Y$32","v":{"$error":"#DIV/0!"}},{"$f":"$AI293/$Y$32","v":{"$error":"#DIV/0!"}},{"$f":"$AJ293/$Y$32","v":{"$error":"#DIV/0!"}},{"$f":"$AK293/$Y$32","v":{"$error":"#DIV/0!"}},{"$f":"$AL293/$Y$32","v":{"$error":"#DIV/0!"}},{"$f":"$AM293/$Y$32","v":{"$error":"#DIV/0!"}},{"$f":"$AN293/$Y$32","v":{"$error":"#DIV/0!"}},{"$f":"$AO293/$Y$32","v":{"$error":"#DIV/0!"}},{"$f":"$AP293/$Y$32","v":{"$error":"#DIV/0!"}},{"$f":"$AQ293/$Y$32","v":{"$error":"#DIV/0!"}},{"$f":"$AR293/$Y$32","v":{"$error":"#DIV/0!"}},{"$f":"$AS293/$Y$32","v":{"$error":"#DIV/0!"}},"冷房COP比","βc"]
[null,null,"Σ",{"$f":"D$239*D290","v":{"$error":"#DIV/0!"}},{"$f":"E$239*E290","v":{"$error":"#DIV/0!"}},{"$error":"#DIV/0!"},{"$error":"#DIV/0!"},{"$error":"#DIV/0!"},{"$error":"#DIV/0!"},{"$error":"#DIV/0!"},{"$error":"#DIV/0!"},{"$error":"#DIV/0!"},{"$error":"#DIV/0!"},{"$error":"#DIV/0!"},{"$error":"#DIV/0!"},{"$error":"#DIV/0!"},{"$error":"#DIV/0!"},{"$error":"#DIV/0!"},{"$error":"#DIV/0!"},{"$error":"#DIV/0!"},{"$error":"#DIV/0!"},{"$error":"#DIV/0!"},{"$error":"#DIV/0!"},{"$error":"#DIV/0!"},{"$error":"#DIV/0!"},{"$error":"#DIV/0!"},{"$error":"#DIV/0!"},{"$error":"#DIV/0!"},{"$f":"AC$239*AC290","v":{"$error":"#DIV/0!"}},{"$f":"AD$239*AD290","v":{"$error":"#DIV/0!"}},{"$error":"#DIV/0!"},{"$f":"AF$239*AF290","v":{"$error":"#DIV/0!"}},{"$error":"#DIV/0!"},{"$error":"#DIV/0!"},{"$error":"#DIV/0!"},{"$error":"#DIV/0!"},{"$error":"#DIV/0!"},{"$error":"#DIV/0!"},{"$error":"#DIV/0!"},{"$error":"#DIV/0!"},{"$error":"#DIV/0!"},{"$error":"#DIV/0!"},{"$error":"#DIV/0!"},{"$error":"#DIV/0!"},{"$f":"AS$239*AS290","v":{"$error":"#DIV/0!"}},{"$f":"SUM(D295:AS295)","v":{"$error":"#DIV/0!"}},"Σ"]
[null,"前10","冷房時エネルギー消費量比",{"$f":"D$240/D300","v":{"$error":"#DIV/0!"}},{"$f":"E$240/E300","v":{"$error":"#DIV/0!"}},{"$f":"F$240/F300","v":{"$error":"#DIV/0!"}},{"$error":"#DIV/0!"},{"$error":"#DIV/0!"},{"$f":"I$240/I300","v":{"$error":"#DIV/0!"}},{"$error":"#DIV/0!"},{"$error":"#DIV/0!"},{"$error":"#DIV/0!"},{"$error":"#DIV/0!"},{"$error":"#DIV/0!"},{"$error":"#DIV/0!"},{"$error":"#DIV/0!"},{"$error":"#DIV/0!"},{"$error":"#DIV/0!"},{"$error":"#DIV/0!"},{"$error":"#DIV/0!"},{"$error":"#DIV/0!"},{"$error":"#DIV/0!"},{"$error":"#DIV/0!"},{"$error":"#DIV/0!"},{"$error":"#DIV/0!"},{"$error":"#DIV/0!"},{"$error":"#DIV/0!"},{"$error":"#DIV/0!"},{"$error":"#DIV/0!"},{"$error":"#DIV/0!"},{"$error":"#DIV/0!"},{"$error":"#DIV/0!"},{"$error":"#DIV/0!"},{"$error":"#DIV/0!"},{"$error":"#DIV/0!"},{"$error":"#DIV/0!"},{"$error":"#DIV/0!"},{"$error":"#DIV/0!"},{"$error":"#DIV/0!"},{"$error":"#DIV/0!"},{"$error":"#DIV/0!"},{"$error":"#DIV/0!"},{"$error":"#DIV/0!"},{"$error":"#DIV/0!"},{"$error":"#DIV/0!"},"冷房時エネルギー消費量比","εc"]
[null,null,"冷房能力",{"$f":"($Z$29-1.054*$Z$29)/(35-29)*(D$226-35)+$Z$29","v":0},0,0,0,0,0,0,0,0,0,0,0,0,0,0,0,0,0,0,0,0,0,0,0,0,0,0,0,0,0,0,0,0,0,0,0,0,0,0,0,0,0,"冷房能力","Φc"]
[null,null,"冷房エネルギー消費量",{"$f":"($Z$30-0.94*$Z$30)/(35-29)*(D$226-35)+$Z$30","v":0},0,0,0,0,0,0,0,0,0,0,0,0,0,0,0,0,0,0,0,0,0,0,0,0,0,0,0,0,0,0,0,0,0,0,0,0,0,0,0,0,0,"冷房エネルギー消費量","Pc"]
[null,null,"冷房COP",{"$f":"D297/(D298+$Z$31*$I$32*D$240)","v":{"$error":"#DIV/0!"}},{"$f":"E297/(E298+$Z$31*$I$32*E$240)","v":{"$error":"#DIV/0!"}},{"$error":"#DIV/0!"},{"$error":"#DIV/0!"},{"$error":"#DIV/0!"},{"$error":"#DIV/0!"},{"$error":"#DIV/0!"},{"$error":"#DIV/0!"},{"$error":"#DIV/0!"},{"$error":"#DIV/0!"},{"$error":"#DIV/0!"},{"$error":"#DIV/0!"},{"$error":"#DIV/0!"},{"$error":"#DIV/0!"},{"$error":"#DIV/0!"},{"$error":"#DIV/0!"},{"$error":"#DIV/0!"},{"$error":"#DIV/0!"},{"$error":"#DIV/0!"},{"$error":"#DIV/0!"},{"$error":"#DIV/0!"},{"$error":"#DIV/0!"},{"$error":"#DIV/0!"},{"$error":"#DIV/0!"},{"$error":"#DIV/0!"},{"$error":"#DIV/0!"},{"$error":"#DIV/0!"},{"$error":"#DIV/0!"},{"$error":"#DIV/0!"},{"$error":"#DIV/0!"},{"$error":"#DIV/0!"},{"$error":"#DIV/0!"},{"$error":"#DIV/0!"},{"$error":"#DIV/0!"},{"$error":"#DIV/0!"},{"$error":"#DIV/0!"},{"$error":"#DIV/0!"},{"$error":"#DIV/0!"},{"$error":"#DIV/0!"},{"$error":"#DIV/0!"},{"$error":"#DIV/0!"},{"$error":"#DIV/0!"},"冷房COP","σc"]
[null,null,"冷房COP比",{"$f":"$D299/$Z$32","v":{"$error":"#DIV/0!"}},{"$f":"$E299/$Z$32","v":{"$error":"#DIV/0!"}},{"$f":"$F299/$Z$32","v":{"$error":"#DIV/0!"}},{"$f":"$G299/$Z$32","v":{"$error":"#DIV/0!"}},{"$f":"$H299/$Z$32","v":{"$error":"#DIV/0!"}},{"$f":"$I299/$Z$32","v":{"$error":"#DIV/0!"}},{"$f":"$J299/$Z$32","v":{"$error":"#DIV/0!"}},{"$f":"$K299/$Z$32","v":{"$error":"#DIV/0!"}},{"$f":"$L299/$Z$32","v":{"$error":"#DIV/0!"}},{"$f":"$M299/$Z$32","v":{"$error":"#DIV/0!"}},{"$f":"$N299/$Z$32","v":{"$error":"#DIV/0!"}},{"$f":"$O299/$Z$32","v":{"$error":"#DIV/0!"}},{"$f":"$P299/$Z$32","v":{"$error":"#DIV/0!"}},{"$f":"$Q299/$Z$32","v":{"$error":"#DIV/0!"}},{"$f":"$R299/$Z$32","v":{"$error":"#DIV/0!"}},{"$f":"$S299/$Z$32","v":{"$error":"#DIV/0!"}},{"$f":"$T299/$Z$32","v":{"$error":"#DIV/0!"}},{"$f":"$U299/$Z$32","v":{"$error":"#DIV/0!"}},{"$f":"$V299/$Z$32","v":{"$error":"#DIV/0!"}},{"$f":"$W299/$Z$32","v":{"$error":"#DIV/0!"}},{"$f":"$X299/$Z$32","v":{"$error":"#DIV/0!"}},{"$f":"$Y299/$Z$32","v":{"$error":"#DIV/0!"}},{"$f":"$Z299/$Z$32","v":{"$error":"#DIV/0!"}},{"$f":"$AA299/$Z$32","v":{"$error":"#DIV/0!"}},{"$f":"$AB299/$Z$32","v":{"$error":"#DIV/0!"}},{"$f":"$AC299/$Z$32","v":{"$error":"#DIV/0!"}},{"$f":"$AD299/$Z$32","v":{"$error":"#DIV/0!"}},{"$f":"$AE299/$Z$32","v":{"$error":"#DIV/0!"}},{"$f":"$AF299/$Z$32","v":{"$error":"#DIV/0!"}},{"$f":"$AG299/$Z$32","v":{"$error":"#DIV/0!"}},{"$f":"$AH299/$Z$32","v":{"$error":"#DIV/0!"}},{"$f":"$AI299/$Z$32","v":{"$error":"#DIV/0!"}},{"$f":"$AJ299/$Z$32","v":{"$error":"#DIV/0!"}},{"$f":"$AK299/$Z$32","v":{"$error":"#DIV/0!"}},{"$f":"$AL299/$Z$32","v":{"$error":"#DIV/0!"}},{"$f":"$AM299/$Z$32","v":{"$error":"#DIV/0!"}},{"$f":"$AN299/$Z$32","v":{"$error":"#DIV/0!"}},{"$f":"$AO299/$Z$32","v":{"$error":"#DIV/0!"}},{"$f":"$AP299/$Z$32","v":{"$error":"#DIV/0!"}},{"$f":"$AQ299/$Z$32","v":{"$error":"#DIV/0!"}},{"$f":"$AR299/$Z$32","v":{"$error":"#DIV/0!"}},{"$f":"$AS299/$Z$32","v":{"$error":"#DIV/0!"}},"冷房COP比","βc"]
[null,null,"Σ",{"$f":"D$239*D296","v":{"$error":"#DIV/0!"}},{"$f":"E$239*E296","v":{"$error":"#DIV/0!"}},{"$error":"#DIV/0!"},{"$error":"#DIV/0!"},{"$error":"#DIV/0!"},{"$error":"#DIV/0!"},{"$error":"#DIV/0!"},{"$error":"#DIV/0!"},{"$error":"#DIV/0!"},{"$error":"#DIV/0!"},{"$error":"#DIV/0!"},{"$error":"#DIV/0!"},{"$error":"#DIV/0!"},{"$error":"#DIV/0!"},{"$error":"#DIV/0!"},{"$error":"#DIV/0!"},{"$error":"#DIV/0!"},{"$error":"#DIV/0!"},{"$error":"#DIV/0!"},{"$error":"#DIV/0!"},{"$error":"#DIV/0!"},{"$error":"#DIV/0!"},{"$error":"#DIV/0!"},{"$error":"#DIV/0!"},{"$error":"#DIV/0!"},{"$f":"AC$239*AC296","v":{"$error":"#DIV/0!"}},{"$f":"AD$239*AD296","v":{"$error":"#DIV/0!"}},{"$error":"#DIV/0!"},{"$f":"AF$239*AF296","v":{"$error":"#DIV/0!"}},{"$error":"#DIV/0!"},{"$error":"#DIV/0!"},{"$error":"#DIV/0!"},{"$error":"#DIV/0!"},{"$error":"#DIV/0!"},{"$error":"#DIV/0!"},{"$error":"#DIV/0!"},{"$error":"#DIV/0!"},{"$error":"#DIV/0!"},{"$error":"#DIV/0!"},{"$error":"#DIV/0!"},{"$error":"#DIV/0!"},{"$f":"AS$239*AS296","v":{"$error":"#DIV/0!"}},{"$f":"SUM(D301:AS301)","v":{"$error":"#DIV/0!"}},"Σ"]
[]
[null,"後1","冷房時エネルギー消費量比",{"$f":"D$240/D307","v":{"$error":"#DIV/0!"}},{"$f":"E$240/E307","v":{"$error":"#DIV/0!"}},{"$f":"F$240/F307","v":{"$error":"#DIV/0!"}},{"$f":"G$240/G307","v":{"$error":"#DIV/0!"}},{"$error":"#DIV/0!"},{"$f":"I$240/I307","v":{"$error":"#DIV/0!"}},{"$f":"J$240/J307","v":{"$error":"#DIV/0!"}},{"$error":"#DIV/0!"},{"$error":"#DIV/0!"},{"$error":"#DIV/0!"},{"$error":"#DIV/0!"},{"$error":"#DIV/0!"},{"$error":"#DIV/0!"},{"$error":"#DIV/0!"},{"$error":"#DIV/0!"},{"$error":"#DIV/0!"},{"$error":"#DIV/0!"},{"$error":"#DIV/0!"},{"$error":"#DIV/0!"},{"$error":"#DIV/0!"},{"$error":"#DIV/0!"},{"$error":"#DIV/0!"},{"$error":"#DIV/0!"},{"$error":"#DIV/0!"},{"$error":"#DIV/0!"},{"$error":"#DIV/0!"},{"$error":"#DIV/0!"},{"$error":"#DIV/0!"},{"$error":"#DIV/0!"},{"$error":"#DIV/0!"},{"$error":"#DIV/0!"},{"$error":"#DIV/0!"},{"$error":"#DIV/0!"},{"$error":"#DIV/0!"},{"$error":"#DIV/0!"},{"$error":"#DIV/0!"},{"$error":"#DIV/0!"},{"$error":"#DIV/0!"},{"$error":"#DIV/0!"},{"$error":"#DIV/0!"},{"$error":"#DIV/0!"},{"$error":"#DIV/0!"},"冷房時エネルギー消費量比","εc"]
[null,null,"冷房能力",{"$f":"($Q$43-1.054*$Q$43)/(35-29)*(D$226-35)+$Q$43","v":0},0,0,0,0,0,0,0,0,0,0,0,0,0,0,0,0,0,0,0,0,0,0,0,0,0,0,0,0,0,0,0,0,0,0,0,0,0,0,0,0,0,"冷房能力","Φc"]
[null,null,"冷房エネルギー消費量",{"$f":"($Q$44-0.94*$Q$44)/(35-29)*(D$226-35)+$Q$44","v":0},0,0,0,0,0,0,0,0,0,0,0,0,0,0,0,0,0,0,0,0,0,0,0,0,0,0,0,0,0,0,0,0,0,0,0,0,0,0,0,0,0,"冷房エネルギー消費量","Pc"]
[null,null,"冷房COP",{"$f":"D304/(D305+$Q$45*$I$46*D$240)","v":{"$error":"#DIV/0!"}},{"$f":"E304/(E305+$Q$45*$I$46*E$240)","v":{"$error":"#DIV/0!"}},{"$error":"#DIV/0!"},{"$error":"#DIV/0!"},{"$error":"#DIV/0!"},{"$error":"#DIV/0!"},{"$error":"#DIV/0!"},{"$error":"#DIV/0!"},{"$error":"#DIV/0!"},{"$error":"#DIV/0!"},{"$error":"#DIV/0!"},{"$error":"#DIV/0!"},{"$error":"#DIV/0!"},{"$error":"#DIV/0!"},{"$error":"#DIV/0!"},{"$error":"#DIV/0!"},{"$error":"#DIV/0!"},{"$error":"#DIV/0!"},{"$error":"#DIV/0!"},{"$error":"#DIV/0!"},{"$error":"#DIV/0!"},{"$error":"#DIV/0!"},{"$error":"#DIV/0!"},{"$error":"#DIV/0!"},{"$error":"#DIV/0!"},{"$error":"#DIV/0!"},{"$error":"#DIV/0!"},{"$error":"#DIV/0!"},{"$error":"#DIV/0!"},{"$error":"#DIV/0!"},{"$error":"#DIV/0!"},{"$error":"#DIV/0!"},{"$error":"#DIV/0!"},{"$error":"#DIV/0!"},{"$error":"#DIV/0!"},{"$error":"#DIV/0!"},{"$error":"#DIV/0!"},{"$error":"#DIV/0!"},{"$error":"#DIV/0!"},{"$error":"#DIV/0!"},{"$error":"#DIV/0!"},{"$error":"#DIV/0!"},"冷房COP","σc"]
[null,null,"冷房COP比",{"$f":"$D306/$Q$46","v":{"$error":"#DIV/0!"}},{"$f":"$E306/$Q$46","v":{"$error":"#DIV/0!"}},{"$f":"$F306/$Q$46","v":{"$error":"#DIV/0!"}},{"$f":"$G306/$Q$46","v":{"$error":"#DIV/0!"}},{"$f":"$H306/$Q$46","v":{"$error":"#DIV/0!"}},{"$f":"$I306/$Q$46","v":{"$error":"#DIV/0!"}},{"$f":"$J306/$Q$46","v":{"$error":"#DIV/0!"}},{"$f":"$K306/$Q$46","v":{"$error":"#DIV/0!"}},{"$f":"$L306/$Q$46","v":{"$error":"#DIV/0!"}},{"$f":"$M306/$Q$46","v":{"$error":"#DIV/0!"}},{"$f":"$N306/$Q$46","v":{"$error":"#DIV/0!"}},{"$f":"$O306/$Q$46","v":{"$error":"#DIV/0!"}},{"$f":"$P306/$Q$46","v":{"$error":"#DIV/0!"}},{"$f":"$Q306/$Q$46","v":{"$error":"#DIV/0!"}},{"$f":"$R306/$Q$46","v":{"$error":"#DIV/0!"}},{"$f":"$S306/$Q$46","v":{"$error":"#DIV/0!"}},{"$f":"$T306/$Q$46","v":{"$error":"#DIV/0!"}},{"$f":"$U306/$Q$46","v":{"$error":"#DIV/0!"}},{"$f":"$V306/$Q$46","v":{"$error":"#DIV/0!"}},{"$f":"$W306/$Q$46","v":{"$error":"#DIV/0!"}},{"$f":"$X306/$Q$46","v":{"$error":"#DIV/0!"}},{"$f":"$Y306/$Q$46","v":{"$error":"#DIV/0!"}},{"$f":"$Z306/$Q$46","v":{"$error":"#DIV/0!"}},{"$f":"$AA306/$Q$46","v":{"$error":"#DIV/0!"}},{"$f":"$AB306/$Q$46","v":{"$error":"#DIV/0!"}},{"$f":"$AC306/$Q$46","v":{"$error":"#DIV/0!"}},{"$f":"$AD306/$Q$46","v":{"$error":"#DIV/0!"}},{"$f":"$AE306/$Q$46","v":{"$error":"#DIV/0!"}},{"$f":"$AF306/$Q$46","v":{"$error":"#DIV/0!"}},{"$f":"$AG306/$Q$46","v":{"$error":"#DIV/0!"}},{"$f":"$AH306/$Q$46","v":{"$error":"#DIV/0!"}},{"$f":"$AI306/$Q$46","v":{"$error":"#DIV/0!"}},{"$f":"$AJ306/$Q$46","v":{"$error":"#DIV/0!"}},{"$f":"$AK306/$Q$46","v":{"$error":"#DIV/0!"}},{"$f":"$AL306/$Q$46","v":{"$error":"#DIV/0!"}},{"$f":"$AM306/$Q$46","v":{"$error":"#DIV/0!"}},{"$f":"$AN306/$Q$46","v":{"$error":"#DIV/0!"}},{"$f":"$AO306/$Q$46","v":{"$error":"#DIV/0!"}},{"$f":"$AP306/$Q$46","v":{"$error":"#DIV/0!"}},{"$f":"$AQ306/$Q$46","v":{"$error":"#DIV/0!"}},{"$f":"$AR306/$Q$46","v":{"$error":"#DIV/0!"}},{"$f":"$AS306/$Q$46","v":{"$error":"#DIV/0!"}},"冷房COP比","βc"]
[null,null,"Σ",{"$f":"D$239*D303","v":{"$error":"#DIV/0!"}},{"$f":"E$239*E303","v":{"$error":"#DIV/0!"}},{"$error":"#DIV/0!"},{"$error":"#DIV/0!"},{"$error":"#DIV/0!"},{"$error":"#DIV/0!"},{"$error":"#DIV/0!"},{"$error":"#DIV/0!"},{"$error":"#DIV/0!"},{"$error":"#DIV/0!"},{"$error":"#DIV/0!"},{"$error":"#DIV/0!"},{"$error":"#DIV/0!"},{"$error":"#DIV/0!"},{"$error":"#DIV/0!"},{"$error":"#DIV/0!"},{"$error":"#DIV/0!"},{"$error":"#DIV/0!"},{"$error":"#DIV/0!"},{"$error":"#DIV/0!"},{"$error":"#DIV/0!"},{"$error":"#DIV/0!"},{"$error":"#DIV/0!"},{"$error":"#DIV/0!"},{"$error":"#DIV/0!"},{"$f":"AC$239*AC303","v":{"$error":"#DIV/0!"}},{"$f":"AD$239*AD303","v":{"$error":"#DIV/0!"}},{"$f":"AE$239*AE303","v":{"$error":"#DIV/0!"}},{"$f":"AF$239*AF303","v":{"$error":"#DIV/0!"}},{"$f":"AG$239*AG303","v":{"$error":"#DIV/0!"}},{"$error":"#DIV/0!"},{"$error":"#DIV/0!"},{"$error":"#DIV/0!"},{"$error":"#DIV/0!"},{"$error":"#DIV/0!"},{"$error":"#DIV/0!"},{"$error":"#DIV/0!"},{"$error":"#DIV/0!"},{"$error":"#DIV/0!"},{"$error":"#DIV/0!"},{"$error":"#DIV/0!"},{"$f":"AS$239*AS303","v":{"$error":"#DIV/0!"}},{"$f":"SUM(D308:AS308)","v":{"$error":"#DIV/0!"}},"Σ"]
[null,"後2","冷房時エネルギー消費量比",{"$f":"D$240/D313","v":{"$error":"#DIV/0!"}},{"$f":"E$240/E313","v":{"$error":"#DIV/0!"}},{"$f":"F$240/F313","v":{"$error":"#DIV/0!"}},{"$f":"G$240/G313","v":{"$error":"#DIV/0!"}},{"$error":"#DIV/0!"},{"$f":"I$240/I313","v":{"$error":"#DIV/0!"}},{"$f":"J$240/J313","v":{"$error":"#DIV/0!"}},{"$error":"#DIV/0!"},{"$error":"#DIV/0!"},{"$error":"#DIV/0!"},{"$error":"#DIV/0!"},{"$error":"#DIV/0!"},{"$error":"#DIV/0!"},{"$error":"#DIV/0!"},{"$error":"#DIV/0!"},{"$error":"#DIV/0!"},{"$error":"#DIV/0!"},{"$error":"#DIV/0!"},{"$error":"#DIV/0!"},{"$error":"#DIV/0!"},{"$error":"#DIV/0!"},{"$error":"#DIV/0!"},{"$error":"#DIV/0!"},{"$error":"#DIV/0!"},{"$error":"#DIV/0!"},{"$error":"#DIV/0!"},{"$error":"#DIV/0!"},{"$error":"#DIV/0!"},{"$error":"#DIV/0!"},{"$error":"#DIV/0!"},{"$error":"#DIV/0!"},{"$error":"#DIV/0!"},{"$error":"#DIV/0!"},{"$error":"#DIV/0!"},{"$error":"#DIV/0!"},{"$error":"#DIV/0!"},{"$error":"#DIV/0!"},{"$error":"#DIV/0!"},{"$error":"#DIV/0!"},{"$error":"#DIV/0!"},{"$error":"#DIV/0!"},{"$error":"#DIV/0!"},"冷房時エネルギー消費量比","εc"]
[null,null,"冷房能力",{"$f":"($R$43-1.054*$R$43)/(35-29)*(D$226-35)+$R$43","v":0},0,0,0,0,0,0,0,0,0,0,0,0,0,0,0,0,0,0,0,0,0,0,0,0,0,0,0,0,0,0,0,0,0,0,0,0,0,0,0,0,0,"冷房能力","Φc"]
[null,null,"冷房エネルギー消費量",{"$f":"($R$44-0.94*$R$44)/(35-29)*(D$226-35)+$R$44","v":0},0,0,0,0,0,0,0,0,0,0,0,0,0,0,0,0,0,0,0,0,0,0,0,0,0,0,0,0,0,0,0,0,0,0,0,0,0,0,0,0,0,"冷房エネルギー消費量","Pc"]
[null,null,"冷房COP",{"$f":"D310/(D311+$R$45*$I$46*D$240)","v":{"$error":"#DIV/0!"}},{"$f":"E310/(E311+$R$45*$I$46*E$240)","v":{"$error":"#DIV/0!"}},{"$error":"#DIV/0!"},{"$error":"#DIV/0!"},{"$error":"#DIV/0!"},{"$error":"#DIV/0!"},{"$error":"#DIV/0!"},{"$error":"#DIV/0!"},{"$error":"#DIV/0!"},{"$error":"#DIV/0!"},{"$error":"#DIV/0!"},{"$error":"#DIV/0!"},{"$error":"#DIV/0!"},{"$error":"#DIV/0!"},{"$error":"#DIV/0!"},{"$error":"#DIV/0!"},{"$error":"#DIV/0!"},{"$error":"#DIV/0!"},{"$error":"#DIV/0!"},{"$error":"#DIV/0!"},{"$error":"#DIV/0!"},{"$error":"#DIV/0!"},{"$error":"#DIV/0!"},{"$error":"#DIV/0!"},{"$error":"#DIV/0!"},{"$error":"#DIV/0!"},{"$error":"#DIV/0!"},{"$error":"#DIV/0!"},{"$error":"#DIV/0!"},{"$error":"#DIV/0!"},{"$error":"#DIV/0!"},{"$error":"#DIV/0!"},{"$error":"#DIV/0!"},{"$error":"#DIV/0!"},{"$error":"#DIV/0!"},{"$error":"#DIV/0!"},{"$error":"#DIV/0!"},{"$error":"#DIV/0!"},{"$error":"#DIV/0!"},{"$error":"#DIV/0!"},{"$error":"#DIV/0!"},{"$error":"#DIV/0!"},"冷房COP","σc"]
[null,null,"冷房COP比",{"$f":"$D312/$R$46","v":{"$error":"#DIV/0!"}},{"$f":"$E312/$R$46","v":{"$error":"#DIV/0!"}},{"$f":"$F312/$R$46","v":{"$error":"#DIV/0!"}},{"$f":"$G312/$R$46","v":{"$error":"#DIV/0!"}},{"$f":"$H312/$R$46","v":{"$error":"#DIV/0!"}},{"$f":"$I312/$R$46","v":{"$error":"#DIV/0!"}},{"$f":"$J312/$R$46","v":{"$error":"#DIV/0!"}},{"$f":"$K312/$R$46","v":{"$error":"#DIV/0!"}},{"$f":"$L312/$R$46","v":{"$error":"#DIV/0!"}},{"$f":"$M312/$R$46","v":{"$error":"#DIV/0!"}},{"$f":"$N312/$R$46","v":{"$error":"#DIV/0!"}},{"$f":"$O312/$R$46","v":{"$error":"#DIV/0!"}},{"$f":"$P312/$R$46","v":{"$error":"#DIV/0!"}},{"$f":"$Q312/$R$46","v":{"$error":"#DIV/0!"}},{"$f":"$R312/$R$46","v":{"$error":"#DIV/0!"}},{"$f":"$S312/$R$46","v":{"$error":"#DIV/0!"}},{"$f":"$T312/$R$46","v":{"$error":"#DIV/0!"}},{"$f":"$U312/$R$46","v":{"$error":"#DIV/0!"}},{"$f":"$V312/$R$46","v":{"$error":"#DIV/0!"}},{"$f":"$W312/$R$46","v":{"$error":"#DIV/0!"}},{"$f":"$X312/$R$46","v":{"$error":"#DIV/0!"}},{"$f":"$Y312/$R$46","v":{"$error":"#DIV/0!"}},{"$f":"$Z312/$R$46","v":{"$error":"#DIV/0!"}},{"$f":"$AA312/$R$46","v":{"$error":"#DIV/0!"}},{"$f":"$AB312/$R$46","v":{"$error":"#DIV/0!"}},{"$f":"$AC312/$R$46","v":{"$error":"#DIV/0!"}},{"$f":"$AD312/$R$46","v":{"$error":"#DIV/0!"}},{"$f":"$AE312/$R$46","v":{"$error":"#DIV/0!"}},{"$f":"$AF312/$R$46","v":{"$error":"#DIV/0!"}},{"$f":"$AG312/$R$46","v":{"$error":"#DIV/0!"}},{"$f":"$AH312/$R$46","v":{"$error":"#DIV/0!"}},{"$f":"$AI312/$R$46","v":{"$error":"#DIV/0!"}},{"$f":"$AJ312/$R$46","v":{"$error":"#DIV/0!"}},{"$f":"$AK312/$R$46","v":{"$error":"#DIV/0!"}},{"$f":"$AL312/$R$46","v":{"$error":"#DIV/0!"}},{"$f":"$AM312/$R$46","v":{"$error":"#DIV/0!"}},{"$f":"$AN312/$R$46","v":{"$error":"#DIV/0!"}},{"$f":"$AO312/$R$46","v":{"$error":"#DIV/0!"}},{"$f":"$AP312/$R$46","v":{"$error":"#DIV/0!"}},{"$f":"$AQ312/$R$46","v":{"$error":"#DIV/0!"}},{"$f":"$AR312/$R$46","v":{"$error":"#DIV/0!"}},{"$f":"$AS312/$R$46","v":{"$error":"#DIV/0!"}},"冷房COP比","βc"]
[null,null,"Σ",{"$f":"D$239*D309","v":{"$error":"#DIV/0!"}},{"$f":"E$239*E309","v":{"$error":"#DIV/0!"}},{"$error":"#DIV/0!"},{"$error":"#DIV/0!"},{"$error":"#DIV/0!"},{"$error":"#DIV/0!"},{"$error":"#DIV/0!"},{"$error":"#DIV/0!"},{"$error":"#DIV/0!"},{"$error":"#DIV/0!"},{"$error":"#DIV/0!"},{"$error":"#DIV/0!"},{"$error":"#DIV/0!"},{"$error":"#DIV/0!"},{"$error":"#DIV/0!"},{"$error":"#DIV/0!"},{"$error":"#DIV/0!"},{"$error":"#DIV/0!"},{"$error":"#DIV/0!"},{"$error":"#DIV/0!"},{"$error":"#DIV/0!"},{"$error":"#DIV/0!"},{"$error":"#DIV/0!"},{"$error":"#DIV/0!"},{"$error":"#DIV/0!"},{"$f":"AC$239*AC309","v":{"$error":"#DIV/0!"}},{"$error":"#DIV/0!"},{"$error":"#DIV/0!"},{"$f":"AF$239*AF309","v":{"$error":"#DIV/0!"}},{"$error":"#DIV/0!"},{"$error":"#DIV/0!"},{"$error":"#DIV/0!"},{"$error":"#DIV/0!"},{"$error":"#DIV/0!"},{"$error":"#DIV/0!"},{"$error":"#DIV/0!"},{"$error":"#DIV/0!"},{"$error":"#DIV/0!"},{"$error":"#DIV/0!"},{"$error":"#DIV/0!"},{"$error":"#DIV/0!"},{"$f":"AS$239*AS309","v":{"$error":"#DIV/0!"}},{"$f":"SUM(D314:AS314)","v":{"$error":"#DIV/0!"}},"Σ"]
[null,"後3","冷房時エネルギー消費量比",{"$f":"D$240/D319","v":{"$error":"#DIV/0!"}},{"$f":"E$240/E319","v":{"$error":"#DIV/0!"}},{"$f":"F$240/F319","v":{"$error":"#DIV/0!"}},{"$f":"G$240/G319","v":{"$error":"#DIV/0!"}},{"$error":"#DIV/0!"},{"$f":"I$240/I319","v":{"$error":"#DIV/0!"}},{"$f":"J$240/J319","v":{"$error":"#DIV/0!"}},{"$error":"#DIV/0!"},{"$error":"#DIV/0!"},{"$error":"#DIV/0!"},{"$error":"#DIV/0!"},{"$error":"#DIV/0!"},{"$error":"#DIV/0!"},{"$error":"#DIV/0!"},{"$error":"#DIV/0!"},{"$error":"#DIV/0!"},{"$error":"#DIV/0!"},{"$error":"#DIV/0!"},{"$error":"#DIV/0!"},{"$error":"#DIV/0!"},{"$error":"#DIV/0!"},{"$error":"#DIV/0!"},{"$error":"#DIV/0!"},{"$error":"#DIV/0!"},{"$error":"#DIV/0!"},{"$error":"#DIV/0!"},{"$error":"#DIV/0!"},{"$error":"#DIV/0!"},{"$error":"#DIV/0!"},{"$error":"#DIV/0!"},{"$error":"#DIV/0!"},{"$error":"#DIV/0!"},{"$error":"#DIV/0!"},{"$error":"#DIV/0!"},{"$error":"#DIV/0!"},{"$error":"#DIV/0!"},{"$error":"#DIV/0!"},{"$error":"#DIV/0!"},{"$error":"#DIV/0!"},{"$error":"#DIV/0!"},{"$error":"#DIV/0!"},{"$error":"#DIV/0!"},"冷房時エネルギー消費量比","εc"]
[null,null,"冷房能力",{"$f":"($S$43-1.054*$S$43)/(35-29)*(D$226-35)+$S$43","v":0},0,0,0,0,0,0,0,0,0,0,0,0,0,0,0,0,0,0,0,0,0,0,0,0,0,0,0,0,0,0,0,0,0,0,0,0,0,0,0,0,0,"冷房能力","Φc"]
[null,null,"冷房エネルギー消費量",{"$f":"($S$44-0.94*$S$44)/(35-29)*(D$226-35)+$S$44","v":0},0,0,0,0,0,0,0,0,0,0,0,0,0,0,0,0,0,0,0,0,0,0,0,0,0,0,0,0,0,0,0,0,0,0,0,0,0,0,0,0,0,"冷房エネルギー消費量","Pc"]
[null,null,"冷房COP",{"$f":"D316/(D317+$S$45*$I$46*D$240)","v":{"$error":"#DIV/0!"}},{"$f":"E316/(E317+$S$45*$I$46*E$240)","v":{"$error":"#DIV/0!"}},{"$error":"#DIV/0!"},{"$error":"#DIV/0!"},{"$error":"#DIV/0!"},{"$error":"#DIV/0!"},{"$error":"#DIV/0!"},{"$error":"#DIV/0!"},{"$error":"#DIV/0!"},{"$error":"#DIV/0!"},{"$error":"#DIV/0!"},{"$error":"#DIV/0!"},{"$error":"#DIV/0!"},{"$error":"#DIV/0!"},{"$error":"#DIV/0!"},{"$error":"#DIV/0!"},{"$error":"#DIV/0!"},{"$error":"#DIV/0!"},{"$error":"#DIV/0!"},{"$error":"#DIV/0!"},{"$error":"#DIV/0!"},{"$error":"#DIV/0!"},{"$error":"#DIV/0!"},{"$error":"#DIV/0!"},{"$error":"#DIV/0!"},{"$error":"#DIV/0!"},{"$error":"#DIV/0!"},{"$error":"#DIV/0!"},{"$error":"#DIV/0!"},{"$error":"#DIV/0!"},{"$error":"#DIV/0!"},{"$error":"#DIV/0!"},{"$error":"#DIV/0!"},{"$error":"#DIV/0!"},{"$error":"#DIV/0!"},{"$error":"#DIV/0!"},{"$error":"#DIV/0!"},{"$error":"#DIV/0!"},{"$error":"#DIV/0!"},{"$error":"#DIV/0!"},{"$error":"#DIV/0!"},{"$error":"#DIV/0!"},"冷房COP","σc"]
[null,null,"冷房COP比",{"$f":"$D318/$S$46","v":{"$error":"#DIV/0!"}},{"$f":"$E318/$S$46","v":{"$error":"#DIV/0!"}},{"$f":"$F318/$S$46","v":{"$error":"#DIV/0!"}},{"$f":"$G318/$S$46","v":{"$error":"#DIV/0!"}},{"$f":"$H318/$S$46","v":{"$error":"#DIV/0!"}},{"$f":"$I318/$S$46","v":{"$error":"#DIV/0!"}},{"$f":"$J318/$S$46","v":{"$error":"#DIV/0!"}},{"$f":"$K318/$S$46","v":{"$error":"#DIV/0!"}},{"$f":"$L318/$S$46","v":{"$error":"#DIV/0!"}},{"$f":"$M318/$S$46","v":{"$error":"#DIV/0!"}},{"$f":"$N318/$S$46","v":{"$error":"#DIV/0!"}},{"$f":"$O318/$S$46","v":{"$error":"#DIV/0!"}},{"$f":"$P318/$S$46","v":{"$error":"#DIV/0!"}},{"$f":"$Q318/$S$46","v":{"$error":"#DIV/0!"}},{"$f":"$R318/$S$46","v":{"$error":"#DIV/0!"}},{"$f":"$S318/$S$46","v":{"$error":"#DIV/0!"}},{"$f":"$T318/$S$46","v":{"$error":"#DIV/0!"}},{"$f":"$U318/$S$46","v":{"$error":"#DIV/0!"}},{"$f":"$V318/$S$46","v":{"$error":"#DIV/0!"}},{"$f":"$W318/$S$46","v":{"$error":"#DIV/0!"}},{"$f":"$X318/$S$46","v":{"$error":"#DIV/0!"}},{"$f":"$Y318/$S$46","v":{"$error":"#DIV/0!"}},{"$f":"$Z318/$S$46","v":{"$error":"#DIV/0!"}},{"$f":"$AA318/$S$46","v":{"$error":"#DIV/0!"}},{"$f":"$AB318/$S$46","v":{"$error":"#DIV/0!"}},{"$f":"$AC318/$S$46","v":{"$error":"#DIV/0!"}},{"$f":"$AD318/$S$46","v":{"$error":"#DIV/0!"}},{"$f":"$AE318/$S$46","v":{"$error":"#DIV/0!"}},{"$f":"$AF318/$S$46","v":{"$error":"#DIV/0!"}},{"$f":"$AG318/$S$46","v":{"$error":"#DIV/0!"}},{"$f":"$AH318/$S$46","v":{"$error":"#DIV/0!"}},{"$f":"$AI318/$S$46","v":{"$error":"#DIV/0!"}},{"$f":"$AJ318/$S$46","v":{"$error":"#DIV/0!"}},{"$f":"$AK318/$S$46","v":{"$error":"#DIV/0!"}},{"$f":"$AL318/$S$46","v":{"$error":"#DIV/0!"}},{"$f":"$AM318/$S$46","v":{"$error":"#DIV/0!"}},{"$f":"$AN318/$S$46","v":{"$error":"#DIV/0!"}},{"$f":"$AO318/$S$46","v":{"$error":"#DIV/0!"}},{"$f":"$AP318/$S$46","v":{"$error":"#DIV/0!"}},{"$f":"$AQ318/$S$46","v":{"$error":"#DIV/0!"}},{"$f":"$AR318/$S$46","v":{"$error":"#DIV/0!"}},{"$f":"$AS318/$S$46","v":{"$error":"#DIV/0!"}},"冷房COP比","βc"]
[null,null,"Σ",{"$f":"D$239*D315","v":{"$error":"#DIV/0!"}},{"$f":"E$239*E315","v":{"$error":"#DIV/0!"}},{"$error":"#DIV/0!"},{"$error":"#DIV/0!"},{"$error":"#DIV/0!"},{"$error":"#DIV/0!"},{"$error":"#DIV/0!"},{"$error":"#DIV/0!"},{"$error":"#DIV/0!"},{"$error":"#DIV/0!"},{"$error":"#DIV/0!"},{"$error":"#DIV/0!"},{"$error":"#DIV/0!"},{"$error":"#DIV/0!"},{"$error":"#DIV/0!"},{"$error":"#DIV/0!"},{"$error":"#DIV/0!"},{"$error":"#DIV/0!"},{"$error":"#DIV/0!"},{"$error":"#DIV/0!"},{"$error":"#DIV/0!"},{"$error":"#DIV/0!"},{"$error":"#DIV/0!"},{"$error":"#DIV/0!"},{"$error":"#DIV/0!"},{"$f":"AC$239*AC315","v":{"$error":"#DIV/0!"}},{"$error":"#DIV/0!"},{"$error":"#DIV/0!"},{"$f":"AF$239*AF315","v":{"$error":"#DIV/0!"}},{"$error":"#DIV/0!"},{"$error":"#DIV/0!"},{"$error":"#DIV/0!"},{"$error":"#DIV/0!"},{"$error":"#DIV/0!"},{"$error":"#DIV/0!"},{"$error":"#DIV/0!"},{"$error":"#DIV/0!"},{"$error":"#DIV/0!"},{"$error":"#DIV/0!"},{"$error":"#DIV/0!"},{"$error":"#DIV/0!"},{"$f":"AS$239*AS315","v":{"$error":"#DIV/0!"}},{"$f":"SUM(D320:AS320)","v":{"$error":"#DIV/0!"}},"Σ"]
[null,"後4","冷房時エネルギー消費量比",{"$f":"D$240/D325","v":{"$error":"#DIV/0!"}},{"$f":"E$240/E325","v":{"$error":"#DIV/0!"}},{"$f":"F$240/F325","v":{"$error":"#DIV/0!"}},{"$f":"G$240/G325","v":{"$error":"#DIV/0!"}},{"$error":"#DIV/0!"},{"$f":"I$240/I325","v":{"$error":"#DIV/0!"}},{"$f":"J$240/J325","v":{"$error":"#DIV/0!"}},{"$error":"#DIV/0!"},{"$error":"#DIV/0!"},{"$error":"#DIV/0!"},{"$error":"#DIV/0!"},{"$error":"#DIV/0!"},{"$error":"#DIV/0!"},{"$error":"#DIV/0!"},{"$error":"#DIV/0!"},{"$error":"#DIV/0!"},{"$error":"#DIV/0!"},{"$error":"#DIV/0!"},{"$error":"#DIV/0!"},{"$error":"#DIV/0!"},{"$error":"#DIV/0!"},{"$error":"#DIV/0!"},{"$error":"#DIV/0!"},{"$error":"#DIV/0!"},{"$error":"#DIV/0!"},{"$error":"#DIV/0!"},{"$error":"#DIV/0!"},{"$error":"#DIV/0!"},{"$error":"#DIV/0!"},{"$error":"#DIV/0!"},{"$error":"#DIV/0!"},{"$error":"#DIV/0!"},{"$error":"#DIV/0!"},{"$error":"#DIV/0!"},{"$error":"#DIV/0!"},{"$error":"#DIV/0!"},{"$error":"#DIV/0!"},{"$error":"#DIV/0!"},{"$error":"#DIV/0!"},{"$error":"#DIV/0!"},{"$error":"#DIV/0!"},{"$error":"#DIV/0!"},"冷房時エネルギー消費量比","εc"]
[null,null,"冷房能力",{"$f":"($T$43-1.054*$T$43)/(35-29)*(D$226-35)+$T$43","v":0},0,0,0,0,0,0,0,0,0,0,0,0,0,0,0,0,0,0,0,0,0,0,0,0,0,0,0,0,0,0,0,0,0,0,0,0,0,0,0,0,0,"冷房能力","Φc"]
[null,null,"冷房エネルギー消費量",{"$f":"($T$44-0.94*$T$44)/(35-29)*(D$226-35)+$T$44","v":0},0,0,0,0,0,0,0,0,0,0,0,0,0,0,0,0,0,0,0,0,0,0,0,0,0,0,0,0,0,0,0,0,0,0,0,0,0,0,0,0,0,"冷房エネルギー消費量","Pc"]
[null,null,"冷房COP",{"$f":"D322/(D323+$T$45*$I$46*D$240)","v":{"$error":"#DIV/0!"}},{"$f":"E322/(E323+$T$45*$I$46*E$240)","v":{"$error":"#DIV/0!"}},{"$error":"#DIV/0!"},{"$error":"#DIV/0!"},{"$error":"#DIV/0!"},{"$error":"#DIV/0!"},{"$error":"#DIV/0!"},{"$error":"#DIV/0!"},{"$error":"#DIV/0!"},{"$error":"#DIV/0!"},{"$error":"#DIV/0!"},{"$error":"#DIV/0!"},{"$error":"#DIV/0!"},{"$error":"#DIV/0!"},{"$error":"#DIV/0!"},{"$error":"#DIV/0!"},{"$error":"#DIV/0!"},{"$error":"#DIV/0!"},{"$error":"#DIV/0!"},{"$error":"#DIV/0!"},{"$error":"#DIV/0!"},{"$error":"#DIV/0!"},{"$error":"#DIV/0!"},{"$error":"#DIV/0!"},{"$error":"#DIV/0!"},{"$error":"#DIV/0!"},{"$error":"#DIV/0!"},{"$error":"#DIV/0!"},{"$error":"#DIV/0!"},{"$error":"#DIV/0!"},{"$error":"#DIV/0!"},{"$error":"#DIV/0!"},{"$error":"#DIV/0!"},{"$error":"#DIV/0!"},{"$error":"#DIV/0!"},{"$error":"#DIV/0!"},{"$error":"#DIV/0!"},{"$error":"#DIV/0!"},{"$error":"#DIV/0!"},{"$error":"#DIV/0!"},{"$error":"#DIV/0!"},{"$error":"#DIV/0!"},"冷房COP","σc"]
[null,null,"冷房COP比",{"$f":"$D324/$T$46","v":{"$error":"#DIV/0!"}},{"$f":"$E324/$T$46","v":{"$error":"#DIV/0!"}},{"$f":"$F324/$T$46","v":{"$error":"#DIV/0!"}},{"$f":"$G324/$T$46","v":{"$error":"#DIV/0!"}},{"$f":"$H324/$T$46","v":{"$error":"#DIV/0!"}},{"$f":"$I324/$T$46","v":{"$error":"#DIV/0!"}},{"$f":"$J324/$T$46","v":{"$error":"#DIV/0!"}},{"$f":"$K324/$T$46","v":{"$error":"#DIV/0!"}},{"$f":"$L324/$T$46","v":{"$error":"#DIV/0!"}},{"$f":"$M324/$T$46","v":{"$error":"#DIV/0!"}},{"$f":"$N324/$T$46","v":{"$error":"#DIV/0!"}},{"$f":"$O324/$T$46","v":{"$error":"#DIV/0!"}},{"$f":"$P324/$T$46","v":{"$error":"#DIV/0!"}},{"$f":"$Q324/$T$46","v":{"$error":"#DIV/0!"}},{"$f":"$R324/$T$46","v":{"$error":"#DIV/0!"}},{"$f":"$S324/$T$46","v":{"$error":"#DIV/0!"}},{"$f":"$T324/$T$46","v":{"$error":"#DIV/0!"}},{"$f":"$U324/$T$46","v":{"$error":"#DIV/0!"}},{"$f":"$V324/$T$46","v":{"$error":"#DIV/0!"}},{"$f":"$W324/$T$46","v":{"$error":"#DIV/0!"}},{"$f":"$X324/$T$46","v":{"$error":"#DIV/0!"}},{"$f":"$Y324/$T$46","v":{"$error":"#DIV/0!"}},{"$f":"$Z324/$T$46","v":{"$error":"#DIV/0!"}},{"$f":"$AA324/$T$46","v":{"$error":"#DIV/0!"}},{"$f":"$AB324/$T$46","v":{"$error":"#DIV/0!"}},{"$f":"$AC324/$T$46","v":{"$error":"#DIV/0!"}},{"$f":"$AD324/$T$46","v":{"$error":"#DIV/0!"}},{"$f":"$AE324/$T$46","v":{"$error":"#DIV/0!"}},{"$f":"$AF324/$T$46","v":{"$error":"#DIV/0!"}},{"$f":"$AG324/$T$46","v":{"$error":"#DIV/0!"}},{"$f":"$AH324/$T$46","v":{"$error":"#DIV/0!"}},{"$f":"$AI324/$T$46","v":{"$error":"#DIV/0!"}},{"$f":"$AJ324/$T$46","v":{"$error":"#DIV/0!"}},{"$f":"$AK324/$T$46","v":{"$error":"#DIV/0!"}},{"$f":"$AL324/$T$46","v":{"$error":"#DIV/0!"}},{"$f":"$AM324/$T$46","v":{"$error":"#DIV/0!"}},{"$f":"$AN324/$T$46","v":{"$error":"#DIV/0!"}},{"$f":"$AO324/$T$46","v":{"$error":"#DIV/0!"}},{"$f":"$AP324/$T$46","v":{"$error":"#DIV/0!"}},{"$f":"$AQ324/$T$46","v":{"$error":"#DIV/0!"}},{"$f":"$AR324/$T$46","v":{"$error":"#DIV/0!"}},{"$f":"$AS324/$T$46","v":{"$error":"#DIV/0!"}},"冷房COP比","βc"]
[null,null,"Σ",{"$f":"D$239*D321","v":{"$error":"#DIV/0!"}},{"$f":"E$239*E321","v":{"$error":"#DIV/0!"}},{"$error":"#DIV/0!"},{"$error":"#DIV/0!"},{"$error":"#DIV/0!"},{"$error":"#DIV/0!"},{"$error":"#DIV/0!"},{"$error":"#DIV/0!"},{"$error":"#DIV/0!"},{"$error":"#DIV/0!"},{"$error":"#DIV/0!"},{"$error":"#DIV/0!"},{"$error":"#DIV/0!"},{"$error":"#DIV/0!"},{"$error":"#DIV/0!"},{"$error":"#DIV/0!"},{"$error":"#DIV/0!"},{"$error":"#DIV/0!"},{"$error":"#DIV/0!"},{"$error":"#DIV/0!"},{"$error":"#DIV/0!"},{"$error":"#DIV/0!"},{"$error":"#DIV/0!"},{"$error":"#DIV/0!"},{"$error":"#DIV/0!"},{"$f":"AC$239*AC321","v":{"$error":"#DIV/0!"}},{"$error":"#DIV/0!"},{"$error":"#DIV/0!"},{"$f":"AF$239*AF321","v":{"$error":"#DIV/0!"}},{"$error":"#DIV/0!"},{"$error":"#DIV/0!"},{"$error":"#DIV/0!"},{"$error":"#DIV/0!"},{"$error":"#DIV/0!"},{"$error":"#DIV/0!"},{"$error":"#DIV/0!"},{"$error":"#DIV/0!"},{"$error":"#DIV/0!"},{"$error":"#DIV/0!"},{"$error":"#DIV/0!"},{"$error":"#DIV/0!"},{"$f":"AS$239*AS321","v":{"$error":"#DIV/0!"}},{"$f":"SUM(D326:AS326)","v":{"$error":"#DIV/0!"}},"Σ"]
[null,"後5","冷房時エネルギー消費量比",{"$f":"D$240/D331","v":{"$error":"#DIV/0!"}},{"$f":"E$240/E331","v":{"$error":"#DIV/0!"}},{"$f":"F$240/F331","v":{"$error":"#DIV/0!"}},{"$f":"G$240/G331","v":{"$error":"#DIV/0!"}},{"$error":"#DIV/0!"},{"$f":"I$240/I331","v":{"$error":"#DIV/0!"}},{"$f":"J$240/J331","v":{"$error":"#DIV/0!"}},{"$error":"#DIV/0!"},{"$error":"#DIV/0!"},{"$error":"#DIV/0!"},{"$error":"#DIV/0!"},{"$error":"#DIV/0!"},{"$error":"#DIV/0!"},{"$error":"#DIV/0!"},{"$error":"#DIV/0!"},{"$error":"#DIV/0!"},{"$error":"#DIV/0!"},{"$error":"#DIV/0!"},{"$error":"#DIV/0!"},{"$error":"#DIV/0!"},{"$error":"#DIV/0!"},{"$error":"#DIV/0!"},{"$error":"#DIV/0!"},{"$error":"#DIV/0!"},{"$error":"#DIV/0!"},{"$error":"#DIV/0!"},{"$error":"#DIV/0!"},{"$error":"#DIV/0!"},{"$error":"#DIV/0!"},{"$error":"#DIV/0!"},{"$error":"#DIV/0!"},{"$error":"#DIV/0!"},{"$error":"#DIV/0!"},{"$error":"#DIV/0!"},{"$error":"#DIV/0!"},{"$error":"#DIV/0!"},{"$error":"#DIV/0!"},{"$error":"#DIV/0!"},{"$error":"#DIV/0!"},{"$error":"#DIV/0!"},{"$error":"#DIV/0!"},{"$error":"#DIV/0!"},"冷房時エネルギー消費量比","εc"]
[null,null,"冷房能力",{"$f":"($U$43-1.054*$U$43)/(35-29)*(D$226-35)+$U$43","v":0},0,0,0,0,0,0,0,0,0,0,0,0,0,0,0,0,0,0,0,0,0,0,0,0,0,0,0,0,0,0,0,0,0,0,0,0,0,0,0,0,0,"冷房能力","Φc"]
[null,null,"冷房エネルギー消費量",{"$f":"($U$44-0.94*$U$44)/(35-29)*(D$226-35)+$U$44","v":0},0,0,0,0,0,0,0,0,0,0,0,0,0,0,0,0,0,0,0,0,0,0,0,0,0,0,0,0,0,0,0,0,0,0,0,0,0,0,0,0,0,"冷房エネルギー消費量","Pc"]
[null,null,"冷房COP",{"$f":"D328/(D329+$U$45*$I$46*D$240)","v":{"$error":"#DIV/0!"}},{"$f":"E328/(E329+$U$45*$I$46*E$240)","v":{"$error":"#DIV/0!"}},{"$error":"#DIV/0!"},{"$error":"#DIV/0!"},{"$error":"#DIV/0!"},{"$error":"#DIV/0!"},{"$error":"#DIV/0!"},{"$error":"#DIV/0!"},{"$error":"#DIV/0!"},{"$error":"#DIV/0!"},{"$error":"#DIV/0!"},{"$error":"#DIV/0!"},{"$error":"#DIV/0!"},{"$error":"#DIV/0!"},{"$error":"#DIV/0!"},{"$error":"#DIV/0!"},{"$error":"#DIV/0!"},{"$error":"#DIV/0!"},{"$error":"#DIV/0!"},{"$error":"#DIV/0!"},{"$error":"#DIV/0!"},{"$error":"#DIV/0!"},{"$error":"#DIV/0!"},{"$error":"#DIV/0!"},{"$error":"#DIV/0!"},{"$error":"#DIV/0!"},{"$error":"#DIV/0!"},{"$error":"#DIV/0!"},{"$error":"#DIV/0!"},{"$error":"#DIV/0!"},{"$error":"#DIV/0!"},{"$error":"#DIV/0!"},{"$error":"#DIV/0!"},{"$error":"#DIV/0!"},{"$error":"#DIV/0!"},{"$error":"#DIV/0!"},{"$error":"#DIV/0!"},{"$error":"#DIV/0!"},{"$error":"#DIV/0!"},{"$error":"#DIV/0!"},{"$error":"#DIV/0!"},{"$error":"#DIV/0!"},"冷房COP","σc"]
[null,null,"冷房COP比",{"$f":"$D330/$U$46","v":{"$error":"#DIV/0!"}},{"$f":"$E330/$U$46","v":{"$error":"#DIV/0!"}},{"$f":"$F330/$U$46","v":{"$error":"#DIV/0!"}},{"$f":"$G330/$U$46","v":{"$error":"#DIV/0!"}},{"$f":"$H330/$U$46","v":{"$error":"#DIV/0!"}},{"$f":"$I330/$U$46","v":{"$error":"#DIV/0!"}},{"$f":"$J330/$U$46","v":{"$error":"#DIV/0!"}},{"$f":"$K330/$U$46","v":{"$error":"#DIV/0!"}},{"$f":"$L330/$U$46","v":{"$error":"#DIV/0!"}},{"$f":"$M330/$U$46","v":{"$error":"#DIV/0!"}},{"$f":"$N330/$U$46","v":{"$error":"#DIV/0!"}},{"$f":"$O330/$U$46","v":{"$error":"#DIV/0!"}},{"$f":"$P330/$U$46","v":{"$error":"#DIV/0!"}},{"$f":"$Q330/$U$46","v":{"$error":"#DIV/0!"}},{"$f":"$R330/$U$46","v":{"$error":"#DIV/0!"}},{"$f":"$S330/$U$46","v":{"$error":"#DIV/0!"}},{"$f":"$T330/$U$46","v":{"$error":"#DIV/0!"}},{"$f":"$U330/$U$46","v":{"$error":"#DIV/0!"}},{"$f":"$V330/$U$46","v":{"$error":"#DIV/0!"}},{"$f":"$W330/$U$46","v":{"$error":"#DIV/0!"}},{"$f":"$X330/$U$46","v":{"$error":"#DIV/0!"}},{"$f":"$Y330/$U$46","v":{"$error":"#DIV/0!"}},{"$f":"$Z330/$U$46","v":{"$error":"#DIV/0!"}},{"$f":"$AA330/$U$46","v":{"$error":"#DIV/0!"}},{"$f":"$AB330/$U$46","v":{"$error":"#DIV/0!"}},{"$f":"$AC330/$U$46","v":{"$error":"#DIV/0!"}},{"$f":"$AD330/$U$46","v":{"$error":"#DIV/0!"}},{"$f":"$AE330/$U$46","v":{"$error":"#DIV/0!"}},{"$f":"$AF330/$U$46","v":{"$error":"#DIV/0!"}},{"$f":"$AG330/$U$46","v":{"$error":"#DIV/0!"}},{"$f":"$AH330/$U$46","v":{"$error":"#DIV/0!"}},{"$f":"$AI330/$U$46","v":{"$error":"#DIV/0!"}},{"$f":"$AJ330/$U$46","v":{"$error":"#DIV/0!"}},{"$f":"$AK330/$U$46","v":{"$error":"#DIV/0!"}},{"$f":"$AL330/$U$46","v":{"$error":"#DIV/0!"}},{"$f":"$AM330/$U$46","v":{"$error":"#DIV/0!"}},{"$f":"$AN330/$U$46","v":{"$error":"#DIV/0!"}},{"$f":"$AO330/$U$46","v":{"$error":"#DIV/0!"}},{"$f":"$AP330/$U$46","v":{"$error":"#DIV/0!"}},{"$f":"$AQ330/$U$46","v":{"$error":"#DIV/0!"}},{"$f":"$AR330/$U$46","v":{"$error":"#DIV/0!"}},{"$f":"$AS330/$U$46","v":{"$error":"#DIV/0!"}},"冷房COP比","βc"]
[null,null,"Σ",{"$f":"D$239*D327","v":{"$error":"#DIV/0!"}},{"$f":"E$239*E327","v":{"$error":"#DIV/0!"}},{"$error":"#DIV/0!"},{"$error":"#DIV/0!"},{"$error":"#DIV/0!"},{"$error":"#DIV/0!"},{"$error":"#DIV/0!"},{"$error":"#DIV/0!"},{"$error":"#DIV/0!"},{"$error":"#DIV/0!"},{"$error":"#DIV/0!"},{"$error":"#DIV/0!"},{"$error":"#DIV/0!"},{"$error":"#DIV/0!"},{"$error":"#DIV/0!"},{"$error":"#DIV/0!"},{"$error":"#DIV/0!"},{"$error":"#DIV/0!"},{"$f":"V$239*V327","v":{"$error":"#DIV/0!"}},{"$error":"#DIV/0!"},{"$error":"#DIV/0!"},{"$error":"#DIV/0!"},{"$error":"#DIV/0!"},{"$error":"#DIV/0!"},{"$error":"#DIV/0!"},{"$f":"AC$239*AC327","v":{"$error":"#DIV/0!"}},{"$error":"#DIV/0!"},{"$error":"#DIV/0!"},{"$f":"AF$239*AF327","v":{"$error":"#DIV/0!"}},{"$error":"#DIV/0!"},{"$error":"#DIV/0!"},{"$error":"#DIV/0!"},{"$error":"#DIV/0!"},{"$error":"#DIV/0!"},{"$error":"#DIV/0!"},{"$error":"#DIV/0!"},{"$error":"#DIV/0!"},{"$error":"#DIV/0!"},{"$error":"#DIV/0!"},{"$error":"#DIV/0!"},{"$error":"#DIV/0!"},{"$f":"AS$239*AS327","v":{"$error":"#DIV/0!"}},{"$f":"SUM(D332:AS332)","v":{"$error":"#DIV/0!"}},"Σ"]
[null,"後6","冷房時エネルギー消費量比",{"$f":"D$240/D337","v":{"$error":"#DIV/0!"}},{"$f":"E$240/E337","v":{"$error":"#DIV/0!"}},{"$f":"F$240/F337","v":{"$error":"#DIV/0!"}},{"$f":"G$240/G337","v":{"$error":"#DIV/0!"}},{"$error":"#DIV/0!"},{"$f":"I$240/I337","v":{"$error":"#DIV/0!"}},{"$f":"J$240/J337","v":{"$error":"#DIV/0!"}},{"$error":"#DIV/0!"},{"$error":"#DIV/0!"},{"$error":"#DIV/0!"},{"$error":"#DIV/0!"},{"$error":"#DIV/0!"},{"$error":"#DIV/0!"},{"$error":"#DIV/0!"},{"$error":"#DIV/0!"},{"$error":"#DIV/0!"},{"$error":"#DIV/0!"},{"$error":"#DIV/0!"},{"$error":"#DIV/0!"},{"$error":"#DIV/0!"},{"$error":"#DIV/0!"},{"$error":"#DIV/0!"},{"$error":"#DIV/0!"},{"$error":"#DIV/0!"},{"$error":"#DIV/0!"},{"$error":"#DIV/0!"},{"$error":"#DIV/0!"},{"$error":"#DIV/0!"},{"$error":"#DIV/0!"},{"$error":"#DIV/0!"},{"$error":"#DIV/0!"},{"$error":"#DIV/0!"},{"$error":"#DIV/0!"},{"$error":"#DIV/0!"},{"$error":"#DIV/0!"},{"$error":"#DIV/0!"},{"$error":"#DIV/0!"},{"$error":"#DIV/0!"},{"$error":"#DIV/0!"},{"$error":"#DIV/0!"},{"$error":"#DIV/0!"},{"$error":"#DIV/0!"},"冷房時エネルギー消費量比","εc"]
[null,null,"冷房能力",{"$f":"($V$43-1.054*$V$43)/(35-29)*(D$226-35)+$V$43","v":0},0,0,0,0,0,0,0,0,0,0,0,0,0,0,0,0,0,0,0,0,0,0,0,0,0,0,0,0,0,0,0,0,0,0,0,0,0,0,0,0,0,"冷房能力","Φc"]
[null,null,"冷房エネルギー消費量",{"$f":"($V$44-0.94*$V$44)/(35-29)*(D$226-35)+$V$44","v":0},0,0,0,0,0,0,0,0,0,0,0,0,0,0,0,0,0,0,0,0,0,0,0,0,0,0,0,0,0,0,0,0,0,0,0,0,0,0,0,0,0,"冷房エネルギー消費量","Pc"]
[null,null,"冷房COP",{"$f":"D334/(D335+$V$45*$I$46*D$240)","v":{"$error":"#DIV/0!"}},{"$f":"E334/(E335+$V$45*$I$46*E$240)","v":{"$error":"#DIV/0!"}},{"$f":"F334/(F335+$V$45*$I$46*F$240)","v":{"$error":"#DIV/0!"}},{"$error":"#DIV/0!"},{"$error":"#DIV/0!"},{"$error":"#DIV/0!"},{"$error":"#DIV/0!"},{"$error":"#DIV/0!"},{"$error":"#DIV/0!"},{"$error":"#DIV/0!"},{"$error":"#DIV/0!"},{"$error":"#DIV/0!"},{"$error":"#DIV/0!"},{"$error":"#DIV/0!"},{"$error":"#DIV/0!"},{"$error":"#DIV/0!"},{"$error":"#DIV/0!"},{"$error":"#DIV/0!"},{"$error":"#DIV/0!"},{"$error":"#DIV/0!"},{"$error":"#DIV/0!"},{"$error":"#DIV/0!"},{"$error":"#DIV/0!"},{"$error":"#DIV/0!"},{"$error":"#DIV/0!"},{"$error":"#DIV/0!"},{"$error":"#DIV/0!"},{"$error":"#DIV/0!"},{"$error":"#DIV/0!"},{"$error":"#DIV/0!"},{"$error":"#DIV/0!"},{"$error":"#DIV/0!"},{"$error":"#DIV/0!"},{"$error":"#DIV/0!"},{"$error":"#DIV/0!"},{"$error":"#DIV/0!"},{"$error":"#DIV/0!"},{"$error":"#DIV/0!"},{"$error":"#DIV/0!"},{"$error":"#DIV/0!"},{"$error":"#DIV/0!"},{"$error":"#DIV/0!"},"冷房COP","σc"]
[null,null,"冷房COP比",{"$f":"$D336/$V$46","v":{"$error":"#DIV/0!"}},{"$f":"$E336/$V$46","v":{"$error":"#DIV/0!"}},{"$f":"$F336/$V$46","v":{"$error":"#DIV/0!"}},{"$f":"$G336/$V$46","v":{"$error":"#DIV/0!"}},{"$f":"$H336/$V$46","v":{"$error":"#DIV/0!"}},{"$f":"$I336/$V$46","v":{"$error":"#DIV/0!"}},{"$f":"$J336/$V$46","v":{"$error":"#DIV/0!"}},{"$f":"$K336/$V$46","v":{"$error":"#DIV/0!"}},{"$f":"$L336/$V$46","v":{"$error":"#DIV/0!"}},{"$f":"$M336/$V$46","v":{"$error":"#DIV/0!"}},{"$f":"$N336/$V$46","v":{"$error":"#DIV/0!"}},{"$f":"$O336/$V$46","v":{"$error":"#DIV/0!"}},{"$f":"$P336/$V$46","v":{"$error":"#DIV/0!"}},{"$f":"$Q336/$V$46","v":{"$error":"#DIV/0!"}},{"$f":"$R336/$V$46","v":{"$error":"#DIV/0!"}},{"$f":"$S336/$V$46","v":{"$error":"#DIV/0!"}},{"$f":"$T336/$V$46","v":{"$error":"#DIV/0!"}},{"$f":"$U336/$V$46","v":{"$error":"#DIV/0!"}},{"$f":"$V336/$V$46","v":{"$error":"#DIV/0!"}},{"$f":"$W336/$V$46","v":{"$error":"#DIV/0!"}},{"$f":"$X336/$V$46","v":{"$error":"#DIV/0!"}},{"$f":"$Y336/$V$46","v":{"$error":"#DIV/0!"}},{"$f":"$Z336/$V$46","v":{"$error":"#DIV/0!"}},{"$f":"$AA336/$V$46","v":{"$error":"#DIV/0!"}},{"$f":"$AB336/$V$46","v":{"$error":"#DIV/0!"}},{"$f":"$AC336/$V$46","v":{"$error":"#DIV/0!"}},{"$f":"$AD336/$V$46","v":{"$error":"#DIV/0!"}},{"$f":"$AE336/$V$46","v":{"$error":"#DIV/0!"}},{"$f":"$AF336/$V$46","v":{"$error":"#DIV/0!"}},{"$f":"$AG336/$V$46","v":{"$error":"#DIV/0!"}},{"$f":"$AH336/$V$46","v":{"$error":"#DIV/0!"}},{"$f":"$AI336/$V$46","v":{"$error":"#DIV/0!"}},{"$f":"$AJ336/$V$46","v":{"$error":"#DIV/0!"}},{"$f":"$AK336/$V$46","v":{"$error":"#DIV/0!"}},{"$f":"$AL336/$V$46","v":{"$error":"#DIV/0!"}},{"$f":"$AM336/$V$46","v":{"$error":"#DIV/0!"}},{"$f":"$AN336/$V$46","v":{"$error":"#DIV/0!"}},{"$f":"$AO336/$V$46","v":{"$error":"#DIV/0!"}},{"$f":"$AP336/$V$46","v":{"$error":"#DIV/0!"}},{"$f":"$AQ336/$V$46","v":{"$error":"#DIV/0!"}},{"$f":"$AR336/$V$46","v":{"$error":"#DIV/0!"}},{"$f":"$AS336/$V$46","v":{"$error":"#DIV/0!"}},"冷房COP比","βc"]
[null,null,"Σ",{"$f":"D$239*D333","v":{"$error":"#DIV/0!"}},{"$f":"E$239*E333","v":{"$error":"#DIV/0!"}},{"$error":"#DIV/0!"},{"$error":"#DIV/0!"},{"$error":"#DIV/0!"},{"$error":"#DIV/0!"},{"$error":"#DIV/0!"},{"$error":"#DIV/0!"},{"$error":"#DIV/0!"},{"$error":"#DIV/0!"},{"$error":"#DIV/0!"},{"$error":"#DIV/0!"},{"$error":"#DIV/0!"},{"$error":"#DIV/0!"},{"$f":"R$239*R333","v":{"$error":"#DIV/0!"}},{"$error":"#DIV/0!"},{"$error":"#DIV/0!"},{"$error":"#DIV/0!"},{"$error":"#DIV/0!"},{"$error":"#DIV/0!"},{"$error":"#DIV/0!"},{"$error":"#DIV/0!"},{"$error":"#DIV/0!"},{"$error":"#DIV/0!"},{"$error":"#DIV/0!"},{"$f":"AC$239*AC333","v":{"$error":"#DIV/0!"}},{"$error":"#DIV/0!"},{"$error":"#DIV/0!"},{"$f":"AF$239*AF333","v":{"$error":"#DIV/0!"}},{"$error":"#DIV/0!"},{"$error":"#DIV/0!"},{"$error":"#DIV/0!"},{"$error":"#DIV/0!"},{"$error":"#DIV/0!"},{"$error":"#DIV/0!"},{"$error":"#DIV/0!"},{"$error":"#DIV/0!"},{"$error":"#DIV/0!"},{"$error":"#DIV/0!"},{"$error":"#DIV/0!"},{"$error":"#DIV/0!"},{"$f":"AS$239*AS333","v":{"$error":"#DIV/0!"}},{"$f":"SUM(D338:AS338)","v":{"$error":"#DIV/0!"}},"Σ"]
[null,"後7","冷房時エネルギー消費量比",{"$f":"D$240/D343","v":{"$error":"#DIV/0!"}},{"$f":"E$240/E343","v":{"$error":"#DIV/0!"}},{"$f":"F$240/F343","v":{"$error":"#DIV/0!"}},{"$f":"G$240/G343","v":{"$error":"#DIV/0!"}},{"$error":"#DIV/0!"},{"$f":"I$240/I343","v":{"$error":"#DIV/0!"}},{"$f":"J$240/J343","v":{"$error":"#DIV/0!"}},{"$error":"#DIV/0!"},{"$error":"#DIV/0!"},{"$error":"#DIV/0!"},{"$error":"#DIV/0!"},{"$error":"#DIV/0!"},{"$error":"#DIV/0!"},{"$error":"#DIV/0!"},{"$error":"#DIV/0!"},{"$error":"#DIV/0!"},{"$error":"#DIV/0!"},{"$error":"#DIV/0!"},{"$error":"#DIV/0!"},{"$error":"#DIV/0!"},{"$error":"#DIV/0!"},{"$error":"#DIV/0!"},{"$error":"#DIV/0!"},{"$error":"#DIV/0!"},{"$error":"#DIV/0!"},{"$error":"#DIV/0!"},{"$error":"#DIV/0!"},{"$error":"#DIV/0!"},{"$error":"#DIV/0!"},{"$error":"#DIV/0!"},{"$error":"#DIV/0!"},{"$error":"#DIV/0!"},{"$error":"#DIV/0!"},{"$error":"#DIV/0!"},{"$error":"#DIV/0!"},{"$error":"#DIV/0!"},{"$error":"#DIV/0!"},{"$error":"#DIV/0!"},{"$error":"#DIV/0!"},{"$error":"#DIV/0!"},{"$error":"#DIV/0!"},{"$error":"#DIV/0!"},"冷房時エネルギー消費量比","εc"]
[null,null,"冷房能力",{"$f":"($W$43-1.054*$W$43)/(35-29)*(D$226-35)+$W$43","v":0},0,0,0,0,0,0,0,0,0,0,0,0,0,0,0,0,0,0,0,0,0,0,0,0,0,0,0,0,0,0,0,0,0,0,0,0,0,0,0,0,0,"冷房能力","Φc"]
[null,null,"冷房エネルギー消費量",{"$f":"($W$44-0.94*$W$44)/(35-29)*(D$226-35)+$W$44","v":0},0,0,0,0,0,0,0,0,0,0,0,0,0,0,0,0,0,0,0,0,0,0,0,0,0,0,0,0,0,0,0,0,0,0,0,0,0,0,0,0,0,"冷房エネルギー消費量","Pc"]
[null,null,"冷房COP",{"$f":"D340/(D341+$W$45*$I$46*D$240)","v":{"$error":"#DIV/0!"}},{"$f":"E340/(E341+$W$45*$I$46*E$240)","v":{"$error":"#DIV/0!"}},{"$error":"#DIV/0!"},{"$error":"#DIV/0!"},{"$error":"#DIV/0!"},{"$error":"#DIV/0!"},{"$error":"#DIV/0!"},{"$error":"#DIV/0!"},{"$error":"#DIV/0!"},{"$error":"#DIV/0!"},{"$error":"#DIV/0!"},{"$error":"#DIV/0!"},{"$error":"#DIV/0!"},{"$error":"#DIV/0!"},{"$error":"#DIV/0!"},{"$error":"#DIV/0!"},{"$error":"#DIV/0!"},{"$error":"#DIV/0!"},{"$error":"#DIV/0!"},{"$error":"#DIV/0!"},{"$error":"#DIV/0!"},{"$error":"#DIV/0!"},{"$error":"#DIV/0!"},{"$error":"#DIV/0!"},{"$error":"#DIV/0!"},{"$error":"#DIV/0!"},{"$error":"#DIV/0!"},{"$error":"#DIV/0!"},{"$error":"#DIV/0!"},{"$error":"#DIV/0!"},{"$error":"#DIV/0!"},{"$error":"#DIV/0!"},{"$error":"#DIV/0!"},{"$error":"#DIV/0!"},{"$error":"#DIV/0!"},{"$error":"#DIV/0!"},{"$error":"#DIV/0!"},{"$error":"#DIV/0!"},{"$error":"#DIV/0!"},{"$error":"#DIV/0!"},{"$error":"#DIV/0!"},{"$error":"#DIV/0!"},"冷房COP","σc"]
[null,null,"冷房COP比",{"$f":"$D342/$W$46","v":{"$error":"#DIV/0!"}},{"$f":"$E342/$W$46","v":{"$error":"#DIV/0!"}},{"$f":"$F342/$W$46","v":{"$error":"#DIV/0!"}},{"$f":"$G342/$W$46","v":{"$error":"#DIV/0!"}},{"$f":"$H342/$W$46","v":{"$error":"#DIV/0!"}},{"$f":"$I342/$W$46","v":{"$error":"#DIV/0!"}},{"$f":"$J342/$W$46","v":{"$error":"#DIV/0!"}},{"$f":"$K342/$W$46","v":{"$error":"#DIV/0!"}},{"$f":"$L342/$W$46","v":{"$error":"#DIV/0!"}},{"$f":"$M342/$W$46","v":{"$error":"#DIV/0!"}},{"$f":"$N342/$W$46","v":{"$error":"#DIV/0!"}},{"$f":"$O342/$W$46","v":{"$error":"#DIV/0!"}},{"$f":"$P342/$W$46","v":{"$error":"#DIV/0!"}},{"$f":"$Q342/$W$46","v":{"$error":"#DIV/0!"}},{"$f":"$R342/$W$46","v":{"$error":"#DIV/0!"}},{"$f":"$S342/$W$46","v":{"$error":"#DIV/0!"}},{"$f":"$T342/$W$46","v":{"$error":"#DIV/0!"}},{"$f":"$U342/$W$46","v":{"$error":"#DIV/0!"}},{"$f":"$V342/$W$46","v":{"$error":"#DIV/0!"}},{"$f":"$W342/$W$46","v":{"$error":"#DIV/0!"}},{"$f":"$X342/$W$46","v":{"$error":"#DIV/0!"}},{"$f":"$Y342/$W$46","v":{"$error":"#DIV/0!"}},{"$f":"$Z342/$W$46","v":{"$error":"#DIV/0!"}},{"$f":"$AA342/$W$46","v":{"$error":"#DIV/0!"}},{"$f":"$AB342/$W$46","v":{"$error":"#DIV/0!"}},{"$f":"$AC342/$W$46","v":{"$error":"#DIV/0!"}},{"$f":"$AD342/$W$46","v":{"$error":"#DIV/0!"}},{"$f":"$AE342/$W$46","v":{"$error":"#DIV/0!"}},{"$f":"$AF342/$W$46","v":{"$error":"#DIV/0!"}},{"$f":"$AG342/$W$46","v":{"$error":"#DIV/0!"}},{"$f":"$AH342/$W$46","v":{"$error":"#DIV/0!"}},{"$f":"$AI342/$W$46","v":{"$error":"#DIV/0!"}},{"$f":"$AJ342/$W$46","v":{"$error":"#DIV/0!"}},{"$f":"$AK342/$W$46","v":{"$error":"#DIV/0!"}},{"$f":"$AL342/$W$46","v":{"$error":"#DIV/0!"}},{"$f":"$AM342/$W$46","v":{"$error":"#DIV/0!"}},{"$f":"$AN342/$W$46","v":{"$error":"#DIV/0!"}},{"$f":"$AO342/$W$46","v":{"$error":"#DIV/0!"}},{"$f":"$AP342/$W$46","v":{"$error":"#DIV/0!"}},{"$f":"$AQ342/$W$46","v":{"$error":"#DIV/0!"}},{"$f":"$AR342/$W$46","v":{"$error":"#DIV/0!"}},{"$f":"$AS342/$W$46","v":{"$error":"#DIV/0!"}},"冷房COP比","βc"]
[null,null,"Σ",{"$f":"D$239*D339","v":{"$error":"#DIV/0!"}},{"$f":"E$239*E339","v":{"$error":"#DIV/0!"}},{"$error":"#DIV/0!"},{"$error":"#DIV/0!"},{"$error":"#DIV/0!"},{"$error":"#DIV/0!"},{"$error":"#DIV/0!"},{"$error":"#DIV/0!"},{"$error":"#DIV/0!"},{"$error":"#DIV/0!"},{"$error":"#DIV/0!"},{"$f":"O$239*O339","v":{"$error":"#DIV/0!"}},{"$error":"#DIV/0!"},{"$error":"#DIV/0!"},{"$error":"#DIV/0!"},{"$error":"#DIV/0!"},{"$error":"#DIV/0!"},{"$error":"#DIV/0!"},{"$error":"#DIV/0!"},{"$error":"#DIV/0!"},{"$error":"#DIV/0!"},{"$error":"#DIV/0!"},{"$error":"#DIV/0!"},{"$error":"#DIV/0!"},{"$error":"#DIV/0!"},{"$f":"AC$239*AC339","v":{"$error":"#DIV/0!"}},{"$error":"#DIV/0!"},{"$error":"#DIV/0!"},{"$f":"AF$239*AF339","v":{"$error":"#DIV/0!"}},{"$error":"#DIV/0!"},{"$error":"#DIV/0!"},{"$error":"#DIV/0!"},{"$error":"#DIV/0!"},{"$error":"#DIV/0!"},{"$error":"#DIV/0!"},{"$error":"#DIV/0!"},{"$error":"#DIV/0!"},{"$error":"#DIV/0!"},{"$error":"#DIV/0!"},{"$error":"#DIV/0!"},{"$error":"#DIV/0!"},{"$f":"AS$239*AS339","v":{"$error":"#DIV/0!"}},{"$f":"SUM(D344:AS344)","v":{"$error":"#DIV/0!"}},"Σ"]
[null,"後8","冷房時エネルギー消費量比",{"$f":"D$240/D349","v":{"$error":"#DIV/0!"}},{"$f":"E$240/E349","v":{"$error":"#DIV/0!"}},{"$f":"F$240/F349","v":{"$error":"#DIV/0!"}},{"$f":"G$240/G349","v":{"$error":"#DIV/0!"}},{"$error":"#DIV/0!"},{"$f":"I$240/I349","v":{"$error":"#DIV/0!"}},{"$f":"J$240/J349","v":{"$error":"#DIV/0!"}},{"$error":"#DIV/0!"},{"$error":"#DIV/0!"},{"$error":"#DIV/0!"},{"$error":"#DIV/0!"},{"$error":"#DIV/0!"},{"$error":"#DIV/0!"},{"$error":"#DIV/0!"},{"$error":"#DIV/0!"},{"$error":"#DIV/0!"},{"$error":"#DIV/0!"},{"$error":"#DIV/0!"},{"$error":"#DIV/0!"},{"$error":"#DIV/0!"},{"$error":"#DIV/0!"},{"$error":"#DIV/0!"},{"$error":"#DIV/0!"},{"$error":"#DIV/0!"},{"$error":"#DIV/0!"},{"$error":"#DIV/0!"},{"$error":"#DIV/0!"},{"$error":"#DIV/0!"},{"$error":"#DIV/0!"},{"$error":"#DIV/0!"},{"$error":"#DIV/0!"},{"$error":"#DIV/0!"},{"$error":"#DIV/0!"},{"$error":"#DIV/0!"},{"$error":"#DIV/0!"},{"$error":"#DIV/0!"},{"$error":"#DIV/0!"},{"$error":"#DIV/0!"},{"$error":"#DIV/0!"},{"$error":"#DIV/0!"},{"$error":"#DIV/0!"},{"$f":"AS$240/AS349","v":{"$error":"#DIV/0!"}},"冷房時エネルギー消費量比","εc"]
[null,null,"冷房能力",{"$f":"($X$43-1.054*$X$43)/(35-29)*(D$226-35)+$X$43","v":0},0,0,0,0,0,0,0,0,0,0,0,0,0,0,0,0,0,0,0,0,0,0,0,0,0,0,0,0,0,0,0,0,0,0,0,0,0,0,0,0,0,"冷房能力","Φc"]
[null,null,"冷房エネルギー消費量",{"$f":"($X$44-0.94*$X$44)/(35-29)*(D$226-35)+$X$44","v":0},0,0,0,0,0,0,0,0,0,0,0,0,0,0,0,0,0,0,0,0,0,0,0,0,0,0,0,0,0,0,0,0,0,0,0,0,0,0,0,0,0,"冷房エネルギー消費量","Pc"]
[null,null,"冷房COP",{"$f":"D346/(D347+$X$45*$I$46*D$240)","v":{"$error":"#DIV/0!"}},{"$f":"E346/(E347+$X$45*$I$46*E$240)","v":{"$error":"#DIV/0!"}},{"$error":"#DIV/0!"},{"$error":"#DIV/0!"},{"$error":"#DIV/0!"},{"$error":"#DIV/0!"},{"$error":"#DIV/0!"},{"$error":"#DIV/0!"},{"$error":"#DIV/0!"},{"$error":"#DIV/0!"},{"$error":"#DIV/0!"},{"$error":"#DIV/0!"},{"$error":"#DIV/0!"},{"$error":"#DIV/0!"},{"$error":"#DIV/0!"},{"$error":"#DIV/0!"},{"$error":"#DIV/0!"},{"$error":"#DIV/0!"},{"$error":"#DIV/0!"},{"$error":"#DIV/0!"},{"$error":"#DIV/0!"},{"$error":"#DIV/0!"},{"$error":"#DIV/0!"},{"$error":"#DIV/0!"},{"$error":"#DIV/0!"},{"$error":"#DIV/0!"},{"$error":"#DIV/0!"},{"$error":"#DIV/0!"},{"$error":"#DIV/0!"},{"$error":"#DIV/0!"},{"$error":"#DIV/0!"},{"$error":"#DIV/0!"},{"$error":"#DIV/0!"},{"$error":"#DIV/0!"},{"$error":"#DIV/0!"},{"$error":"#DIV/0!"},{"$error":"#DIV/0!"},{"$error":"#DIV/0!"},{"$error":"#DIV/0!"},{"$error":"#DIV/0!"},{"$error":"#DIV/0!"},{"$error":"#DIV/0!"},"冷房COP","σc"]
[null,null,"冷房COP比",{"$f":"$D348/$X$46","v":{"$error":"#DIV/0!"}},{"$f":"$E348/$X$46","v":{"$error":"#DIV/0!"}},{"$f":"$F348/$X$46","v":{"$error":"#DIV/0!"}},{"$f":"$G348/$X$46","v":{"$error":"#DIV/0!"}},{"$f":"$H348/$X$46","v":{"$error":"#DIV/0!"}},{"$f":"$I348/$X$46","v":{"$error":"#DIV/0!"}},{"$f":"$J348/$X$46","v":{"$error":"#DIV/0!"}},{"$f":"$K348/$X$46","v":{"$error":"#DIV/0!"}},{"$f":"$L348/$X$46","v":{"$error":"#DIV/0!"}},{"$f":"$M348/$X$46","v":{"$error":"#DIV/0!"}},{"$f":"$N348/$X$46","v":{"$error":"#DIV/0!"}},{"$f":"$O348/$X$46","v":{"$error":"#DIV/0!"}},{"$f":"$P348/$X$46","v":{"$error":"#DIV/0!"}},{"$f":"$Q348/$X$46","v":{"$error":"#DIV/0!"}},{"$f":"$R348/$X$46","v":{"$error":"#DIV/0!"}},{"$f":"$S348/$X$46","v":{"$error":"#DIV/0!"}},{"$f":"$T348/$X$46","v":{"$error":"#DIV/0!"}},{"$f":"$U348/$X$46","v":{"$error":"#DIV/0!"}},{"$f":"$V348/$X$46","v":{"$error":"#DIV/0!"}},{"$f":"$W348/$X$46","v":{"$error":"#DIV/0!"}},{"$f":"$X348/$X$46","v":{"$error":"#DIV/0!"}},{"$f":"$Y348/$X$46","v":{"$error":"#DIV/0!"}},{"$f":"$Z348/$X$46","v":{"$error":"#DIV/0!"}},{"$f":"$AA348/$X$46","v":{"$error":"#DIV/0!"}},{"$f":"$AB348/$X$46","v":{"$error":"#DIV/0!"}},{"$f":"$AC348/$X$46","v":{"$error":"#DIV/0!"}},{"$f":"$AD348/$X$46","v":{"$error":"#DIV/0!"}},{"$f":"$AE348/$X$46","v":{"$error":"#DIV/0!"}},{"$f":"$AF348/$X$46","v":{"$error":"#DIV/0!"}},{"$f":"$AG348/$X$46","v":{"$error":"#DIV/0!"}},{"$f":"$AH348/$X$46","v":{"$error":"#DIV/0!"}},{"$f":"$AI348/$X$46","v":{"$error":"#DIV/0!"}},{"$f":"$AJ348/$X$46","v":{"$error":"#DIV/0!"}},{"$f":"$AK348/$X$46","v":{"$error":"#DIV/0!"}},{"$f":"$AL348/$X$46","v":{"$error":"#DIV/0!"}},{"$f":"$AM348/$X$46","v":{"$error":"#DIV/0!"}},{"$f":"$AN348/$X$46","v":{"$error":"#DIV/0!"}},{"$f":"$AO348/$X$46","v":{"$error":"#DIV/0!"}},{"$f":"$AP348/$X$46","v":{"$error":"#DIV/0!"}},{"$f":"$AQ348/$X$46","v":{"$error":"#DIV/0!"}},{"$f":"$AR348/$X$46","v":{"$error":"#DIV/0!"}},{"$f":"$AS348/$X$46","v":{"$error":"#DIV/0!"}},"冷房COP比","βc"]
[null,null,"Σ",{"$f":"D$239*D345","v":{"$error":"#DIV/0!"}},{"$f":"E$239*E345","v":{"$error":"#DIV/0!"}},{"$error":"#DIV/0!"},{"$error":"#DIV/0!"},{"$error":"#DIV/0!"},{"$error":"#DIV/0!"},{"$error":"#DIV/0!"},{"$error":"#DIV/0!"},{"$error":"#DIV/0!"},{"$error":"#DIV/0!"},{"$error":"#DIV/0!"},{"$error":"#DIV/0!"},{"$error":"#DIV/0!"},{"$error":"#DIV/0!"},{"$error":"#DIV/0!"},{"$error":"#DIV/0!"},{"$error":"#DIV/0!"},{"$error":"#DIV/0!"},{"$error":"#DIV/0!"},{"$error":"#DIV/0!"},{"$error":"#DIV/0!"},{"$error":"#DIV/0!"},{"$error":"#DIV/0!"},{"$error":"#DIV/0!"},{"$error":"#DIV/0!"},{"$f":"AC$239*AC345","v":{"$error":"#DIV/0!"}},{"$error":"#DIV/0!"},{"$error":"#DIV/0!"},{"$f":"AF$239*AF345","v":{"$error":"#DIV/0!"}},{"$error":"#DIV/0!"},{"$error":"#DIV/0!"},{"$error":"#DIV/0!"},{"$error":"#DIV/0!"},{"$error":"#DIV/0!"},{"$error":"#DIV/0!"},{"$error":"#DIV/0!"},{"$error":"#DIV/0!"},{"$error":"#DIV/0!"},{"$error":"#DIV/0!"},{"$error":"#DIV/0!"},{"$error":"#DIV/0!"},{"$f":"AS$239*AS345","v":{"$error":"#DIV/0!"}},{"$f":"SUM(D350:AS350)","v":{"$error":"#DIV/0!"}},"Σ"]
[null,"後9","冷房時エネルギー消費量比",{"$f":"D$240/D355","v":{"$error":"#DIV/0!"}},{"$f":"E$240/E355","v":{"$error":"#DIV/0!"}},{"$f":"F$240/F355","v":{"$error":"#DIV/0!"}},{"$f":"G$240/G355","v":{"$error":"#DIV/0!"}},{"$error":"#DIV/0!"},{"$f":"I$240/I355","v":{"$error":"#DIV/0!"}},{"$f":"J$240/J355","v":{"$error":"#DIV/0!"}},{"$error":"#DIV/0!"},{"$error":"#DIV/0!"},{"$error":"#DIV/0!"},{"$error":"#DIV/0!"},{"$error":"#DIV/0!"},{"$error":"#DIV/0!"},{"$error":"#DIV/0!"},{"$error":"#DIV/0!"},{"$error":"#DIV/0!"},{"$error":"#DIV/0!"},{"$error":"#DIV/0!"},{"$error":"#DIV/0!"},{"$error":"#DIV/0!"},{"$error":"#DIV/0!"},{"$error":"#DIV/0!"},{"$error":"#DIV/0!"},{"$error":"#DIV/0!"},{"$error":"#DIV/0!"},{"$error":"#DIV/0!"},{"$error":"#DIV/0!"},{"$error":"#DIV/0!"},{"$error":"#DIV/0!"},{"$error":"#DIV/0!"},{"$error":"#DIV/0!"},{"$error":"#DIV/0!"},{"$error":"#DIV/0!"},{"$error":"#DIV/0!"},{"$error":"#DIV/0!"},{"$error":"#DIV/0!"},{"$error":"#DIV/0!"},{"$error":"#DIV/0!"},{"$error":"#DIV/0!"},{"$error":"#DIV/0!"},{"$error":"#DIV/0!"},{"$f":"AS$240/AS355","v":{"$error":"#DIV/0!"}},"冷房時エネルギー消費量比","εc"]
[null,null,"冷房能力",{"$f":"($Y$43-1.054*$Y$43)/(35-29)*(D$226-35)+$Y$43","v":0},0,0,0,0,0,0,0,0,0,0,0,0,0,0,0,0,0,0,0,0,0,0,0,0,0,0,0,0,0,0,0,0,0,0,0,0,0,0,0,0,0,"冷房能力","Φc"]
[null,null,"冷房エネルギー消費量",{"$f":"($Y$44-0.94*$Y$44)/(35-29)*(D$226-35)+$Y$44","v":0},0,0,0,0,0,0,0,0,0,0,0,0,0,0,0,0,0,0,0,0,0,0,0,0,0,0,0,0,0,0,0,0,0,0,0,0,0,0,0,0,0,"冷房エネルギー消費量","Pc"]
[null,null,"冷房COP",{"$f":"D352/(D353+$Y$45*$I$46*D$240)","v":{"$error":"#DIV/0!"}},{"$f":"E352/(E353+$Y$45*$I$46*E$240)","v":{"$error":"#DIV/0!"}},{"$error":"#DIV/0!"},{"$error":"#DIV/0!"},{"$error":"#DIV/0!"},{"$error":"#DIV/0!"},{"$error":"#DIV/0!"},{"$error":"#DIV/0!"},{"$error":"#DIV/0!"},{"$error":"#DIV/0!"},{"$error":"#DIV/0!"},{"$error":"#DIV/0!"},{"$error":"#DIV/0!"},{"$error":"#DIV/0!"},{"$error":"#DIV/0!"},{"$error":"#DIV/0!"},{"$error":"#DIV/0!"},{"$error":"#DIV/0!"},{"$error":"#DIV/0!"},{"$error":"#DIV/0!"},{"$error":"#DIV/0!"},{"$error":"#DIV/0!"},{"$error":"#DIV/0!"},{"$error":"#DIV/0!"},{"$error":"#DIV/0!"},{"$error":"#DIV/0!"},{"$error":"#DIV/0!"},{"$error":"#DIV/0!"},{"$error":"#DIV/0!"},{"$error":"#DIV/0!"},{"$error":"#DIV/0!"},{"$error":"#DIV/0!"},{"$error":"#DIV/0!"},{"$error":"#DIV/0!"},{"$error":"#DIV/0!"},{"$error":"#DIV/0!"},{"$error":"#DIV/0!"},{"$error":"#DIV/0!"},{"$error":"#DIV/0!"},{"$error":"#DIV/0!"},{"$error":"#DIV/0!"},{"$error":"#DIV/0!"},"冷房COP","σc"]
[null,null,"冷房COP比",{"$f":"$D354/$Y$46","v":{"$error":"#DIV/0!"}},{"$f":"$E354/$Y$46","v":{"$error":"#DIV/0!"}},{"$f":"$F354/$Y$46","v":{"$error":"#DIV/0!"}},{"$f":"$G354/$Y$46","v":{"$error":"#DIV/0!"}},{"$f":"$H354/$Y$46","v":{"$error":"#DIV/0!"}},{"$f":"$I354/$Y$46","v":{"$error":"#DIV/0!"}},{"$f":"$J354/$Y$46","v":{"$error":"#DIV/0!"}},{"$f":"$K354/$Y$46","v":{"$error":"#DIV/0!"}},{"$f":"$L354/$Y$46","v":{"$error":"#DIV/0!"}},{"$f":"$M354/$Y$46","v":{"$error":"#DIV/0!"}},{"$f":"$N354/$Y$46","v":{"$error":"#DIV/0!"}},{"$f":"$O354/$Y$46","v":{"$error":"#DIV/0!"}},{"$f":"$P354/$Y$46","v":{"$error":"#DIV/0!"}},{"$f":"$Q354/$Y$46","v":{"$error":"#DIV/0!"}},{"$f":"$R354/$Y$46","v":{"$error":"#DIV/0!"}},{"$f":"$S354/$Y$46","v":{"$error":"#DIV/0!"}},{"$f":"$T354/$Y$46","v":{"$error":"#DIV/0!"}},{"$f":"$U354/$Y$46","v":{"$error":"#DIV/0!"}},{"$f":"$V354/$Y$46","v":{"$error":"#DIV/0!"}},{"$f":"$W354/$Y$46","v":{"$error":"#DIV/0!"}},{"$f":"$X354/$Y$46","v":{"$error":"#DIV/0!"}},{"$f":"$Y354/$Y$46","v":{"$error":"#DIV/0!"}},{"$f":"$Z354/$Y$46","v":{"$error":"#DIV/0!"}},{"$f":"$AA354/$Y$46","v":{"$error":"#DIV/0!"}},{"$f":"$AB354/$Y$46","v":{"$error":"#DIV/0!"}},{"$f":"$AC354/$Y$46","v":{"$error":"#DIV/0!"}},{"$f":"$AD354/$Y$46","v":{"$error":"#DIV/0!"}},{"$f":"$AE354/$Y$46","v":{"$error":"#DIV/0!"}},{"$f":"$AF354/$Y$46","v":{"$error":"#DIV/0!"}},{"$f":"$AG354/$Y$46","v":{"$error":"#DIV/0!"}},{"$f":"$AH354/$Y$46","v":{"$error":"#DIV/0!"}},{"$f":"$AI354/$Y$46","v":{"$error":"#DIV/0!"}},{"$f":"$AJ354/$Y$46","v":{"$error":"#DIV/0!"}},{"$f":"$AK354/$Y$46","v":{"$error":"#DIV/0!"}},{"$f":"$AL354/$Y$46","v":{"$error":"#DIV/0!"}},{"$f":"$AM354/$Y$46","v":{"$error":"#DIV/0!"}},{"$f":"$AN354/$Y$46","v":{"$error":"#DIV/0!"}},{"$f":"$AO354/$Y$46","v":{"$error":"#DIV/0!"}},{"$f":"$AP354/$Y$46","v":{"$error":"#DIV/0!"}},{"$f":"$AQ354/$Y$46","v":{"$error":"#DIV/0!"}},{"$f":"$AR354/$Y$46","v":{"$error":"#DIV/0!"}},{"$f":"$AS354/$Y$46","v":{"$error":"#DIV/0!"}},"冷房COP比","βc"]
[null,null,"Σ",{"$f":"D$239*D351","v":{"$error":"#DIV/0!"}},{"$f":"E$239*E351","v":{"$error":"#DIV/0!"}},{"$error":"#DIV/0!"},{"$error":"#DIV/0!"},{"$error":"#DIV/0!"},{"$error":"#DIV/0!"},{"$error":"#DIV/0!"},{"$error":"#DIV/0!"},{"$error":"#DIV/0!"},{"$error":"#DIV/0!"},{"$error":"#DIV/0!"},{"$f":"O$239*O351","v":{"$error":"#DIV/0!"}},{"$error":"#DIV/0!"},{"$error":"#DIV/0!"},{"$error":"#DIV/0!"},{"$error":"#DIV/0!"},{"$error":"#DIV/0!"},{"$error":"#DIV/0!"},{"$error":"#DIV/0!"},{"$error":"#DIV/0!"},{"$error":"#DIV/0!"},{"$error":"#DIV/0!"},{"$error":"#DIV/0!"},{"$error":"#DIV/0!"},{"$error":"#DIV/0!"},{"$f":"AC$239*AC351","v":{"$error":"#DIV/0!"}},{"$error":"#DIV/0!"},{"$error":"#DIV/0!"},{"$f":"AF$239*AF351","v":{"$error":"#DIV/0!"}},{"$error":"#DIV/0!"},{"$error":"#DIV/0!"},{"$error":"#DIV/0!"},{"$error":"#DIV/0!"},{"$error":"#DIV/0!"},{"$error":"#DIV/0!"},{"$error":"#DIV/0!"},{"$error":"#DIV/0!"},{"$error":"#DIV/0!"},{"$error":"#DIV/0!"},{"$error":"#DIV/0!"},{"$error":"#DIV/0!"},{"$f":"AS$239*AS351","v":{"$error":"#DIV/0!"}},{"$f":"SUM(D356:AS356)","v":{"$error":"#DIV/0!"}},"Σ"]
[null,"後10","冷房時エネルギー消費量比",{"$f":"D$240/D361","v":{"$error":"#DIV/0!"}},{"$f":"E$240/E361","v":{"$error":"#DIV/0!"}},{"$f":"F$240/F361","v":{"$error":"#DIV/0!"}},{"$f":"G$240/G361","v":{"$error":"#DIV/0!"}},{"$error":"#DIV/0!"},{"$f":"I$240/I361","v":{"$error":"#DIV/0!"}},{"$f":"J$240/J361","v":{"$error":"#DIV/0!"}},{"$error":"#DIV/0!"},{"$error":"#DIV/0!"},{"$error":"#DIV/0!"},{"$error":"#DIV/0!"},{"$error":"#DIV/0!"},{"$error":"#DIV/0!"},{"$error":"#DIV/0!"},{"$error":"#DIV/0!"},{"$error":"#DIV/0!"},{"$error":"#DIV/0!"},{"$error":"#DIV/0!"},{"$error":"#DIV/0!"},{"$error":"#DIV/0!"},{"$error":"#DIV/0!"},{"$error":"#DIV/0!"},{"$error":"#DIV/0!"},{"$error":"#DIV/0!"},{"$error":"#DIV/0!"},{"$error":"#DIV/0!"},{"$error":"#DIV/0!"},{"$error":"#DIV/0!"},{"$error":"#DIV/0!"},{"$error":"#DIV/0!"},{"$error":"#DIV/0!"},{"$error":"#DIV/0!"},{"$error":"#DIV/0!"},{"$error":"#DIV/0!"},{"$error":"#DIV/0!"},{"$error":"#DIV/0!"},{"$error":"#DIV/0!"},{"$error":"#DIV/0!"},{"$error":"#DIV/0!"},{"$error":"#DIV/0!"},{"$error":"#DIV/0!"},{"$error":"#DIV/0!"},"冷房時エネルギー消費量比","εc"]
[null,null,"冷房能力",{"$f":"($Z$43-1.054*$Z$43)/(35-29)*(D$226-35)+$Z$43","v":0},0,0,0,0,0,0,0,0,0,0,0,0,0,0,0,0,0,0,0,0,0,0,0,0,0,0,0,0,0,0,0,0,0,0,0,0,0,0,0,0,0,"冷房能力","Φc"]
[null,null,"冷房エネルギー消費量",{"$f":"($Z$44-0.94*$Z$44)/(35-29)*(D$226-35)+$Z$44","v":0},0,0,0,0,0,0,0,0,0,0,0,0,0,0,0,0,0,0,0,0,0,0,0,0,0,0,0,0,0,0,0,0,0,0,0,0,0,0,0,0,0,"冷房エネルギー消費量","Pc"]
[null,null,"冷房COP",{"$f":"D358/(D359+$Z$45*$I$46*D$240)","v":{"$error":"#DIV/0!"}},{"$f":"E358/(E359+$Z$45*$I$46*E$240)","v":{"$error":"#DIV/0!"}},{"$error":"#DIV/0!"},{"$error":"#DIV/0!"},{"$error":"#DIV/0!"},{"$error":"#DIV/0!"},{"$error":"#DIV/0!"},{"$error":"#DIV/0!"},{"$error":"#DIV/0!"},{"$error":"#DIV/0!"},{"$error":"#DIV/0!"},{"$error":"#DIV/0!"},{"$error":"#DIV/0!"},{"$error":"#DIV/0!"},{"$error":"#DIV/0!"},{"$error":"#DIV/0!"},{"$error":"#DIV/0!"},{"$error":"#DIV/0!"},{"$error":"#DIV/0!"},{"$error":"#DIV/0!"},{"$error":"#DIV/0!"},{"$error":"#DIV/0!"},{"$error":"#DIV/0!"},{"$error":"#DIV/0!"},{"$error":"#DIV/0!"},{"$error":"#DIV/0!"},{"$error":"#DIV/0!"},{"$error":"#DIV/0!"},{"$error":"#DIV/0!"},{"$error":"#DIV/0!"},{"$error":"#DIV/0!"},{"$error":"#DIV/0!"},{"$error":"#DIV/0!"},{"$error":"#DIV/0!"},{"$error":"#DIV/0!"},{"$error":"#DIV/0!"},{"$error":"#DIV/0!"},{"$error":"#DIV/0!"},{"$error":"#DIV/0!"},{"$error":"#DIV/0!"},{"$error":"#DIV/0!"},{"$error":"#DIV/0!"},"冷房COP","σc"]
[null,null,"冷房COP比",{"$f":"$D360/$Z$46","v":{"$error":"#DIV/0!"}},{"$f":"$E360/$Z$46","v":{"$error":"#DIV/0!"}},{"$f":"$F360/$Z$46","v":{"$error":"#DIV/0!"}},{"$f":"$G360/$Z$46","v":{"$error":"#DIV/0!"}},{"$f":"$H360/$Z$46","v":{"$error":"#DIV/0!"}},{"$f":"$I360/$Z$46","v":{"$error":"#DIV/0!"}},{"$f":"$J360/$Z$46","v":{"$error":"#DIV/0!"}},{"$f":"$K360/$Z$46","v":{"$error":"#DIV/0!"}},{"$f":"$L360/$Z$46","v":{"$error":"#DIV/0!"}},{"$f":"$M360/$Z$46","v":{"$error":"#DIV/0!"}},{"$f":"$N360/$Z$46","v":{"$error":"#DIV/0!"}},{"$f":"$O360/$Z$46","v":{"$error":"#DIV/0!"}},{"$f":"$P360/$Z$46","v":{"$error":"#DIV/0!"}},{"$f":"$Q360/$Z$46","v":{"$error":"#DIV/0!"}},{"$f":"$R360/$Z$46","v":{"$error":"#DIV/0!"}},{"$f":"$S360/$Z$46","v":{"$error":"#DIV/0!"}},{"$f":"$T360/$Z$46","v":{"$error":"#DIV/0!"}},{"$f":"$U360/$Z$46","v":{"$error":"#DIV/0!"}},{"$f":"$V360/$Z$46","v":{"$error":"#DIV/0!"}},{"$f":"$W360/$Z$46","v":{"$error":"#DIV/0!"}},{"$f":"$X360/$Z$46","v":{"$error":"#DIV/0!"}},{"$f":"$Y360/$Z$46","v":{"$error":"#DIV/0!"}},{"$f":"$Z360/$Z$46","v":{"$error":"#DIV/0!"}},{"$f":"$AA360/$Z$46","v":{"$error":"#DIV/0!"}},{"$f":"$AB360/$Z$46","v":{"$error":"#DIV/0!"}},{"$f":"$AC360/$Z$46","v":{"$error":"#DIV/0!"}},{"$f":"$AD360/$Z$46","v":{"$error":"#DIV/0!"}},{"$f":"$AE360/$Z$46","v":{"$error":"#DIV/0!"}},{"$f":"$AF360/$Z$46","v":{"$error":"#DIV/0!"}},{"$f":"$AG360/$Z$46","v":{"$error":"#DIV/0!"}},{"$f":"$AH360/$Z$46","v":{"$error":"#DIV/0!"}},{"$f":"$AI360/$Z$46","v":{"$error":"#DIV/0!"}},{"$f":"$AJ360/$Z$46","v":{"$error":"#DIV/0!"}},{"$f":"$AK360/$Z$46","v":{"$error":"#DIV/0!"}},{"$f":"$AL360/$Z$46","v":{"$error":"#DIV/0!"}},{"$f":"$AM360/$Z$46","v":{"$error":"#DIV/0!"}},{"$f":"$AN360/$Z$46","v":{"$error":"#DIV/0!"}},{"$f":"$AO360/$Z$46","v":{"$error":"#DIV/0!"}},{"$f":"$AP360/$Z$46","v":{"$error":"#DIV/0!"}},{"$f":"$AQ360/$Z$46","v":{"$error":"#DIV/0!"}},{"$f":"$AR360/$Z$46","v":{"$error":"#DIV/0!"}},{"$f":"$AS360/$Z$46","v":{"$error":"#DIV/0!"}},"冷房COP比","βc"]
[null,null,"Σ",{"$f":"D$239*D357","v":{"$error":"#DIV/0!"}},{"$f":"E$239*E357","v":{"$error":"#DIV/0!"}},{"$error":"#DIV/0!"},{"$error":"#DIV/0!"},{"$error":"#DIV/0!"},{"$error":"#DIV/0!"},{"$error":"#DIV/0!"},{"$error":"#DIV/0!"},{"$error":"#DIV/0!"},{"$error":"#DIV/0!"},{"$f":"N$239*N357","v":{"$error":"#DIV/0!"}},{"$error":"#DIV/0!"},{"$error":"#DIV/0!"},{"$error":"#DIV/0!"},{"$error":"#DIV/0!"},{"$error":"#DIV/0!"},{"$error":"#DIV/0!"},{"$error":"#DIV/0!"},{"$error":"#DIV/0!"},{"$error":"#DIV/0!"},{"$error":"#DIV/0!"},{"$error":"#DIV/0!"},{"$error":"#DIV/0!"},{"$error":"#DIV/0!"},{"$error":"#DIV/0!"},{"$f":"AC$239*AC357","v":{"$error":"#DIV/0!"}},{"$error":"#DIV/0!"},{"$error":"#DIV/0!"},{"$f":"AF$239*AF357","v":{"$error":"#DIV/0!"}},{"$error":"#DIV/0!"},{"$error":"#DIV/0!"},{"$error":"#DIV/0!"},{"$error":"#DIV/0!"},{"$error":"#DIV/0!"},{"$error":"#DIV/0!"},{"$error":"#DIV/0!"},{"$error":"#DIV/0!"},{"$error":"#DIV/0!"},{"$error":"#DIV/0!"},{"$error":"#DIV/0!"},{"$error":"#DIV/0!"},{"$f":"AS$239*AS357","v":{"$error":"#DIV/0!"}},{"$f":"SUM(D362:AS362)","v":{"$error":"#DIV/0!"}},"Σ"]
[]
[null,null,"暖房期間中　温度(T)が発生する時間[hour]"]
[null,null,null," 温度(T)",null,null,null,null,null,null,null,null,null,null,null,null,null,null,null,null,null,null,null,null,null,null,null,null,null,null,null,null,null,null,null,null,null,null,null,null,null,null,null,null,null,null,"月単位"]
[null,null,"月",-6,-5,-4,-3,-2,-1,0,1,2,3,4,5,6,7,8,9,10,11,12,13,14,15,16,17,18,19,20,21,22,23,24,25,26,27,28,29,30,31,32,33,34,35,"月","前1","前2","前3","前4","前5","前6","前7","前8","前9","前10",null,"後1","後2","後3","後4","後5","後6","後7","後8","後9","後10"]
[null,null,4,{"$f":"COUNTIF($D$211:$AA$211,$D$366)*$AB$12","v":0},{"$f":"COUNTIF($D$211:$AA$211,$E$366)*$AB$12","v":0},{"$f":"COUNTIF($D$211:$AA$211,$F$366)*$AB$12","v":0},{"$f":"COUNTIF($D$211:$AA$211,$G$366)*$AB$12","v":0},{"$f":"COUNTIF($D$211:$AA$211,$H$366)*$AB$12","v":0},{"$f":"COUNTIF($D$211:$AA$211,$I$366)*$AB$12","v":0},{"$f":"COUNTIF($D$211:$AA$211,$J$366)*$AB$12","v":0},{"$f":"COUNTIF($D$211:$AA$211,$K$366)*$AB$12","v":0},{"$f":"COUNTIF($D$211:$AA$211,$L$366)*$AB$12","v":0},{"$f":"COUNTIF($D$211:$AA$211,$M$366)*$AB$12","v":0},{"$f":"COUNTIF($D$211:$AA$211,$N$366)*$AB$12","v":0},{"$f":"COUNTIF($D$211:$AA$211,$O$366)*$AB$12","v":0},{"$f":"COUNTIF($D$211:$AA$211,$P$366)*$AB$12","v":0},{"$f":"COUNTIF($D$211:$AA$211,$Q$366)*$AB$12","v":0},{"$f":"COUNTIF($D$211:$AA$211,$R$366)*$AB$12","v":0},{"$f":"COUNTIF($D$211:$AA$211,$S$366)*$AB$12","v":0},{"$f":"COUNTIF($D$211:$AA$211,$T$366)*$AB$12","v":0},{"$f":"COUNTIF($D$211:$AA$211,$U$366)*$AB$12","v":0},{"$f":"COUNTIF($D$211:$AA$211,$V$366)*$AB$12","v":0},{"$f":"COUNTIF($D$211:$AA$211,$W$366)*$AB$12","v":0},{"$f":"COUNTIF($D$211:$AA$211,$X$366)*$AB$12","v":0},{"$f":"COUNTIF($D$211:$AA$211,$Y$366)*$AB$12","v":0},{"$f":"COUNTIF($D$211:$AA$211,$Z$366)*$AB$12","v":0},{"$f":"COUNTIF($D$211:$AA$211,$AA$366)*$AB$12","v":0},{"$f":"COUNTIF($D$211:$AA$211,$AB$366)*$AB$12","v":0},{"$f":"COUNTIF($D$211:$AA$211,$AC$366)*$AB$12","v":0},{"$f":"COUNTIF($D$211:$AA$211,$AD$366)*$AB$12","v":0},{"$f":"COUNTIF($D$211:$AA$211,$AE$366)*$AB$12","v":0},{"$f":"COUNTIF($D$211:$AA$211,$AF$366)*$AB$12","v":0},{"$f":"COUNTIF($D$211:$AA$211,$AG$366)*$AB$12","v":0},{"$f":"COUNTIF($D$211:$AA$211,$AH$366)*$AB$12","v":0},{"$f":"COUNTIF($D$211:$AA$211,$AI$366)*$AB$12","v":0},{"$f":"COUNTIF($D$211:$AA$211,$AJ$366)*$AB$12","v":0},{"$f":"COUNTIF($D$211:$AA$211,$AK$366)*$AB$12","v":0},{"$f":"COUNTIF($D$211:$AA$211,$AL$366)*$AB$12","v":0},{"$f":"COUNTIF($D$211:$AA$211,$AM$366)*$AB$12","v":0},{"$f":"COUNTIF($D$211:$AA$211,$AN$366)*$AB$12","v":0},{"$f":"COUNTIF($D$211:$AA$211,$AO$366)*$AB$12","v":0},{"$f":"COUNTIF($D$211:$AA$211,$AP$366)*$AB$12","v":0},{"$f":"COUNTIF($D$211:$AA$211,$AQ$366)*$AB$12","v":0},{"$f":"COUNTIF($D$211:$AA$211,$AR$366)*$AB$12","v":0},{"$f":"COUNTIF($D$211:$AA$211,$AS$366)*$AB$12","v":0},4,{"$f":"IFERROR(SUMPRODUCT($D367:$AS367,$D$384:$AS$384,$D$382:$AS$382,$D$392:$AS$392),\"\")","v":0},{"$f":"IFERROR(SUMPRODUCT($D367:$AS367,$D$394:$AS$394,$D$382:$AS$382,$D$402:$AS$402),\"\")","v":""},{"$f":"IFERROR(SUMPRODUCT($D367:$AS367,$D$404:$AS$404,$D$382:$AS$382,$D$412:$AS$412),\"\")","v":""},{"$f":"IFERROR(SUMPRODUCT($D367:$AS367,$D$414:$AS$414,$D$382:$AS$382,$D$422:$AS$422),\"\")","v":""},{"$f":"IFERROR(SUMPRODUCT($D367:$AS367,$D$424:$AS$424,$D$382:$AS$382,$D$432:$AS$432),\"\")","v":""},{"$f":"IFERROR(SUMPRODUCT($D367:$AS367,$D$434:$AS$434,$D$382:$AS$382,$D$442:$AS$442),\"\")","v":""},{"$f":"IFERROR(SUMPRODUCT($D367:$AS367,$D$444:$AS$444,$D$382:$AS$382,$D$452:$AS$452),\"\")","v":""},{"$f":"IFERROR(SUMPRODUCT($D367:$AS367,$D$454:$AS$454,$D$382:$AS$382,$D$462:$AS$462),\"\")","v":""},{"$f":"IFERROR(SUMPRODUCT($D367:$AS367,$D$464:$AS$464,$D$382:$AS$382,$D$472:$AS$472),\"\")","v":""},{"$f":"IFERROR(SUMPRODUCT($D367:$AS367,$D$474:$AS$474,$D$382:$AS$382,$D$482:$AS$482),\"\")","v":""},null,{"$f":"IFERROR(SUMPRODUCT($D367:$AS367,$D$485:$AS$485,$D$382:$AS$382,$D$493:$AS$493),\"\")","v":""},{"$f":"IFERROR(SUMPRODUCT($D367:$AS367,$D$495:$AS$495,$D$382:$AS$382,$D$503:$AS$503),\"\")","v":""},{"$f":"IFERROR(SUMPRODUCT($D367:$AS367,$D$505:$AS$505,$D$382:$AS$382,$D$513:$AS$513),\"\")","v":""},{"$f":"IFERROR(SUMPRODUCT($D367:$AS367,$D$515:$AS$515,$D$382:$AS$382,$D$523:$AS$523),\"\")","v":""},{"$f":"IFERROR(SUMPRODUCT($D367:$AS367,$D$525:$AS$525,$D$382:$AS$382,$D$533:$AS$533),\"\")","v":""},{"$f":"IFERROR(SUMPRODUCT($D367:$AS367,$D$535:$AS$535,$D$382:$AS$382,$D$543:$AS$543),\"\")","v":""},{"$f":"IFERROR(SUMPRODUCT($D367:$AS367,$D$545:$AS$545,$D$382:$AS$382,$D$553:$AS$553),\"\")","v":""},{"$f":"IFERROR(SUMPRODUCT($D367:$AS367,$D$555:$AS$555,$D$382:$AS$382,$D$563:$AS$563),\"\")","v":""},{"$f":"IFERROR(SUMPRODUCT($D367:$AS367,$D$565:$AS$565,$D$382:$AS$382,$D$573:$AS$573),\"\")","v":""},{"$f":"IFERROR(SUMPRODUCT($D367:$AS367,$D$575:$AS$575,$D$382:$AS$382,$D$583:$AS$583),\"\")","v":""}]
[null,null,5,{"$f":"COUNTIF($D$212:$AA$212,$D$366)*$AB$13","v":0},{"$f":"COUNTIF($D$212:$AA$212,$E$366)*$AB$13","v":0},{"$f":"COUNTIF($D$212:$AA$212,$F$366)*$AB$13","v":0},{"$f":"COUNTIF($D$212:$AA$212,$G$366)*$AB$13","v":0},{"$f":"COUNTIF($D$212:$AA$212,$H$366)*$AB$13","v":0},{"$f":"COUNTIF($D$212:$AA$212,$I$366)*$AB$13","v":0},{"$f":"COUNTIF($D$212:$AA$212,$J$366)*$AB$13","v":0},{"$f":"COUNTIF($D$212:$AA$212,$K$366)*$AB$13","v":0},{"$f":"COUNTIF($D$212:$AA$212,$L$366)*$AB$13","v":0},{"$f":"COUNTIF($D$212:$AA$212,$M$366)*$AB$13","v":0},{"$f":"COUNTIF($D$212:$AA$212,$N$366)*$AB$13","v":0},{"$f":"COUNTIF($D$212:$AA$212,$O$366)*$AB$13","v":0},{"$f":"COUNTIF($D$212:$AA$212,$P$366)*$AB$13","v":0},{"$f":"COUNTIF($D$212:$AA$212,$Q$366)*$AB$13","v":0},{"$f":"COUNTIF($D$212:$AA$212,$R$366)*$AB$13","v":0},{"$f":"COUNTIF($D$212:$AA$212,$S$366)*$AB$13","v":0},{"$f":"COUNTIF($D$212:$AA$212,$T$366)*$AB$13","v":0},{"$f":"COUNTIF($D$212:$AA$212,$U$366)*$AB$13","v":0},{"$f":"COUNTIF($D$212:$AA$212,$V$366)*$AB$13","v":0},{"$f":"COUNTIF($D$212:$AA$212,$W$366)*$AB$13","v":0},{"$f":"COUNTIF($D$212:$AA$212,$X$366)*$AB$13","v":0},{"$f":"COUNTIF($D$212:$AA$212,$Y$366)*$AB$13","v":0},{"$f":"COUNTIF($D$212:$AA$212,$Z$366)*$AB$13","v":0},{"$f":"COUNTIF($D$212:$AA$212,$AA$366)*$AB$13","v":0},{"$f":"COUNTIF($D$212:$AA$212,$AB$366)*$AB$13","v":0},{"$f":"COUNTIF($D$212:$AA$212,$AC$366)*$AB$13","v":0},{"$f":"COUNTIF($D$212:$AA$212,$AD$366)*$AB$13","v":0},{"$f":"COUNTIF($D$212:$AA$212,$AE$366)*$AB$13","v":0},{"$f":"COUNTIF($D$212:$AA$212,$AF$366)*$AB$13","v":0},{"$f":"COUNTIF($D$212:$AA$212,$AG$366)*$AB$13","v":0},{"$f":"COUNTIF($D$212:$AA$212,$AH$366)*$AB$13","v":0},{"$f":"COUNTIF($D$212:$AA$212,$AI$366)*$AB$13","v":0},{"$f":"COUNTIF($D$212:$AA$212,$AJ$366)*$AB$13","v":0},{"$f":"COUNTIF($D$212:$AA$212,$AK$366)*$AB$13","v":0},{"$f":"COUNTIF($D$212:$AA$212,$AL$366)*$AB$13","v":0},{"$f":"COUNTIF($D$212:$AA$212,$AM$366)*$AB$13","v":0},{"$f":"COUNTIF($D$212:$AA$212,$AN$366)*$AB$13","v":0},{"$f":"COUNTIF($D$212:$AA$212,$AO$366)*$AB$13","v":0},{"$f":"COUNTIF($D$212:$AA$212,$AP$366)*$AB$13","v":0},{"$f":"COUNTIF($D$212:$AA$212,$AQ$366)*$AB$13","v":0},{"$f":"COUNTIF($D$212:$AA$212,$AR$366)*$AB$13","v":0},{"$f":"COUNTIF($D$212:$AA$212,$AS$366)*$AB$13","v":0},5,{"$f":"IFERROR(SUMPRODUCT($D368:$AS368,$D$384:$AS$384,$D$382:$AS$382,$D$392:$AS$392),\"\")","v":0},{"$f":"IFERROR(SUMPRODUCT($D368:$AS368,$D$394:$AS$394,$D$382:$AS$382,$D$402:$AS$402),\"\")","v":""},{"$f":"IFERROR(SUMPRODUCT($D368:$AS368,$D$404:$AS$404,$D$382:$AS$382,$D$412:$AS$412),\"\")","v":""},{"$f":"IFERROR(SUMPRODUCT($D368:$AS368,$D$414:$AS$414,$D$382:$AS$382,$D$422:$AS$422),\"\")","v":""},{"$f":"IFERROR(SUMPRODUCT($D368:$AS368,$D$424:$AS$424,$D$382:$AS$382,$D$432:$AS$432),\"\")","v":""},{"$f":"IFERROR(SUMPRODUCT($D368:$AS368,$D$434:$AS$434,$D$382:$AS$382,$D$442:$AS$442),\"\")","v":""},{"$f":"IFERROR(SUMPRODUCT($D368:$AS368,$D$444:$AS$444,$D$382:$AS$382,$D$452:$AS$452),\"\")","v":""},{"$f":"IFERROR(SUMPRODUCT($D368:$AS368,$D$454:$AS$454,$D$382:$AS$382,$D$462:$AS$462),\"\")","v":""},{"$f":"IFERROR(SUMPRODUCT($D368:$AS368,$D$464:$AS$464,$D$382:$AS$382,$D$472:$AS$472),\"\")","v":""},{"$f":"IFERROR(SUMPRODUCT($D368:$AS368,$D$474:$AS$474,$D$382:$AS$382,$D$482:$AS$482),\"\")","v":""},null,{"$f":"IFERROR(SUMPRODUCT($D368:$AS368,$D$485:$AS$485,$D$382:$AS$382,$D$493:$AS$493),\"\")","v":""},{"$f":"IFERROR(SUMPRODUCT($D368:$AS368,$D$495:$AS$495,$D$382:$AS$382,$D$503:$AS$503),\"\")","v":""},{"$f":"IFERROR(SUMPRODUCT($D368:$AS368,$D$505:$AS$505,$D$382:$AS$382,$D$513:$AS$513),\"\")","v":""},{"$f":"IFERROR(SUMPRODUCT($D368:$AS368,$D$515:$AS$515,$D$382:$AS$382,$D$523:$AS$523),\"\")","v":""},{"$f":"IFERROR(SUMPRODUCT($D368:$AS368,$D$525:$AS$525,$D$382:$AS$382,$D$533:$AS$533),\"\")","v":""},{"$f":"IFERROR(SUMPRODUCT($D368:$AS368,$D$535:$AS$535,$D$382:$AS$382,$D$543:$AS$543),\"\")","v":""},{"$f":"IFERROR(SUMPRODUCT($D368:$AS368,$D$545:$AS$545,$D$382:$AS$382,$D$553:$AS$553),\"\")","v":""},{"$f":"IFERROR(SUMPRODUCT($D368:$AS368,$D$555:$AS$555,$D$382:$AS$382,$D$563:$AS$563),\"\")","v":""},{"$f":"IFERROR(SUMPRODUCT($D368:$AS368,$D$565:$AS$565,$D$382:$AS$382,$D$573:$AS$573),\"\")","v":""},{"$f":"IFERROR(SUMPRODUCT($D368:$AS368,$D$575:$AS$575,$D$382:$AS$382,$D$583:$AS$583),\"\")","v":""}]
[null,null,6,{"$f":"COUNTIF($D$213:$AA$213,$D$366)*$AB$14","v":0},{"$f":"COUNTIF($D$213:$AA$213,$E$366)*$AB$14","v":0},{"$f":"COUNTIF($D$213:$AA$213,$F$366)*$AB$14","v":0},{"$f":"COUNTIF($D$213:$AA$213,$G$366)*$AB$14","v":0},{"$f":"COUNTIF($D$213:$AA$213,$H$366)*$AB$14","v":0},{"$f":"COUNTIF($D$213:$AA$213,$I$366)*$AB$14","v":0},{"$f":"COUNTIF($D$213:$AA$213,$J$366)*$AB$14","v":0},{"$f":"COUNTIF($D$213:$AA$213,$K$366)*$AB$14","v":0},{"$f":"COUNTIF($D$213:$AA$213,$L$366)*$AB$14","v":0},{"$f":"COUNTIF($D$213:$AA$213,$M$366)*$AB$14","v":0},{"$f":"COUNTIF($D$213:$AA$213,$N$366)*$AB$14","v":0},{"$f":"COUNTIF($D$213:$AA$213,$O$366)*$AB$14","v":0},{"$f":"COUNTIF($D$213:$AA$213,$P$366)*$AB$14","v":0},{"$f":"COUNTIF($D$213:$AA$213,$Q$366)*$AB$14","v":0},{"$f":"COUNTIF($D$213:$AA$213,$R$366)*$AB$14","v":0},{"$f":"COUNTIF($D$213:$AA$213,$S$366)*$AB$14","v":0},{"$f":"COUNTIF($D$213:$AA$213,$T$366)*$AB$14","v":0},{"$f":"COUNTIF($D$213:$AA$213,$U$366)*$AB$14","v":0},{"$f":"COUNTIF($D$213:$AA$213,$V$366)*$AB$14","v":0},{"$f":"COUNTIF($D$213:$AA$213,$W$366)*$AB$14","v":0},{"$f":"COUNTIF($D$213:$AA$213,$X$366)*$AB$14","v":0},{"$f":"COUNTIF($D$213:$AA$213,$Y$366)*$AB$14","v":0},{"$f":"COUNTIF($D$213:$AA$213,$Z$366)*$AB$14","v":0},{"$f":"COUNTIF($D$213:$AA$213,$AA$366)*$AB$14","v":0},{"$f":"COUNTIF($D$213:$AA$213,$AB$366)*$AB$14","v":0},{"$f":"COUNTIF($D$213:$AA$213,$AC$366)*$AB$14","v":0},{"$f":"COUNTIF($D$213:$AA$213,$AD$366)*$AB$14","v":0},{"$f":"COUNTIF($D$213:$AA$213,$AE$366)*$AB$14","v":0},{"$f":"COUNTIF($D$213:$AA$213,$AF$366)*$AB$14","v":0},{"$f":"COUNTIF($D$213:$AA$213,$AG$366)*$AB$14","v":0},{"$f":"COUNTIF($D$213:$AA$213,$AH$366)*$AB$14","v":0},{"$f":"COUNTIF($D$213:$AA$213,$AI$366)*$AB$14","v":0},{"$f":"COUNTIF($D$213:$AA$213,$AJ$366)*$AB$14","v":0},{"$f":"COUNTIF($D$213:$AA$213,$AK$366)*$AB$14","v":0},{"$f":"COUNTIF($D$213:$AA$213,$AL$366)*$AB$14","v":0},{"$f":"COUNTIF($D$213:$AA$213,$AM$366)*$AB$14","v":0},{"$f":"COUNTIF($D$213:$AA$213,$AN$366)*$AB$14","v":0},{"$f":"COUNTIF($D$213:$AA$213,$AO$366)*$AB$14","v":0},{"$f":"COUNTIF($D$213:$AA$213,$AP$366)*$AB$14","v":0},{"$f":"COUNTIF($D$213:$AA$213,$AQ$366)*$AB$14","v":0},{"$f":"COUNTIF($D$213:$AA$213,$AR$366)*$AB$14","v":0},{"$f":"COUNTIF($D$213:$AA$213,$AS$366)*$AB$14","v":0},6,0,"","","","","","","","","",null,"","","","","","","","","",""]
[null,null,7,{"$f":"COUNTIF($D$214:$AA$214,$D$366)*$AB$15","v":0},{"$f":"COUNTIF($D$214:$AA$214,$E$366)*$AB$15","v":0},{"$f":"COUNTIF($D$214:$AA$214,$F$366)*$AB$15","v":0},{"$f":"COUNTIF($D$214:$AA$214,$G$366)*$AB$15","v":0},{"$f":"COUNTIF($D$214:$AA$214,$H$366)*$AB$15","v":0},{"$f":"COUNTIF($D$214:$AA$214,$I$366)*$AB$15","v":0},{"$f":"COUNTIF($D$214:$AA$214,$J$366)*$AB$15","v":0},{"$f":"COUNTIF($D$214:$AA$214,$K$366)*$AB$15","v":0},{"$f":"COUNTIF($D$214:$AA$214,$L$366)*$AB$15","v":0},{"$f":"COUNTIF($D$214:$AA$214,$M$366)*$AB$15","v":0},{"$f":"COUNTIF($D$214:$AA$214,$N$366)*$AB$15","v":0},{"$f":"COUNTIF($D$214:$AA$214,$O$366)*$AB$15","v":0},{"$f":"COUNTIF($D$214:$AA$214,$P$366)*$AB$15","v":0},{"$f":"COUNTIF($D$214:$AA$214,$Q$366)*$AB$15","v":0},{"$f":"COUNTIF($D$214:$AA$214,$R$366)*$AB$15","v":0},{"$f":"COUNTIF($D$214:$AA$214,$S$366)*$AB$15","v":0},{"$f":"COUNTIF($D$214:$AA$214,$T$366)*$AB$15","v":0},{"$f":"COUNTIF($D$214:$AA$214,$U$366)*$AB$15","v":0},{"$f":"COUNTIF($D$214:$AA$214,$V$366)*$AB$15","v":0},{"$f":"COUNTIF($D$214:$AA$214,$W$366)*$AB$15","v":0},{"$f":"COUNTIF($D$214:$AA$214,$X$366)*$AB$15","v":0},{"$f":"COUNTIF($D$214:$AA$214,$Y$366)*$AB$15","v":0},{"$f":"COUNTIF($D$214:$AA$214,$Z$366)*$AB$15","v":0},{"$f":"COUNTIF($D$214:$AA$214,$AA$366)*$AB$15","v":0},{"$f":"COUNTIF($D$214:$AA$214,$AB$366)*$AB$15","v":0},{"$f":"COUNTIF($D$214:$AA$214,$AC$366)*$AB$15","v":0},{"$f":"COUNTIF($D$214:$AA$214,$AD$366)*$AB$15","v":0},{"$f":"COUNTIF($D$214:$AA$214,$AE$366)*$AB$15","v":0},{"$f":"COUNTIF($D$214:$AA$214,$AF$366)*$AB$15","v":0},{"$f":"COUNTIF($D$214:$AA$214,$AG$366)*$AB$15","v":0},{"$f":"COUNTIF($D$214:$AA$214,$AH$366)*$AB$15","v":0},{"$f":"COUNTIF($D$214:$AA$214,$AI$366)*$AB$15","v":0},{"$f":"COUNTIF($D$214:$AA$214,$AJ$366)*$AB$15","v":0},{"$f":"COUNTIF($D$214:$AA$214,$AK$366)*$AB$15","v":0},{"$f":"COUNTIF($D$214:$AA$214,$AL$366)*$AB$15","v":0},{"$f":"COUNTIF($D$214:$AA$214,$AM$366)*$AB$15","v":0},{"$f":"COUNTIF($D$214:$AA$214,$AN$366)*$AB$15","v":0},{"$f":"COUNTIF($D$214:$AA$214,$AO$366)*$AB$15","v":0},{"$f":"COUNTIF($D$214:$AA$214,$AP$366)*$AB$15","v":0},{"$f":"COUNTIF($D$214:$AA$214,$AQ$366)*$AB$15","v":0},{"$f":"COUNTIF($D$214:$AA$214,$AR$366)*$AB$15","v":0},{"$f":"COUNTIF($D$214:$AA$214,$AS$366)*$AB$15","v":0},7,0,"","","","","","","","","",null,"","","","","","","","","",""]
[null,null,8,{"$f":"COUNTIF($D$215:$AA$215,$D$366)*$AB$16","v":0},{"$f":"COUNTIF($D$215:$AA$215,$E$366)*$AB$16","v":0},{"$f":"COUNTIF($D$215:$AA$215,$F$366)*$AB$16","v":0},{"$f":"COUNTIF($D$215:$AA$215,$G$366)*$AB$16","v":0},{"$f":"COUNTIF($D$215:$AA$215,$H$366)*$AB$16","v":0},{"$f":"COUNTIF($D$215:$AA$215,$I$366)*$AB$16","v":0},{"$f":"COUNTIF($D$215:$AA$215,$J$366)*$AB$16","v":0},{"$f":"COUNTIF($D$215:$AA$215,$K$366)*$AB$16","v":0},{"$f":"COUNTIF($D$215:$AA$215,$L$366)*$AB$16","v":0},{"$f":"COUNTIF($D$215:$AA$215,$M$366)*$AB$16","v":0},{"$f":"COUNTIF($D$215:$AA$215,$N$366)*$AB$16","v":0},{"$f":"COUNTIF($D$215:$AA$215,$O$366)*$AB$16","v":0},{"$f":"COUNTIF($D$215:$AA$215,$P$366)*$AB$16","v":0},{"$f":"COUNTIF($D$215:$AA$215,$Q$366)*$AB$16","v":0},{"$f":"COUNTIF($D$215:$AA$215,$R$366)*$AB$16","v":0},{"$f":"COUNTIF($D$215:$AA$215,$S$366)*$AB$16","v":0},{"$f":"COUNTIF($D$215:$AA$215,$T$366)*$AB$16","v":0},{"$f":"COUNTIF($D$215:$AA$215,$U$366)*$AB$16","v":0},{"$f":"COUNTIF($D$215:$AA$215,$V$366)*$AB$16","v":0},{"$f":"COUNTIF($D$215:$AA$215,$W$366)*$AB$16","v":0},{"$f":"COUNTIF($D$215:$AA$215,$X$366)*$AB$16","v":0},{"$f":"COUNTIF($D$215:$AA$215,$Y$366)*$AB$16","v":0},{"$f":"COUNTIF($D$215:$AA$215,$Z$366)*$AB$16","v":0},{"$f":"COUNTIF($D$215:$AA$215,$AA$366)*$AB$16","v":0},{"$f":"COUNTIF($D$215:$AA$215,$AB$366)*$AB$16","v":0},{"$f":"COUNTIF($D$215:$AA$215,$AC$366)*$AB$16","v":0},{"$f":"COUNTIF($D$215:$AA$215,$AD$366)*$AB$16","v":0},{"$f":"COUNTIF($D$215:$AA$215,$AE$366)*$AB$16","v":0},{"$f":"COUNTIF($D$215:$AA$215,$AF$366)*$AB$16","v":0},{"$f":"COUNTIF($D$215:$AA$215,$AG$366)*$AB$16","v":0},{"$f":"COUNTIF($D$215:$AA$215,$AH$366)*$AB$16","v":0},{"$f":"COUNTIF($D$215:$AA$215,$AI$366)*$AB$16","v":0},{"$f":"COUNTIF($D$215:$AA$215,$AJ$366)*$AB$16","v":0},{"$f":"COUNTIF($D$215:$AA$215,$AK$366)*$AB$16","v":0},{"$f":"COUNTIF($D$215:$AA$215,$AL$366)*$AB$16","v":0},{"$f":"COUNTIF($D$215:$AA$215,$AM$366)*$AB$16","v":0},{"$f":"COUNTIF($D$215:$AA$215,$AN$366)*$AB$16","v":0},{"$f":"COUNTIF($D$215:$AA$215,$AO$366)*$AB$16","v":0},{"$f":"COUNTIF($D$215:$AA$215,$AP$366)*$AB$16","v":0},{"$f":"COUNTIF($D$215:$AA$215,$AQ$366)*$AB$16","v":0},{"$f":"COUNTIF($D$215:$AA$215,$AR$366)*$AB$16","v":0},{"$f":"COUNTIF($D$215:$AA$215,$AS$366)*$AB$16","v":0},8,0,"","","","","","","","","",null,"","","","","","","","","",""]
[null,null,9,{"$f":"COUNTIF($D$216:$AA$216,$D$366)*$AB$17","v":0},{"$f":"COUNTIF($D$216:$AA$216,$E$366)*$AB$17","v":0},{"$f":"COUNTIF($D$216:$AA$216,$F$366)*$AB$17","v":0},{"$f":"COUNTIF($D$216:$AA$216,$G$366)*$AB$17","v":0},{"$f":"COUNTIF($D$216:$AA$216,$H$366)*$AB$17","v":0},{"$f":"COUNTIF($D$216:$AA$216,$I$366)*$AB$17","v":0},{"$f":"COUNTIF($D$216:$AA$216,$J$366)*$AB$17","v":0},{"$f":"COUNTIF($D$216:$AA$216,$K$366)*$AB$17","v":0},{"$f":"COUNTIF($D$216:$AA$216,$L$366)*$AB$17","v":0},{"$f":"COUNTIF($D$216:$AA$216,$M$366)*$AB$17","v":0},{"$f":"COUNTIF($D$216:$AA$216,$N$366)*$AB$17","v":0},{"$f":"COUNTIF($D$216:$AA$216,$O$366)*$AB$17","v":0},{"$f":"COUNTIF($D$216:$AA$216,$P$366)*$AB$17","v":0},{"$f":"COUNTIF($D$216:$AA$216,$Q$366)*$AB$17","v":0},{"$f":"COUNTIF($D$216:$AA$216,$R$366)*$AB$17","v":0},{"$f":"COUNTIF($D$216:$AA$216,$S$366)*$AB$17","v":0},{"$f":"COUNTIF($D$216:$AA$216,$T$366)*$AB$17","v":0},{"$f":"COUNTIF($D$216:$AA$216,$U$366)*$AB$17","v":0},{"$f":"COUNTIF($D$216:$AA$216,$V$366)*$AB$17","v":0},{"$f":"COUNTIF($D$216:$AA$216,$W$366)*$AB$17","v":0},{"$f":"COUNTIF($D$216:$AA$216,$X$366)*$AB$17","v":0},{"$f":"COUNTIF($D$216:$AA$216,$Y$366)*$AB$17","v":0},{"$f":"COUNTIF($D$216:$AA$216,$Z$366)*$AB$17","v":0},{"$f":"COUNTIF($D$216:$AA$216,$AA$366)*$AB$17","v":0},{"$f":"COUNTIF($D$216:$AA$216,$AB$366)*$AB$17","v":0},{"$f":"COUNTIF($D$216:$AA$216,$AC$366)*$AB$17","v":0},{"$f":"COUNTIF($D$216:$AA$216,$AD$366)*$AB$17","v":0},{"$f":"COUNTIF($D$216:$AA$216,$AE$366)*$AB$17","v":0},{"$f":"COUNTIF($D$216:$AA$216,$AF$366)*$AB$17","v":0},{"$f":"COUNTIF($D$216:$AA$216,$AG$366)*$AB$17","v":0},{"$f":"COUNTIF($D$216:$AA$216,$AH$366)*$AB$17","v":0},{"$f":"COUNTIF($D$216:$AA$216,$AI$366)*$AB$17","v":0},{"$f":"COUNTIF($D$216:$AA$216,$AJ$366)*$AB$17","v":0},{"$f":"COUNTIF($D$216:$AA$216,$AK$366)*$AB$17","v":0},{"$f":"COUNTIF($D$216:$AA$216,$AL$366)*$AB$17","v":0},{"$f":"COUNTIF($D$216:$AA$216,$AM$366)*$AB$17","v":0},{"$f":"COUNTIF($D$216:$AA$216,$AN$366)*$AB$17","v":0},{"$f":"COUNTIF($D$216:$AA$216,$AO$366)*$AB$17","v":0},{"$f":"COUNTIF($D$216:$AA$216,$AP$366)*$AB$17","v":0},{"$f":"COUNTIF($D$216:$AA$216,$AQ$366)*$AB$17","v":0},{"$f":"COUNTIF($D$216:$AA$216,$AR$366)*$AB$17","v":0},{"$f":"COUNTIF($D$216:$AA$216,$AS$366)*$AB$17","v":0},9,0,"","","","","","","","","",null,"","","","","","","","","",""]
[null,null,10,{"$f":"COUNTIF($D$217:$AA$217,$D$366)*$AB$18","v":0},{"$f":"COUNTIF($D$217:$AA$217,$E$366)*$AB$18","v":0},{"$f":"COUNTIF($D$217:$AA$217,$F$366)*$AB$18","v":0},{"$f":"COUNTIF($D$217:$AA$217,$G$366)*$AB$18","v":0},{"$f":"COUNTIF($D$217:$AA$217,$H$366)*$AB$18","v":0},{"$f":"COUNTIF($D$217:$AA$217,$I$366)*$AB$18","v":0},{"$f":"COUNTIF($D$217:$AA$217,$J$366)*$AB$18","v":0},{"$f":"COUNTIF($D$217:$AA$217,$K$366)*$AB$18","v":0},{"$f":"COUNTIF($D$217:$AA$217,$L$366)*$AB$18","v":0},{"$f":"COUNTIF($D$217:$AA$217,$M$366)*$AB$18","v":0},{"$f":"COUNTIF($D$217:$AA$217,$N$366)*$AB$18","v":0},{"$f":"COUNTIF($D$217:$AA$217,$O$366)*$AB$18","v":0},{"$f":"COUNTIF($D$217:$AA$217,$P$366)*$AB$18","v":0},{"$f":"COUNTIF($D$217:$AA$217,$Q$366)*$AB$18","v":0},{"$f":"COUNTIF($D$217:$AA$217,$R$366)*$AB$18","v":0},{"$f":"COUNTIF($D$217:$AA$217,$S$366)*$AB$18","v":0},{"$f":"COUNTIF($D$217:$AA$217,$T$366)*$AB$18","v":0},{"$f":"COUNTIF($D$217:$AA$217,$U$366)*$AB$18","v":0},{"$f":"COUNTIF($D$217:$AA$217,$V$366)*$AB$18","v":0},{"$f":"COUNTIF($D$217:$AA$217,$W$366)*$AB$18","v":0},{"$f":"COUNTIF($D$217:$AA$217,$X$366)*$AB$18","v":0},{"$f":"COUNTIF($D$217:$AA$217,$Y$366)*$AB$18","v":0},{"$f":"COUNTIF($D$217:$AA$217,$Z$366)*$AB$18","v":0},{"$f":"COUNTIF($D$217:$AA$217,$AA$366)*$AB$18","v":0},{"$f":"COUNTIF($D$217:$AA$217,$AB$366)*$AB$18","v":0},{"$f":"COUNTIF($D$217:$AA$217,$AC$366)*$AB$18","v":0},{"$f":"COUNTIF($D$217:$AA$217,$AD$366)*$AB$18","v":0},{"$f":"COUNTIF($D$217:$AA$217,$AE$366)*$AB$18","v":0},{"$f":"COUNTIF($D$217:$AA$217,$AF$366)*$AB$18","v":0},{"$f":"COUNTIF($D$217:$AA$217,$AG$366)*$AB$18","v":0},{"$f":"COUNTIF($D$217:$AA$217,$AH$366)*$AB$18","v":0},{"$f":"COUNTIF($D$217:$AA$217,$AI$366)*$AB$18","v":0},{"$f":"COUNTIF($D$217:$AA$217,$AJ$366)*$AB$18","v":0},{"$f":"COUNTIF($D$217:$AA$217,$AK$366)*$AB$18","v":0},{"$f":"COUNTIF($D$217:$AA$217,$AL$366)*$AB$18","v":0},{"$f":"COUNTIF($D$217:$AA$217,$AM$366)*$AB$18","v":0},{"$f":"COUNTIF($D$217:$AA$217,$AN$366)*$AB$18","v":0},{"$f":"COUNTIF($D$217:$AA$217,$AO$366)*$AB$18","v":0},{"$f":"COUNTIF($D$217:$AA$217,$AP$366)*$AB$18","v":0},{"$f":"COUNTIF($D$217:$AA$217,$AQ$366)*$AB$18","v":0},{"$f":"COUNTIF($D$217:$AA$217,$AR$366)*$AB$18","v":0},{"$f":"COUNTIF($D$217:$AA$217,$AS$366)*$AB$18","v":0},10,0,"","","","","","","","","",null,"","","","","","","","","",""]
[null,null,11,{"$f":"COUNTIF($D$218:$AA$218,$D$366)*$AB$19","v":0},{"$f":"COUNTIF($D$218:$AA$218,$E$366)*$AB$19","v":0},{"$f":"COUNTIF($D$218:$AA$218,$F$366)*$AB$19","v":0},{"$f":"COUNTIF($D$218:$AA$218,$G$366)*$AB$19","v":0},{"$f":"COUNTIF($D$218:$AA$218,$H$366)*$AB$19","v":0},{"$f":"COUNTIF($D$218:$AA$218,$I$366)*$AB$19","v":0},{"$f":"COUNTIF($D$218:$AA$218,$J$366)*$AB$19","v":0},{"$f":"COUNTIF($D$218:$AA$218,$K$366)*$AB$19","v":0},{"$f":"COUNTIF($D$218:$AA$218,$L$366)*$AB$19","v":0},{"$f":"COUNTIF($D$218:$AA$218,$M$366)*$AB$19","v":0},{"$f":"COUNTIF($D$218:$AA$218,$N$366)*$AB$19","v":0},{"$f":"COUNTIF($D$218:$AA$218,$O$366)*$AB$19","v":0},{"$f":"COUNTIF($D$218:$AA$218,$P$366)*$AB$19","v":0},{"$f":"COUNTIF($D$218:$AA$218,$Q$366)*$AB$19","v":0},{"$f":"COUNTIF($D$218:$AA$218,$R$366)*$AB$19","v":0},{"$f":"COUNTIF($D$218:$AA$218,$S$366)*$AB$19","v":0},{"$f":"COUNTIF($D$218:$AA$218,$T$366)*$AB$19","v":0},{"$f":"COUNTIF($D$218:$AA$218,$U$366)*$AB$19","v":0},{"$f":"COUNTIF($D$218:$AA$218,$V$366)*$AB$19","v":0},{"$f":"COUNTIF($D$218:$AA$218,$W$366)*$AB$19","v":0},{"$f":"COUNTIF($D$218:$AA$218,$X$366)*$AB$19","v":0},{"$f":"COUNTIF($D$218:$AA$218,$Y$366)*$AB$19","v":0},{"$f":"COUNTIF($D$218:$AA$218,$Z$366)*$AB$19","v":0},{"$f":"COUNTIF($D$218:$AA$218,$AA$366)*$AB$19","v":0},{"$f":"COUNTIF($D$218:$AA$218,$AB$366)*$AB$19","v":0},{"$f":"COUNTIF($D$218:$AA$218,$AC$366)*$AB$19","v":0},{"$f":"COUNTIF($D$218:$AA$218,$AD$366)*$AB$19","v":0},{"$f":"COUNTIF($D$218:$AA$218,$AE$366)*$AB$19","v":0},{"$f":"COUNTIF($D$218:$AA$218,$AF$366)*$AB$19","v":0},{"$f":"COUNTIF($D$218:$AA$218,$AG$366)*$AB$19","v":0},{"$f":"COUNTIF($D$218:$AA$218,$AH$366)*$AB$19","v":0},{"$f":"COUNTIF($D$218:$AA$218,$AI$366)*$AB$19","v":0},{"$f":"COUNTIF($D$218:$AA$218,$AJ$366)*$AB$19","v":0},{"$f":"COUNTIF($D$218:$AA$218,$AK$366)*$AB$19","v":0},{"$f":"COUNTIF($D$218:$AA$218,$AL$366)*$AB$19","v":0},{"$f":"COUNTIF($D$218:$AA$218,$AM$366)*$AB$19","v":0},{"$f":"COUNTIF($D$218:$AA$218,$AN$366)*$AB$19","v":0},{"$f":"COUNTIF($D$218:$AA$218,$AO$366)*$AB$19","v":0},{"$f":"COUNTIF($D$218:$AA$218,$AP$366)*$AB$19","v":0},{"$f":"COUNTIF($D$218:$AA$218,$AQ$366)*$AB$19","v":0},{"$f":"COUNTIF($D$218:$AA$218,$AR$366)*$AB$19","v":0},{"$f":"COUNTIF($D$218:$AA$218,$AS$366)*$AB$19","v":0},11,0,"","","","","","","","","",null,"","","","","","","","","",""]
[null,null,12,{"$f":"COUNTIF($D$219:$AA$219,$D$366)*$AB$20","v":0},{"$f":"COUNTIF($D$219:$AA$219,$E$366)*$AB$20","v":0},{"$f":"COUNTIF($D$219:$AA$219,$F$366)*$AB$20","v":0},{"$f":"COUNTIF($D$219:$AA$219,$G$366)*$AB$20","v":0},{"$f":"COUNTIF($D$219:$AA$219,$H$366)*$AB$20","v":0},{"$f":"COUNTIF($D$219:$AA$219,$I$366)*$AB$20","v":0},{"$f":"COUNTIF($D$219:$AA$219,$J$366)*$AB$20","v":0},{"$f":"COUNTIF($D$219:$AA$219,$K$366)*$AB$20","v":0},{"$f":"COUNTIF($D$219:$AA$219,$L$366)*$AB$20","v":0},{"$f":"COUNTIF($D$219:$AA$219,$M$366)*$AB$20","v":0},{"$f":"COUNTIF($D$219:$AA$219,$N$366)*$AB$20","v":0},{"$f":"COUNTIF($D$219:$AA$219,$O$366)*$AB$20","v":0},{"$f":"COUNTIF($D$219:$AA$219,$P$366)*$AB$20","v":0},{"$f":"COUNTIF($D$219:$AA$219,$Q$366)*$AB$20","v":0},{"$f":"COUNTIF($D$219:$AA$219,$R$366)*$AB$20","v":0},{"$f":"COUNTIF($D$219:$AA$219,$S$366)*$AB$20","v":0},{"$f":"COUNTIF($D$219:$AA$219,$T$366)*$AB$20","v":0},{"$f":"COUNTIF($D$219:$AA$219,$U$366)*$AB$20","v":0},{"$f":"COUNTIF($D$219:$AA$219,$V$366)*$AB$20","v":0},{"$f":"COUNTIF($D$219:$AA$219,$W$366)*$AB$20","v":0},{"$f":"COUNTIF($D$219:$AA$219,$X$366)*$AB$20","v":0},{"$f":"COUNTIF($D$219:$AA$219,$Y$366)*$AB$20","v":0},{"$f":"COUNTIF($D$219:$AA$219,$Z$366)*$AB$20","v":0},{"$f":"COUNTIF($D$219:$AA$219,$AA$366)*$AB$20","v":0},{"$f":"COUNTIF($D$219:$AA$219,$AB$366)*$AB$20","v":0},{"$f":"COUNTIF($D$219:$AA$219,$AC$366)*$AB$20","v":0},{"$f":"COUNTIF($D$219:$AA$219,$AD$366)*$AB$20","v":0},{"$f":"COUNTIF($D$219:$AA$219,$AE$366)*$AB$20","v":0},{"$f":"COUNTIF($D$219:$AA$219,$AF$366)*$AB$20","v":0},{"$f":"COUNTIF($D$219:$AA$219,$AG$366)*$AB$20","v":0},{"$f":"COUNTIF($D$219:$AA$219,$AH$366)*$AB$20","v":0},{"$f":"COUNTIF($D$219:$AA$219,$AI$366)*$AB$20","v":0},{"$f":"COUNTIF($D$219:$AA$219,$AJ$366)*$AB$20","v":0},{"$f":"COUNTIF($D$219:$AA$219,$AK$366)*$AB$20","v":0},{"$f":"COUNTIF($D$219:$AA$219,$AL$366)*$AB$20","v":0},{"$f":"COUNTIF($D$219:$AA$219,$AM$366)*$AB$20","v":0},{"$f":"COUNTIF($D$219:$AA$219,$AN$366)*$AB$20","v":0},{"$f":"COUNTIF($D$219:$AA$219,$AO$366)*$AB$20","v":0},{"$f":"COUNTIF($D$219:$AA$219,$AP$366)*$AB$20","v":0},{"$f":"COUNTIF($D$219:$AA$219,$AQ$366)*$AB$20","v":0},{"$f":"COUNTIF($D$219:$AA$219,$AR$366)*$AB$20","v":0},{"$f":"COUNTIF($D$219:$AA$219,$AS$366)*$AB$20","v":0},12,0,"","","","","","","","","",null,"","","","","","","","","",""]
[null,null,1,{"$f":"COUNTIF($D$220:$AA$220,$D$366)*$AB$21","v":0},{"$f":"COUNTIF($D$220:$AA$220,$E$366)*$AB$21","v":0},{"$f":"COUNTIF($D$220:$AA$220,$F$366)*$AB$21","v":0},{"$f":"COUNTIF($D$220:$AA$220,$G$366)*$AB$21","v":0},{"$f":"COUNTIF($D$220:$AA$220,$H$366)*$AB$21","v":0},{"$f":"COUNTIF($D$220:$AA$220,$I$366)*$AB$21","v":0},{"$f":"COUNTIF($D$220:$AA$220,$J$366)*$AB$21","v":0},{"$f":"COUNTIF($D$220:$AA$220,$K$366)*$AB$21","v":0},{"$f":"COUNTIF($D$220:$AA$220,$L$366)*$AB$21","v":0},{"$f":"COUNTIF($D$220:$AA$220,$M$366)*$AB$21","v":0},{"$f":"COUNTIF($D$220:$AA$220,$N$366)*$AB$21","v":0},{"$f":"COUNTIF($D$220:$AA$220,$O$366)*$AB$21","v":0},{"$f":"COUNTIF($D$220:$AA$220,$P$366)*$AB$21","v":0},{"$f":"COUNTIF($D$220:$AA$220,$Q$366)*$AB$21","v":0},{"$f":"COUNTIF($D$220:$AA$220,$R$366)*$AB$21","v":0},{"$f":"COUNTIF($D$220:$AA$220,$S$366)*$AB$21","v":0},{"$f":"COUNTIF($D$220:$AA$220,$T$366)*$AB$21","v":0},{"$f":"COUNTIF($D$220:$AA$220,$U$366)*$AB$21","v":0},{"$f":"COUNTIF($D$220:$AA$220,$V$366)*$AB$21","v":0},{"$f":"COUNTIF($D$220:$AA$220,$W$366)*$AB$21","v":0},{"$f":"COUNTIF($D$220:$AA$220,$X$366)*$AB$21","v":0},{"$f":"COUNTIF($D$220:$AA$220,$Y$366)*$AB$21","v":0},{"$f":"COUNTIF($D$220:$AA$220,$Z$366)*$AB$21","v":0},{"$f":"COUNTIF($D$220:$AA$220,$AA$366)*$AB$21","v":0},{"$f":"COUNTIF($D$220:$AA$220,$AB$366)*$AB$21","v":0},{"$f":"COUNTIF($D$220:$AA$220,$AC$366)*$AB$21","v":0},{"$f":"COUNTIF($D$220:$AA$220,$AD$366)*$AB$21","v":0},{"$f":"COUNTIF($D$220:$AA$220,$AE$366)*$AB$21","v":0},{"$f":"COUNTIF($D$220:$AA$220,$AF$366)*$AB$21","v":0},{"$f":"COUNTIF($D$220:$AA$220,$AG$366)*$AB$21","v":0},{"$f":"COUNTIF($D$220:$AA$220,$AH$366)*$AB$21","v":0},{"$f":"COUNTIF($D$220:$AA$220,$AI$366)*$AB$21","v":0},{"$f":"COUNTIF($D$220:$AA$220,$AJ$366)*$AB$21","v":0},{"$f":"COUNTIF($D$220:$AA$220,$AK$366)*$AB$21","v":0},{"$f":"COUNTIF($D$220:$AA$220,$AL$366)*$AB$21","v":0},{"$f":"COUNTIF($D$220:$AA$220,$AM$366)*$AB$21","v":0},{"$f":"COUNTIF($D$220:$AA$220,$AN$366)*$AB$21","v":0},{"$f":"COUNTIF($D$220:$AA$220,$AO$366)*$AB$21","v":0},{"$f":"COUNTIF($D$220:$AA$220,$AP$366)*$AB$21","v":0},{"$f":"COUNTIF($D$220:$AA$220,$AQ$366)*$AB$21","v":0},{"$f":"COUNTIF($D$220:$AA$220,$AR$366)*$AB$21","v":0},{"$f":"COUNTIF($D$220:$AA$220,$AS$366)*$AB$21","v":0},1,0,"","","","","","","","","",null,"","","","","","","","","",""]
[null,null,2,{"$f":"COUNTIF($D$221:$AA$221,$D$366)*$AB$22","v":0},{"$f":"COUNTIF($D$221:$AA$221,$E$366)*$AB$22","v":0},{"$f":"COUNTIF($D$221:$AA$221,$F$366)*$AB$22","v":0},{"$f":"COUNTIF($D$221:$AA$221,$G$366)*$AB$22","v":0},{"$f":"COUNTIF($D$221:$AA$221,$H$366)*$AB$22","v":0},{"$f":"COUNTIF($D$221:$AA$221,$I$366)*$AB$22","v":0},{"$f":"COUNTIF($D$221:$AA$221,$J$366)*$AB$22","v":0},{"$f":"COUNTIF($D$221:$AA$221,$K$366)*$AB$22","v":0},{"$f":"COUNTIF($D$221:$AA$221,$L$366)*$AB$22","v":0},{"$f":"COUNTIF($D$221:$AA$221,$M$366)*$AB$22","v":0},{"$f":"COUNTIF($D$221:$AA$221,$N$366)*$AB$22","v":0},{"$f":"COUNTIF($D$221:$AA$221,$O$366)*$AB$22","v":0},{"$f":"COUNTIF($D$221:$AA$221,$P$366)*$AB$22","v":0},{"$f":"COUNTIF($D$221:$AA$221,$Q$366)*$AB$22","v":0},{"$f":"COUNTIF($D$221:$AA$221,$R$366)*$AB$22","v":0},{"$f":"COUNTIF($D$221:$AA$221,$S$366)*$AB$22","v":0},{"$f":"COUNTIF($D$221:$AA$221,$T$366)*$AB$22","v":0},{"$f":"COUNTIF($D$221:$AA$221,$U$366)*$AB$22","v":0},{"$f":"COUNTIF($D$221:$AA$221,$V$366)*$AB$22","v":0},{"$f":"COUNTIF($D$221:$AA$221,$W$366)*$AB$22","v":0},{"$f":"COUNTIF($D$221:$AA$221,$X$366)*$AB$22","v":0},{"$f":"COUNTIF($D$221:$AA$221,$Y$366)*$AB$22","v":0},{"$f":"COUNTIF($D$221:$AA$221,$Z$366)*$AB$22","v":0},{"$f":"COUNTIF($D$221:$AA$221,$AA$366)*$AB$22","v":0},{"$f":"COUNTIF($D$221:$AA$221,$AB$366)*$AB$22","v":0},{"$f":"COUNTIF($D$221:$AA$221,$AC$366)*$AB$22","v":0},{"$f":"COUNTIF($D$221:$AA$221,$AD$366)*$AB$22","v":0},{"$f":"COUNTIF($D$221:$AA$221,$AE$366)*$AB$22","v":0},{"$f":"COUNTIF($D$221:$AA$221,$AF$366)*$AB$22","v":0},{"$f":"COUNTIF($D$221:$AA$221,$AG$366)*$AB$22","v":0},{"$f":"COUNTIF($D$221:$AA$221,$AH$366)*$AB$22","v":0},{"$f":"COUNTIF($D$221:$AA$221,$AI$366)*$AB$22","v":0},{"$f":"COUNTIF($D$221:$AA$221,$AJ$366)*$AB$22","v":0},{"$f":"COUNTIF($D$221:$AA$221,$AK$366)*$AB$22","v":0},{"$f":"COUNTIF($D$221:$AA$221,$AL$366)*$AB$22","v":0},{"$f":"COUNTIF($D$221:$AA$221,$AM$366)*$AB$22","v":0},{"$f":"COUNTIF($D$221:$AA$221,$AN$366)*$AB$22","v":0},{"$f":"COUNTIF($D$221:$AA$221,$AO$366)*$AB$22","v":0},{"$f":"COUNTIF($D$221:$AA$221,$AP$366)*$AB$22","v":0},{"$f":"COUNTIF($D$221:$AA$221,$AQ$366)*$AB$22","v":0},{"$f":"COUNTIF($D$221:$AA$221,$AR$366)*$AB$22","v":0},{"$f":"COUNTIF($D$221:$AA$221,$AS$366)*$AB$22","v":0},2,0,"","","","","","","","","",null,"","","","","","","","","",""]
[null,null,3,{"$f":"COUNTIF($D$222:$AA$222,$D$366)*$AB$23","v":0},{"$f":"COUNTIF($D$222:$AA$222,$E$366)*$AB$23","v":0},{"$f":"COUNTIF($D$222:$AA$222,$F$366)*$AB$23","v":0},{"$f":"COUNTIF($D$222:$AA$222,$G$366)*$AB$23","v":0},{"$f":"COUNTIF($D$222:$AA$222,$H$366)*$AB$23","v":0},{"$f":"COUNTIF($D$222:$AA$222,$I$366)*$AB$23","v":0},{"$f":"COUNTIF($D$222:$AA$222,$J$366)*$AB$23","v":0},{"$f":"COUNTIF($D$222:$AA$222,$K$366)*$AB$23","v":0},{"$f":"COUNTIF($D$222:$AA$222,$L$366)*$AB$23","v":0},{"$f":"COUNTIF($D$222:$AA$222,$M$366)*$AB$23","v":0},{"$f":"COUNTIF($D$222:$AA$222,$N$366)*$AB$23","v":0},{"$f":"COUNTIF($D$222:$AA$222,$O$366)*$AB$23","v":0},{"$f":"COUNTIF($D$222:$AA$222,$P$366)*$AB$23","v":0},{"$f":"COUNTIF($D$222:$AA$222,$Q$366)*$AB$23","v":0},{"$f":"COUNTIF($D$222:$AA$222,$R$366)*$AB$23","v":0},{"$f":"COUNTIF($D$222:$AA$222,$S$366)*$AB$23","v":0},{"$f":"COUNTIF($D$222:$AA$222,$T$366)*$AB$23","v":0},{"$f":"COUNTIF($D$222:$AA$222,$U$366)*$AB$23","v":0},{"$f":"COUNTIF($D$222:$AA$222,$V$366)*$AB$23","v":0},{"$f":"COUNTIF($D$222:$AA$222,$W$366)*$AB$23","v":0},{"$f":"COUNTIF($D$222:$AA$222,$X$366)*$AB$23","v":0},{"$f":"COUNTIF($D$222:$AA$222,$Y$366)*$AB$23","v":0},{"$f":"COUNTIF($D$222:$AA$222,$Z$366)*$AB$23","v":0},{"$f":"COUNTIF($D$222:$AA$222,$AA$366)*$AB$23","v":0},{"$f":"COUNTIF($D$222:$AA$222,$AB$366)*$AB$23","v":0},{"$f":"COUNTIF($D$222:$AA$222,$AC$366)*$AB$23","v":0},{"$f":"COUNTIF($D$222:$AA$222,$AD$366)*$AB$23","v":0},{"$f":"COUNTIF($D$222:$AA$222,$AE$366)*$AB$23","v":0},{"$f":"COUNTIF($D$222:$AA$222,$AF$366)*$AB$23","v":0},{"$f":"COUNTIF($D$222:$AA$222,$AG$366)*$AB$23","v":0},{"$f":"COUNTIF($D$222:$AA$222,$AH$366)*$AB$23","v":0},{"$f":"COUNTIF($D$222:$AA$222,$AI$366)*$AB$23","v":0},{"$f":"COUNTIF($D$222:$AA$222,$AJ$366)*$AB$23","v":0},{"$f":"COUNTIF($D$222:$AA$222,$AK$366)*$AB$23","v":0},{"$f":"COUNTIF($D$222:$AA$222,$AL$366)*$AB$23","v":0},{"$f":"COUNTIF($D$222:$AA$222,$AM$366)*$AB$23","v":0},{"$f":"COUNTIF($D$222:$AA$222,$AN$366)*$AB$23","v":0},{"$f":"COUNTIF($D$222:$AA$222,$AO$366)*$AB$23","v":0},{"$f":"COUNTIF($D$222:$AA$222,$AP$366)*$AB$23","v":0},{"$f":"COUNTIF($D$222:$AA$222,$AQ$366)*$AB$23","v":0},{"$f":"COUNTIF($D$222:$AA$222,$AR$366)*$AB$23","v":0},{"$f":"COUNTIF($D$222:$AA$222,$AS$366)*$AB$23","v":0},3,0,"","","","","","","","","",null,"","","","","","","","","",""]
[null,null,"暖房運転時間",{"$f":"SUM($D$367:$D$378)","v":0},{"$f":"SUM($E$367:$E$378)","v":0},{"$f":"SUM($F$367:$F$378)","v":0},{"$f":"SUM($G$367:$G$378)","v":0},{"$f":"SUM($H$367:$H$378)","v":0},{"$f":"SUM($I$367:$I$378)","v":0},{"$f":"SUM($J$367:$J$378)","v":0},{"$f":"SUM($K$367:$K$378)","v":0},{"$f":"SUM($L$367:$L$378)","v":0},{"$f":"SUM($M$367:$M$378)","v":0},{"$f":"SUM($N$367:$N$378)","v":0},{"$f":"SUM($O$367:$O$378)","v":0},{"$f":"SUM($P$367:$P$378)","v":0},{"$f":"SUM($Q$367:$Q$378)","v":0},{"$f":"SUM($R$367:$R$378)","v":0},{"$f":"SUM($S$367:$S$378)","v":0},{"$f":"SUM($T$367:$T$378)","v":0},{"$f":"SUM($U$367:$U$378)","v":0},{"$f":"SUM($V$367:$V$378)","v":0},{"$f":"SUM($W$367:$W$378)","v":0},{"$f":"SUM($X$367:$X$378)","v":0},{"$f":"SUM($Y$367:$Y$378)","v":0},{"$f":"SUM($Z$367:$Z$378)","v":0},{"$f":"SUM($AA$367:$AA$378)","v":0},{"$f":"SUM($AB$367:$AB$378)","v":0},{"$f":"SUM($AC$367:$AC$378)","v":0},{"$f":"SUM($AD$367:$AD$378)","v":0},{"$f":"SUM($AE$367:$AE$378)","v":0},{"$f":"SUM($AF$367:$AF$378)","v":0},{"$f":"SUM($AG$367:$AG$378)","v":0},{"$f":"SUM($AH$367:$AH$378)","v":0},{"$f":"SUM($AI$367:$AI$378)","v":0},{"$f":"SUM($AJ$367:$AJ$378)","v":0},{"$f":"SUM($AK$367:$AK$378)","v":0},{"$f":"SUM($AL$367:$AL$378)","v":0},{"$f":"SUM($AM$367:$AM$378)","v":0},{"$f":"SUM($AN$367:$AN$378)","v":0},{"$f":"SUM($AO$367:$AO$378)","v":0},{"$f":"SUM($AP$367:$AP$378)","v":0},{"$f":"SUM($AQ$367:$AQ$378)","v":0},{"$f":"SUM($AR$367:$AR$378)","v":0},{"$f":"SUM($AS$367:$AS$378)","v":0},"暖房運転時間",{"$f":"SUM(AU367:AU378)","v":0},{"$f":"SUM(AV367:AV378)","v":0},0,0,0,0,0,0,0,0,null,{"$f":"SUM(BF367:BF378)","v":0},{"$f":"SUM(BG367:BG378)","v":0},0,0,0,0,0,0,0,0]
[null,null,"暖房空調負荷率",{"$f":"IF((1/($AB$25-$M$26))*(D$366-$AB$25)+1<0,0,IF((1/($AB$25-$M$26))*(D$366-$AB$25)+1>1,1,(1/($AB$25-$M$26))*(D$366-$AB$25)+1))","v":1},{"$f":"IF((1/($AB$25-$M$26))*(E$366-$AB$25)+1<0,0,IF((1/($AB$25-$M$26))*(E$366-$AB$25)+1>1,1,(1/($AB$25-$M$26))*(E$366-$AB$25)+1))","v":1},0.94117647058823528,0.88235294117647056,0.82352941176470584,0.76470588235294112,0.70588235294117641,0.6470588235294118,0.58823529411764708,0.52941176470588236,0.47058823529411764,0.41176470588235292,0.3529411764705882,0.29411764705882359,0.23529411764705888,0.17647058823529416,0.11764705882352944,5.8823529411764719E-2,0,0,0,0,0,0,0,0,0,0,0,0,0,0,0,0,0,0,0,0,0,0,0,0,"暖房空調負荷率","αw"]
[null,null,"δ:集積加熱補正係数",{"$f":"(0.15/7)*D$366+0.15","v":2.1428571428571436E-2},{"$f":"(0.15/7)*E$366+0.15","v":4.2857142857142844E-2},6.4285714285714279E-2,8.5714285714285715E-2,0.10714285714285714,0.12857142857142856,{"$f":"(-0.15/4.5)*J$366+0.15","v":0.15},{"$f":"(-0.15/4.5)*K$366+0.15","v":0.11666666666666667},8.3333333333333329E-2,4.9999999999999989E-2,1.6666666666666663E-2,0,0,0,0,0,0,0,0,0,0,0,0,0,0,0,0,0,0,0,0,0,0,0,0,0,0,0,0,0,0,0,"集積加熱補正係数","δ"]
[null,null,"1+δ",{"$f":"D381+1","v":1.0214285714285714},{"$f":"E381+1","v":1.0428571428571429},1.0642857142857143,1.0857142857142856,1.1071428571428572,1.1285714285714286,1.1499999999999999,1.1166666666666667,1.0833333333333333,1.05,1.0166666666666666,1,1,1,1,1,1,1,1,1,1,1,1,1,1,1,1,1,1,1,1,1,1,1,1,1,1,1,1,1,1,1,"1+δ"]
[]
[null,"前1","暖房時エネルギー消費電力比",{"$f":"D$380/D390","v":1.4583482465330879},{"$f":"E$380/E390","v":1.4775080963461342},1.4026910958843617,1.325267362556261,1.2455970370867846,1.1639768391927183,1.080653439481992,0.99583358499593488,0.90969186212500164,0.82237671598193263,0.73401516661164945,0.41484411173755925,0.34695882594035077,0.28230673061686912,0.22065125085440246,0.16177834268430705,0.10549387320478934,5.1621357959673708E-2,0,0,0,0,0,0,0,0,0,0,0,0,0,0,0,0,0,0,0,0,0,0,0,0,"暖房時エネルギー消費電力比","εw"]
[null,null,"暖房能力",{"$f":"($Q$33-0.65*$Q$33)/14*(D$366-7)+$Q$33","v":16.875},{"$f":"($Q$33-0.65*$Q$33)/14*(E$366-7)+$Q$33","v":17.5},18.125,18.75,19.375,20,20.625,21.25,21.875,22.5,23.125,23.75,24.375,25,25.625,26.25,26.875,27.5,28.125,28.75,29.375,30,30.625,31.25,31.875,32.5,33.125,33.75,34.375,35,35.625,36.25,36.875,37.5,38.125,38.75,39.375,40,40.625,41.25,41.875,42.5,"暖房能力","Φw"]
[null,null,"着霜時暖房能力",{"$f":"($Q$37-0.65*$Q$33)/9*(D$366-2)+$Q$37","v":17.222222222222221},{"$f":"($Q$37-0.65*$Q$33)/9*(E$366-2)+$Q$37","v":18.194444444444443},19.166666666666668,20.138888888888889,21.111111111111111,22.083333333333332,23.055555555555557,24.027777777777779,25,25.972222222222221,26.944444444444443,null,null,null,null,null,null,null,null,null,null,null,null,null,null,null,null,null,null,null,null,null,null,null,null,null,null,null,null,null,null,null,"着霜時暖房能力","Φwf"]
[null,null,"暖房エネルギー消費量",{"$f":"($Q$34-0.93*$Q$34)/14*(D$366-7)+$Q$34","v":17.484500000000001},{"$f":"($Q$34-0.93*$Q$34)/14*(E$366-7)+$Q$34","v":17.578000000000003},17.671500000000002,17.765000000000001,17.858499999999999,17.952000000000002,18.045500000000001,18.138999999999999,18.232500000000002,18.326000000000001,18.419499999999999,18.512999999999998,18.6065,18.7,18.793499999999998,18.887,18.980499999999999,19.073999999999998,19.167499999999997,19.260999999999999,19.354499999999998,19.447999999999997,19.541499999999999,19.634999999999998,19.728499999999997,19.821999999999996,19.915499999999998,20.008999999999997,20.102499999999996,20.195999999999998,20.289499999999997,20.382999999999996,20.476499999999994,20.569999999999997,20.663499999999996,20.756999999999994,20.850499999999997,20.943999999999996,21.037499999999994,21.130999999999993,21.224499999999995,21.317999999999994,"暖房エネルギー消費量","Pw"]
[null,null,"暖房ガス消費量",{"$f":"($Q$38-0.93*$Q$34)/9*(D$366-2)+$Q$38","v":18.792000000000002},{"$f":"($Q$38-0.93*$Q$34)/9*(E$366-2)+$Q$38","v":20.193000000000001},21.594000000000001,22.995000000000001,24.396000000000001,25.797000000000001,27.198,28.599,30,31.401,32.802,null,null,null,null,null,null,null,null,null,null,null,null,null,null,null,null,null,null,null,null,null,null,null,null,null,null,null,null,null,null,null,"暖房ガス消費量","Pwf"]
[null,null,"暖房COP",{"$f":"D386/(D388+$Q$35*$I$32*D$380)","v":0.86456938866577404},{"$f":"E386/(E388+$Q$35*$I$32*E$380)","v":0.8533579308871273},0.84599952572098203,0.83945985781286814,0.8336094826046605,0.82834487683863134,0.82358225946611796,0.8192530996793409,0.81530079803560462,0.81167819816529574,{"$f":"N386/(N388+$Q$35*$I$32*N$380)","v":0.80834569626751152},{"$f":"O385/(O387+$Q$35*$I$32*O$380)","v":1.2514839577579608},{"$f":"P385/(P387+$Q$35*$I$32*P$380)","v":1.2825830254876138},1.3135933733077827,1.3445153803300296,1.3753494235089978,1.4060958776577328,1.4367551154628657,1.4673275074996741,1.4926535486215669,1.5177348936939732,1.542575071986837,1.5671775452242664,1.5915457091927683,1.6156828953037485,1.6395923721117953,1.6632773467901887,1.6867409665650459,1.7099863201094394,1.7330164388987921,1.755834298528796,1.7784428199970568,1.8008448709496256,1.8230432668935346,1.8450407723764128,1.8668401021342202,1.8884439222081009,1.909854851031322,1.9310754604872258,1.9521082769390949,1.9729557822327974,1.9936204146730467,"暖房COP","σw"]
[null,null,"暖房COP比",{"$f":"D389/$Q$36","v":0.68570727353859873},{"$f":"E389/$Q$36","v":0.67681524214519839},0.67097914383982526,0.66579240242854199,0.66115235284340834,0.65697688871825533,0.65319956162776749,0.64976601841767889,0.64663136893799877,0.64375821252885934,0.64111513862368874,0.99257695657699385,1.0172422491747362,1.0418371762378686,1.0663620384473531,1.0908171347734563,1.1152027624879011,1.1395192171759081,1.1637667927481414,1.1838533824827371,1.2037458988865639,1.2234471410942001,1.2429598546682701,1.2622867328749683,1.2814304179233089,1.3003935021693072,1.3191785292862344,1.3377879954020693,1.3562243502051985,1.3744899980194099,1.3925872988491588,1.4105185693960656,1.4282860840475671,1.4458920758386,1.4633387373871805,1.4806282218046927,1.4977626435816889,1.514744079449962,1.5315745692216285,1.548256116605935,1.5647906900044763,1.5811802232854868,"暖房COP比","βw"]
[null,null,"∑",{"$f":"D$379*D384*D$382","v":0},{"$f":"E$379*E384*E$382","v":0},0,0,0,0,0,0,0,0,0,0,0,0,0,0,0,0,0,0,0,0,0,0,0,0,0,0,0,0,0,0,0,0,0,0,0,0,0,0,0,0,"∑"]
[null,null,"Φwd/σww",{"$f":"$AB$26/$Q$39","v":22.661183999999999},{"$f":"$AB$26/$Q$39","v":22.661183999999999},22.661183999999999,22.661183999999999,22.661183999999999,22.661183999999999,22.661183999999999,22.661183999999999,22.661183999999999,22.661183999999999,22.661183999999999,{"$f":"$AB$26/$Q$36","v":14.434783999999999},{"$f":"$AB$26/$Q$36","v":14.434783999999999},14.434783999999999,14.434783999999999,14.434783999999999,14.434783999999999,14.434783999999999,14.434783999999999,14.434783999999999,14.434783999999999,14.434783999999999,14.434783999999999,14.434783999999999,14.434783999999999,14.434783999999999,14.434783999999999,14.434783999999999,14.434783999999999,14.434783999999999,14.434783999999999,14.434783999999999,14.434783999999999,14.434783999999999,14.434783999999999,14.434783999999999,14.434783999999999,14.434783999999999,14.434783999999999,14.434783999999999,14.434783999999999,14.434783999999999]
[null,null,"エネルギー使用量",{"$f":"D392*D391","v":0},{"$f":"E392*E391","v":0},{"$f":"F392*F391","v":0},0,0,0,0,0,0,0,0,0,0,0,0,0,0,0,0,0,0,0,0,0,0,0,0,0,0,0,0,0,0,0,0,0,0,0,0,0,0,{"$f":"AS392*AS391","v":0},{"$f":"SUM(D393:AS393)","v":0}]
[null,"前2","暖房時エネルギー消費電力比",{"$f":"D$380/D400","v":{"$error":"#DIV/0!"}},{"$f":"E$380/E400","v":{"$error":"#DIV/0!"}},{"$error":"#DIV/0!"},{"$error":"#DIV/0!"},{"$error":"#DIV/0!"},{"$error":"#DIV/0!"},{"$error":"#DIV/0!"},{"$error":"#DIV/0!"},{"$error":"#DIV/0!"},{"$error":"#DIV/0!"},{"$error":"#DIV/0!"},{"$error":"#DIV/0!"},{"$error":"#DIV/0!"},{"$error":"#DIV/0!"},{"$error":"#DIV/0!"},{"$error":"#DIV/0!"},{"$error":"#DIV/0!"},{"$error":"#DIV/0!"},{"$error":"#DIV/0!"},{"$error":"#DIV/0!"},{"$error":"#DIV/0!"},{"$error":"#DIV/0!"},{"$error":"#DIV/0!"},{"$error":"#DIV/0!"},{"$error":"#DIV/0!"},{"$error":"#DIV/0!"},{"$error":"#DIV/0!"},{"$error":"#DIV/0!"},{"$error":"#DIV/0!"},{"$error":"#DIV/0!"},{"$error":"#DIV/0!"},{"$error":"#DIV/0!"},{"$error":"#DIV/0!"},{"$error":"#DIV/0!"},{"$error":"#DIV/0!"},{"$error":"#DIV/0!"},{"$error":"#DIV/0!"},{"$error":"#DIV/0!"},{"$error":"#DIV/0!"},{"$error":"#DIV/0!"},{"$error":"#DIV/0!"},{"$error":"#DIV/0!"},"暖房時エネルギー消費電力比","εw"]
[null,null,"暖房能力",{"$f":"($R$33-0.65*$R$33)/14*(D$366-7)+$R$33","v":0},0,0,0,0,0,0,0,0,0,0,0,0,0,0,0,0,0,0,0,0,0,0,0,0,0,0,0,0,0,0,0,0,0,0,0,0,0,0,0,0,0,"暖房能力","Φw"]
[null,null,"着霜時暖房能力",{"$f":"($R$37-0.65*$R$33)/9*(D$366-2)+$R$37","v":0},{"$f":"($R$37-0.65*$R$33)/9*(E$366-2)+$R$37","v":0},0,0,0,0,0,0,0,0,0,null,null,null,null,null,null,null,null,null,null,null,null,null,null,null,null,null,null,null,null,null,null,null,null,null,null,null,null,null,null,null,"着霜時暖房能力","Φwf"]
[null,null,"暖房エネルギー消費量",{"$f":"($R$34-0.93*$R$34)/14*(D$366-7)+$R$34","v":0},0,0,0,0,0,0,0,0,0,0,0,0,0,0,0,0,0,0,0,0,0,0,0,0,0,0,0,0,0,0,0,0,0,0,0,0,0,0,0,0,0,"暖房エネルギー消費量","Pw"]
[null,null,"暖房ガス消費量",{"$f":"($R$38-0.93*$R$34)/9*(D$366-2)+$R$38","v":0},{"$f":"($R$38-0.93*$R$34)/9*(E$366-2)+$R$38","v":0},0,0,0,0,0,0,0,0,0,null,null,null,null,null,null,null,null,null,null,null,null,null,null,null,null,null,null,null,null,null,null,null,null,null,null,null,null,null,null,null,"暖房ガス消費量","Pwf"]
[null,null,"暖房COP",{"$f":"D396/(D398+$R$35*$I$32*D$380)","v":{"$error":"#DIV/0!"}},{"$f":"E396/(E398+$R$35*$I$32*E$380)","v":{"$error":"#DIV/0!"}},{"$error":"#DIV/0!"},{"$error":"#DIV/0!"},{"$error":"#DIV/0!"},{"$error":"#DIV/0!"},{"$error":"#DIV/0!"},{"$error":"#DIV/0!"},{"$error":"#DIV/0!"},{"$error":"#DIV/0!"},{"$error":"#DIV/0!"},{"$f":"O395/(O397+$R$35*$I$32*O$380)","v":{"$error":"#DIV/0!"}},{"$f":"P395/(P397+$R$35*$I$32*P$380)","v":{"$error":"#DIV/0!"}},{"$error":"#DIV/0!"},{"$error":"#DIV/0!"},{"$error":"#DIV/0!"},{"$error":"#DIV/0!"},{"$error":"#DIV/0!"},{"$error":"#DIV/0!"},{"$error":"#DIV/0!"},{"$error":"#DIV/0!"},{"$error":"#DIV/0!"},{"$error":"#DIV/0!"},{"$error":"#DIV/0!"},{"$error":"#DIV/0!"},{"$error":"#DIV/0!"},{"$error":"#DIV/0!"},{"$error":"#DIV/0!"},{"$error":"#DIV/0!"},{"$error":"#DIV/0!"},{"$error":"#DIV/0!"},{"$error":"#DIV/0!"},{"$error":"#DIV/0!"},{"$error":"#DIV/0!"},{"$error":"#DIV/0!"},{"$error":"#DIV/0!"},{"$error":"#DIV/0!"},{"$error":"#DIV/0!"},{"$error":"#DIV/0!"},{"$error":"#DIV/0!"},{"$error":"#DIV/0!"},{"$error":"#DIV/0!"},"暖房COP","σw"]
[null,null,"暖房COP比",{"$f":"D399/$R$36","v":{"$error":"#DIV/0!"}},{"$f":"E399/$R$36","v":{"$error":"#DIV/0!"}},{"$error":"#DIV/0!"},{"$error":"#DIV/0!"},{"$error":"#DIV/0!"},{"$error":"#DIV/0!"},{"$error":"#DIV/0!"},{"$error":"#DIV/0!"},{"$error":"#DIV/0!"},{"$error":"#DIV/0!"},{"$error":"#DIV/0!"},{"$error":"#DIV/0!"},{"$error":"#DIV/0!"},{"$error":"#DIV/0!"},{"$error":"#DIV/0!"},{"$error":"#DIV/0!"},{"$error":"#DIV/0!"},{"$error":"#DIV/0!"},{"$error":"#DIV/0!"},{"$error":"#DIV/0!"},{"$error":"#DIV/0!"},{"$error":"#DIV/0!"},{"$error":"#DIV/0!"},{"$error":"#DIV/0!"},{"$error":"#DIV/0!"},{"$error":"#DIV/0!"},{"$error":"#DIV/0!"},{"$error":"#DIV/0!"},{"$error":"#DIV/0!"},{"$error":"#DIV/0!"},{"$error":"#DIV/0!"},{"$error":"#DIV/0!"},{"$error":"#DIV/0!"},{"$error":"#DIV/0!"},{"$error":"#DIV/0!"},{"$error":"#DIV/0!"},{"$error":"#DIV/0!"},{"$error":"#DIV/0!"},{"$error":"#DIV/0!"},{"$error":"#DIV/0!"},{"$error":"#DIV/0!"},{"$error":"#DIV/0!"},"暖房COP比","βw"]
[null,null,"∑",{"$f":"D$379*D394*D$382","v":{"$error":"#DIV/0!"}},{"$f":"E$379*E394*E$382","v":{"$error":"#DIV/0!"}},{"$error":"#DIV/0!"},{"$error":"#DIV/0!"},{"$error":"#DIV/0!"},{"$error":"#DIV/0!"},{"$error":"#DIV/0!"},{"$error":"#DIV/0!"},{"$error":"#DIV/0!"},{"$error":"#DIV/0!"},{"$error":"#DIV/0!"},{"$error":"#DIV/0!"},{"$error":"#DIV/0!"},{"$error":"#DIV/0!"},{"$error":"#DIV/0!"},{"$error":"#DIV/0!"},{"$error":"#DIV/0!"},{"$error":"#DIV/0!"},{"$error":"#DIV/0!"},{"$error":"#DIV/0!"},{"$error":"#DIV/0!"},{"$error":"#DIV/0!"},{"$error":"#DIV/0!"},{"$error":"#DIV/0!"},{"$error":"#DIV/0!"},{"$error":"#DIV/0!"},{"$error":"#DIV/0!"},{"$error":"#DIV/0!"},{"$error":"#DIV/0!"},{"$error":"#DIV/0!"},{"$error":"#DIV/0!"},{"$error":"#DIV/0!"},{"$error":"#DIV/0!"},{"$error":"#DIV/0!"},{"$error":"#DIV/0!"},{"$error":"#DIV/0!"},{"$error":"#DIV/0!"},{"$error":"#DIV/0!"},{"$error":"#DIV/0!"},{"$error":"#DIV/0!"},{"$error":"#DIV/0!"},{"$error":"#DIV/0!"},"∑"]
[null,null,"Φwd/σww",{"$f":"$AB$26/$R$39","v":{"$error":"#VALUE!"}},{"$f":"$AB$26/$R$39","v":{"$error":"#VALUE!"}},{"$error":"#VALUE!"},{"$error":"#VALUE!"},{"$error":"#VALUE!"},{"$error":"#VALUE!"},{"$error":"#VALUE!"},{"$error":"#VALUE!"},{"$error":"#VALUE!"},{"$error":"#VALUE!"},{"$error":"#VALUE!"},{"$f":"$AB$26/$R$36","v":{"$error":"#VALUE!"}},{"$error":"#VALUE!"},{"$error":"#VALUE!"},{"$error":"#VALUE!"},{"$error":"#VALUE!"},{"$error":"#VALUE!"},{"$error":"#VALUE!"},{"$error":"#VALUE!"},{"$error":"#VALUE!"},{"$error":"#VALUE!"},{"$error":"#VALUE!"},{"$error":"#VALUE!"},{"$error":"#VALUE!"},{"$error":"#VALUE!"},{"$error":"#VALUE!"},{"$error":"#VALUE!"},{"$error":"#VALUE!"},{"$error":"#VALUE!"},{"$error":"#VALUE!"},{"$error":"#VALUE!"},{"$error":"#VALUE!"},{"$error":"#VALUE!"},{"$error":"#VALUE!"},{"$error":"#VALUE!"},{"$error":"#VALUE!"},{"$error":"#VALUE!"},{"$error":"#VALUE!"},{"$error":"#VALUE!"},{"$error":"#VALUE!"},{"$error":"#VALUE!"},{"$error":"#VALUE!"}]
[null,null,"エネルギー使用量",{"$f":"D402*D401","v":{"$error":"#VALUE!"}},{"$f":"E402*E401","v":{"$error":"#VALUE!"}},{"$f":"F402*F401","v":{"$error":"#VALUE!"}},{"$f":"G402*G401","v":{"$error":"#VALUE!"}},{"$f":"H402*H401","v":{"$error":"#VALUE!"}},{"$f":"I402*I401","v":{"$error":"#VALUE!"}},{"$f":"J402*J401","v":{"$error":"#VALUE!"}},{"$f":"K402*K401","v":{"$error":"#VALUE!"}},{"$f":"L402*L401","v":{"$error":"#VALUE!"}},{"$f":"M402*M401","v":{"$error":"#VALUE!"}},{"$f":"N402*N401","v":{"$error":"#VALUE!"}},{"$f":"O402*O401","v":{"$error":"#VALUE!"}},{"$f":"P402*P401","v":{"$error":"#VALUE!"}},{"$f":"Q402*Q401","v":{"$error":"#VALUE!"}},{"$f":"R402*R401","v":{"$error":"#VALUE!"}},{"$f":"S402*S401","v":{"$error":"#VALUE!"}},{"$f":"T402*T401","v":{"$error":"#VALUE!"}},{"$f":"U402*U401","v":{"$error":"#VALUE!"}},{"$f":"V402*V401","v":{"$error":"#VALUE!"}},{"$f":"W402*W401","v":{"$error":"#VALUE!"}},{"$f":"X402*X401","v":{"$error":"#VALUE!"}},{"$f":"Y402*Y401","v":{"$error":"#VALUE!"}},{"$f":"Z402*Z401","v":{"$error":"#VALUE!"}},{"$f":"AA402*AA401","v":{"$error":"#VALUE!"}},{"$f":"AB402*AB401","v":{"$error":"#VALUE!"}},{"$f":"AC402*AC401","v":{"$error":"#VALUE!"}},{"$f":"AD402*AD401","v":{"$error":"#VALUE!"}},{"$f":"AE402*AE401","v":{"$error":"#VALUE!"}},{"$f":"AF402*AF401","v":{"$error":"#VALUE!"}},{"$f":"AG402*AG401","v":{"$error":"#VALUE!"}},{"$f":"AH402*AH401","v":{"$error":"#VALUE!"}},{"$f":"AI402*AI401","v":{"$error":"#VALUE!"}},{"$f":"AJ402*AJ401","v":{"$error":"#VALUE!"}},{"$f":"AK402*AK401","v":{"$error":"#VALUE!"}},{"$f":"AL402*AL401","v":{"$error":"#VALUE!"}},{"$f":"AM402*AM401","v":{"$error":"#VALUE!"}},{"$f":"AN402*AN401","v":{"$error":"#VALUE!"}},{"$f":"AO402*AO401","v":{"$error":"#VALUE!"}},{"$f":"AP402*AP401","v":{"$error":"#VALUE!"}},{"$f":"AQ402*AQ401","v":{"$error":"#VALUE!"}},{"$f":"AR402*AR401","v":{"$error":"#VALUE!"}},{"$f":"AS402*AS401","v":{"$error":"#VALUE!"}},{"$f":"SUM(D403:AS403)","v":{"$error":"#VALUE!"}}]
[null,"前3","暖房時エネルギー消費電力比",{"$f":"D$380/D410","v":{"$error":"#DIV/0!"}},{"$f":"E$380/E410","v":{"$error":"#DIV/0!"}},{"$error":"#DIV/0!"},{"$error":"#DIV/0!"},{"$error":"#DIV/0!"},{"$error":"#DIV/0!"},{"$error":"#DIV/0!"},{"$error":"#DIV/0!"},{"$error":"#DIV/0!"},{"$error":"#DIV/0!"},{"$error":"#DIV/0!"},{"$error":"#DIV/0!"},{"$error":"#DIV/0!"},{"$error":"#DIV/0!"},{"$error":"#DIV/0!"},{"$error":"#DIV/0!"},{"$error":"#DIV/0!"},{"$error":"#DIV/0!"},{"$error":"#DIV/0!"},{"$error":"#DIV/0!"},{"$error":"#DIV/0!"},{"$error":"#DIV/0!"},{"$error":"#DIV/0!"},{"$error":"#DIV/0!"},{"$error":"#DIV/0!"},{"$error":"#DIV/0!"},{"$error":"#DIV/0!"},{"$error":"#DIV/0!"},{"$error":"#DIV/0!"},{"$error":"#DIV/0!"},{"$error":"#DIV/0!"},{"$error":"#DIV/0!"},{"$error":"#DIV/0!"},{"$error":"#DIV/0!"},{"$error":"#DIV/0!"},{"$error":"#DIV/0!"},{"$error":"#DIV/0!"},{"$error":"#DIV/0!"},{"$error":"#DIV/0!"},{"$error":"#DIV/0!"},{"$error":"#DIV/0!"},{"$error":"#DIV/0!"},"暖房時エネルギー消費電力比","εw"]
[null,null,"暖房能力",{"$f":"($S$33-0.65*$S$33)/14*(D$366-7)+$S$33","v":0},0,0,0,0,0,0,0,0,0,0,0,0,0,0,0,0,0,0,0,0,0,0,0,0,0,0,0,0,0,0,0,0,0,0,0,0,0,0,0,0,0,"暖房能力","Φw"]
[null,null,"着霜時暖房能力",{"$f":"($S$37-0.65*$S$33)/9*(D$366-2)+$S$37","v":0},{"$f":"($S$37-0.65*$S$33)/9*(E$366-2)+$S$37","v":0},0,0,0,0,0,0,0,0,0,null,null,null,null,null,null,null,null,null,null,null,null,null,null,null,null,null,null,null,null,null,null,null,null,null,null,null,null,null,null,null,"着霜時暖房能力","Φwf"]
[null,null,"暖房エネルギー消費量",{"$f":"($S$34-0.93*$S$34)/14*(D$366-7)+$S$34","v":0},0,0,0,0,0,0,0,0,0,0,0,0,0,0,0,0,0,0,0,0,0,0,0,0,0,0,0,0,0,0,0,0,0,0,0,0,0,0,0,0,0,"暖房エネルギー消費量","Pw"]
[null,null,"暖房ガス消費量",{"$f":"($S$38-0.93*$S$34)/9*(D$366-2)+$S$38","v":0},{"$f":"($S$38-0.93*$S$34)/9*(E$366-2)+$S$38","v":0},0,0,0,0,0,0,0,0,0,null,null,null,null,null,null,null,null,null,null,null,null,null,null,null,null,null,null,null,null,null,null,null,null,null,null,null,null,null,null,null,"暖房ガス消費量","Pwf"]
[null,null,"暖房COP",{"$f":"D406/(D408+$S$35*$I$32*D$380)","v":{"$error":"#DIV/0!"}},{"$f":"E406/(E408+$S$35*$I$32*E$380)","v":{"$error":"#DIV/0!"}},{"$error":"#DIV/0!"},{"$error":"#DIV/0!"},{"$error":"#DIV/0!"},{"$error":"#DIV/0!"},{"$error":"#DIV/0!"},{"$error":"#DIV/0!"},{"$error":"#DIV/0!"},{"$error":"#DIV/0!"},{"$error":"#DIV/0!"},{"$f":"O405/(O407+$S$35*$I$32*O$380)","v":{"$error":"#DIV/0!"}},{"$f":"P405/(P407+$S$35*$I$32*P$380)","v":{"$error":"#DIV/0!"}},{"$error":"#DIV/0!"},{"$error":"#DIV/0!"},{"$error":"#DIV/0!"},{"$error":"#DIV/0!"},{"$error":"#DIV/0!"},{"$error":"#DIV/0!"},{"$error":"#DIV/0!"},{"$error":"#DIV/0!"},{"$error":"#DIV/0!"},{"$error":"#DIV/0!"},{"$error":"#DIV/0!"},{"$error":"#DIV/0!"},{"$error":"#DIV/0!"},{"$error":"#DIV/0!"},{"$error":"#DIV/0!"},{"$error":"#DIV/0!"},{"$error":"#DIV/0!"},{"$error":"#DIV/0!"},{"$error":"#DIV/0!"},{"$error":"#DIV/0!"},{"$error":"#DIV/0!"},{"$error":"#DIV/0!"},{"$error":"#DIV/0!"},{"$error":"#DIV/0!"},{"$error":"#DIV/0!"},{"$error":"#DIV/0!"},{"$error":"#DIV/0!"},{"$error":"#DIV/0!"},{"$error":"#DIV/0!"},"暖房COP","σw"]
[null,null,"暖房COP比",{"$f":"D409/$S$36","v":{"$error":"#DIV/0!"}},{"$f":"E409/$S$36","v":{"$error":"#DIV/0!"}},{"$error":"#DIV/0!"},{"$error":"#DIV/0!"},{"$error":"#DIV/0!"},{"$error":"#DIV/0!"},{"$error":"#DIV/0!"},{"$error":"#DIV/0!"},{"$error":"#DIV/0!"},{"$error":"#DIV/0!"},{"$error":"#DIV/0!"},{"$error":"#DIV/0!"},{"$error":"#DIV/0!"},{"$error":"#DIV/0!"},{"$error":"#DIV/0!"},{"$error":"#DIV/0!"},{"$error":"#DIV/0!"},{"$error":"#DIV/0!"},{"$error":"#DIV/0!"},{"$error":"#DIV/0!"},{"$error":"#DIV/0!"},{"$error":"#DIV/0!"},{"$error":"#DIV/0!"},{"$error":"#DIV/0!"},{"$error":"#DIV/0!"},{"$error":"#DIV/0!"},{"$error":"#DIV/0!"},{"$error":"#DIV/0!"},{"$error":"#DIV/0!"},{"$error":"#DIV/0!"},{"$error":"#DIV/0!"},{"$error":"#DIV/0!"},{"$error":"#DIV/0!"},{"$error":"#DIV/0!"},{"$error":"#DIV/0!"},{"$error":"#DIV/0!"},{"$error":"#DIV/0!"},{"$error":"#DIV/0!"},{"$error":"#DIV/0!"},{"$error":"#DIV/0!"},{"$error":"#DIV/0!"},{"$error":"#DIV/0!"},"暖房COP比","βw"]
[null,null,"∑",{"$f":"D$379*D404*D$382","v":{"$error":"#DIV/0!"}},{"$f":"E$379*E404*E$382","v":{"$error":"#DIV/0!"}},{"$error":"#DIV/0!"},{"$error":"#DIV/0!"},{"$error":"#DIV/0!"},{"$error":"#DIV/0!"},{"$error":"#DIV/0!"},{"$error":"#DIV/0!"},{"$error":"#DIV/0!"},{"$error":"#DIV/0!"},{"$error":"#DIV/0!"},{"$error":"#DIV/0!"},{"$error":"#DIV/0!"},{"$error":"#DIV/0!"},{"$error":"#DIV/0!"},{"$error":"#DIV/0!"},{"$error":"#DIV/0!"},{"$error":"#DIV/0!"},{"$error":"#DIV/0!"},{"$error":"#DIV/0!"},{"$error":"#DIV/0!"},{"$error":"#DIV/0!"},{"$error":"#DIV/0!"},{"$error":"#DIV/0!"},{"$error":"#DIV/0!"},{"$error":"#DIV/0!"},{"$error":"#DIV/0!"},{"$error":"#DIV/0!"},{"$error":"#DIV/0!"},{"$error":"#DIV/0!"},{"$error":"#DIV/0!"},{"$error":"#DIV/0!"},{"$error":"#DIV/0!"},{"$error":"#DIV/0!"},{"$error":"#DIV/0!"},{"$error":"#DIV/0!"},{"$error":"#DIV/0!"},{"$error":"#DIV/0!"},{"$error":"#DIV/0!"},{"$error":"#DIV/0!"},{"$error":"#DIV/0!"},{"$error":"#DIV/0!"},"∑"]
[null,null,"Φwd/σww",{"$f":"$AB$26/$S$39","v":{"$error":"#VALUE!"}},{"$f":"$AB$26/$S$39","v":{"$error":"#VALUE!"}},{"$error":"#VALUE!"},{"$error":"#VALUE!"},{"$error":"#VALUE!"},{"$error":"#VALUE!"},{"$error":"#VALUE!"},{"$error":"#VALUE!"},{"$error":"#VALUE!"},{"$error":"#VALUE!"},{"$error":"#VALUE!"},{"$f":"$AB$26/$S$36","v":{"$error":"#VALUE!"}},{"$error":"#VALUE!"},{"$error":"#VALUE!"},{"$error":"#VALUE!"},{"$error":"#VALUE!"},{"$error":"#VALUE!"},{"$error":"#VALUE!"},{"$error":"#VALUE!"},{"$error":"#VALUE!"},{"$error":"#VALUE!"},{"$error":"#VALUE!"},{"$error":"#VALUE!"},{"$error":"#VALUE!"},{"$error":"#VALUE!"},{"$error":"#VALUE!"},{"$error":"#VALUE!"},{"$error":"#VALUE!"},{"$error":"#VALUE!"},{"$error":"#VALUE!"},{"$error":"#VALUE!"},{"$error":"#VALUE!"},{"$error":"#VALUE!"},{"$error":"#VALUE!"},{"$error":"#VALUE!"},{"$error":"#VALUE!"},{"$error":"#VALUE!"},{"$error":"#VALUE!"},{"$error":"#VALUE!"},{"$error":"#VALUE!"},{"$error":"#VALUE!"},{"$error":"#VALUE!"}]
[null,null,"エネルギー使用量",{"$f":"D412*D411","v":{"$error":"#VALUE!"}},{"$f":"E412*E411","v":{"$error":"#VALUE!"}},{"$f":"F412*F411","v":{"$error":"#VALUE!"}},{"$f":"G412*G411","v":{"$error":"#VALUE!"}},{"$f":"H412*H411","v":{"$error":"#VALUE!"}},{"$f":"I412*I411","v":{"$error":"#VALUE!"}},{"$f":"J412*J411","v":{"$error":"#VALUE!"}},{"$f":"K412*K411","v":{"$error":"#VALUE!"}},{"$f":"L412*L411","v":{"$error":"#VALUE!"}},{"$f":"M412*M411","v":{"$error":"#VALUE!"}},{"$f":"N412*N411","v":{"$error":"#VALUE!"}},{"$f":"O412*O411","v":{"$error":"#VALUE!"}},{"$f":"P412*P411","v":{"$error":"#VALUE!"}},{"$f":"Q412*Q411","v":{"$error":"#VALUE!"}},{"$f":"R412*R411","v":{"$error":"#VALUE!"}},{"$f":"S412*S411","v":{"$error":"#VALUE!"}},{"$f":"T412*T411","v":{"$error":"#VALUE!"}},{"$f":"U412*U411","v":{"$error":"#VALUE!"}},{"$f":"V412*V411","v":{"$error":"#VALUE!"}},{"$f":"W412*W411","v":{"$error":"#VALUE!"}},{"$f":"X412*X411","v":{"$error":"#VALUE!"}},{"$f":"Y412*Y411","v":{"$error":"#VALUE!"}},{"$f":"Z412*Z411","v":{"$error":"#VALUE!"}},{"$f":"AA412*AA411","v":{"$error":"#VALUE!"}},{"$f":"AB412*AB411","v":{"$error":"#VALUE!"}},{"$f":"AC412*AC411","v":{"$error":"#VALUE!"}},{"$f":"AD412*AD411","v":{"$error":"#VALUE!"}},{"$f":"AE412*AE411","v":{"$error":"#VALUE!"}},{"$f":"AF412*AF411","v":{"$error":"#VALUE!"}},{"$f":"AG412*AG411","v":{"$error":"#VALUE!"}},{"$f":"AH412*AH411","v":{"$error":"#VALUE!"}},{"$f":"AI412*AI411","v":{"$error":"#VALUE!"}},{"$f":"AJ412*AJ411","v":{"$error":"#VALUE!"}},{"$f":"AK412*AK411","v":{"$error":"#VALUE!"}},{"$f":"AL412*AL411","v":{"$error":"#VALUE!"}},{"$f":"AM412*AM411","v":{"$error":"#VALUE!"}},{"$f":"AN412*AN411","v":{"$error":"#VALUE!"}},{"$f":"AO412*AO411","v":{"$error":"#VALUE!"}},{"$f":"AP412*AP411","v":{"$error":"#VALUE!"}},{"$f":"AQ412*AQ411","v":{"$error":"#VALUE!"}},{"$f":"AR412*AR411","v":{"$error":"#VALUE!"}},{"$f":"AS412*AS411","v":{"$error":"#VALUE!"}},{"$f":"SUM(D413:AS413)","v":{"$error":"#VALUE!"}}]
[null,"前4","暖房時エネルギー消費電力比",{"$f":"D$380/D420","v":{"$error":"#DIV/0!"}},{"$f":"E$380/E420","v":{"$error":"#DIV/0!"}},{"$error":"#DIV/0!"},{"$error":"#DIV/0!"},{"$error":"#DIV/0!"},{"$error":"#DIV/0!"},{"$error":"#DIV/0!"},{"$error":"#DIV/0!"},{"$error":"#DIV/0!"},{"$error":"#DIV/0!"},{"$error":"#DIV/0!"},{"$error":"#DIV/0!"},{"$error":"#DIV/0!"},{"$error":"#DIV/0!"},{"$error":"#DIV/0!"},{"$error":"#DIV/0!"},{"$error":"#DIV/0!"},{"$error":"#DIV/0!"},{"$error":"#DIV/0!"},{"$error":"#DIV/0!"},{"$error":"#DIV/0!"},{"$error":"#DIV/0!"},{"$error":"#DIV/0!"},{"$error":"#DIV/0!"},{"$error":"#DIV/0!"},{"$error":"#DIV/0!"},{"$error":"#DIV/0!"},{"$error":"#DIV/0!"},{"$error":"#DIV/0!"},{"$error":"#DIV/0!"},{"$error":"#DIV/0!"},{"$error":"#DIV/0!"},{"$error":"#DIV/0!"},{"$error":"#DIV/0!"},{"$error":"#DIV/0!"},{"$error":"#DIV/0!"},{"$error":"#DIV/0!"},{"$error":"#DIV/0!"},{"$error":"#DIV/0!"},{"$error":"#DIV/0!"},{"$error":"#DIV/0!"},{"$error":"#DIV/0!"},"暖房時エネルギー消費電力比","εw"]
[null,null,"暖房能力",{"$f":"($T$33-0.65*$T$33)/14*(D$366-7)+$T$33","v":0},0,0,0,0,0,0,0,0,0,0,0,0,0,0,0,0,0,0,0,0,0,0,0,0,0,0,0,0,0,0,0,0,0,0,0,0,0,0,0,0,0,"暖房能力","Φw"]
[null,null,"着霜時暖房能力",{"$f":"($T$37-0.65*$T$33)/9*(D$366-2)+$T$37","v":0},{"$f":"($T$37-0.65*$T$33)/9*(E$366-2)+$T$37","v":0},0,0,0,0,0,0,0,0,0,null,null,null,null,null,null,null,null,null,null,null,null,null,null,null,null,null,null,null,null,null,null,null,null,null,null,null,null,null,null,null,"着霜時暖房能力","Φwf"]
[null,null,"暖房エネルギー消費量",{"$f":"($T$34-0.93*$T$34)/14*(D$366-7)+$T$34","v":0},0,0,0,0,0,0,0,0,0,0,0,0,0,0,0,0,0,0,0,0,0,0,0,0,0,0,0,0,0,0,0,0,0,0,0,0,0,0,0,0,0,"暖房エネルギー消費量","Pw"]
[null,null,"暖房ガス消費量",{"$f":"($T$38-0.93*$T$34)/9*(D$366-2)+$T$38","v":0},{"$f":"($T$38-0.93*$T$34)/9*(E$366-2)+$T$38","v":0},0,0,0,0,0,0,0,0,0,null,null,null,null,null,null,null,null,null,null,null,null,null,null,null,null,null,null,null,null,null,null,null,null,null,null,null,null,null,null,null,"暖房ガス消費量","Pwf"]
[null,null,"暖房COP",{"$f":"D416/(D418+$T$35*$I$32*D$380)","v":{"$error":"#DIV/0!"}},{"$f":"E416/(E418+$T$35*$I$32*E$380)","v":{"$error":"#DIV/0!"}},{"$error":"#DIV/0!"},{"$error":"#DIV/0!"},{"$error":"#DIV/0!"},{"$error":"#DIV/0!"},{"$error":"#DIV/0!"},{"$error":"#DIV/0!"},{"$error":"#DIV/0!"},{"$error":"#DIV/0!"},{"$error":"#DIV/0!"},{"$f":"O415/(O417+$T$35*$I$32*O$380)","v":{"$error":"#DIV/0!"}},{"$f":"P415/(P417+$T$35*$I$32*P$380)","v":{"$error":"#DIV/0!"}},{"$error":"#DIV/0!"},{"$error":"#DIV/0!"},{"$error":"#DIV/0!"},{"$error":"#DIV/0!"},{"$error":"#DIV/0!"},{"$error":"#DIV/0!"},{"$error":"#DIV/0!"},{"$error":"#DIV/0!"},{"$error":"#DIV/0!"},{"$error":"#DIV/0!"},{"$error":"#DIV/0!"},{"$error":"#DIV/0!"},{"$error":"#DIV/0!"},{"$error":"#DIV/0!"},{"$error":"#DIV/0!"},{"$error":"#DIV/0!"},{"$error":"#DIV/0!"},{"$error":"#DIV/0!"},{"$error":"#DIV/0!"},{"$error":"#DIV/0!"},{"$error":"#DIV/0!"},{"$error":"#DIV/0!"},{"$error":"#DIV/0!"},{"$error":"#DIV/0!"},{"$error":"#DIV/0!"},{"$error":"#DIV/0!"},{"$error":"#DIV/0!"},{"$error":"#DIV/0!"},{"$error":"#DIV/0!"},"暖房COP","σw"]
[null,null,"暖房COP比",{"$f":"D419/$T$36","v":{"$error":"#DIV/0!"}},{"$f":"E419/$T$36","v":{"$error":"#DIV/0!"}},{"$error":"#DIV/0!"},{"$error":"#DIV/0!"},{"$error":"#DIV/0!"},{"$error":"#DIV/0!"},{"$error":"#DIV/0!"},{"$error":"#DIV/0!"},{"$error":"#DIV/0!"},{"$error":"#DIV/0!"},{"$error":"#DIV/0!"},{"$error":"#DIV/0!"},{"$error":"#DIV/0!"},{"$error":"#DIV/0!"},{"$error":"#DIV/0!"},{"$error":"#DIV/0!"},{"$error":"#DIV/0!"},{"$error":"#DIV/0!"},{"$error":"#DIV/0!"},{"$error":"#DIV/0!"},{"$error":"#DIV/0!"},{"$error":"#DIV/0!"},{"$error":"#DIV/0!"},{"$error":"#DIV/0!"},{"$error":"#DIV/0!"},{"$error":"#DIV/0!"},{"$error":"#DIV/0!"},{"$error":"#DIV/0!"},{"$error":"#DIV/0!"},{"$error":"#DIV/0!"},{"$error":"#DIV/0!"},{"$error":"#DIV/0!"},{"$error":"#DIV/0!"},{"$error":"#DIV/0!"},{"$error":"#DIV/0!"},{"$error":"#DIV/0!"},{"$error":"#DIV/0!"},{"$error":"#DIV/0!"},{"$error":"#DIV/0!"},{"$error":"#DIV/0!"},{"$error":"#DIV/0!"},{"$error":"#DIV/0!"},"暖房COP比","βw"]
[null,null,"∑",{"$f":"D$379*D414*D$382","v":{"$error":"#DIV/0!"}},{"$f":"E$379*E414*E$382","v":{"$error":"#DIV/0!"}},{"$error":"#DIV/0!"},{"$error":"#DIV/0!"},{"$error":"#DIV/0!"},{"$error":"#DIV/0!"},{"$error":"#DIV/0!"},{"$error":"#DIV/0!"},{"$error":"#DIV/0!"},{"$error":"#DIV/0!"},{"$error":"#DIV/0!"},{"$error":"#DIV/0!"},{"$error":"#DIV/0!"},{"$error":"#DIV/0!"},{"$error":"#DIV/0!"},{"$error":"#DIV/0!"},{"$error":"#DIV/0!"},{"$error":"#DIV/0!"},{"$error":"#DIV/0!"},{"$error":"#DIV/0!"},{"$error":"#DIV/0!"},{"$error":"#DIV/0!"},{"$error":"#DIV/0!"},{"$error":"#DIV/0!"},{"$error":"#DIV/0!"},{"$error":"#DIV/0!"},{"$error":"#DIV/0!"},{"$error":"#DIV/0!"},{"$error":"#DIV/0!"},{"$error":"#DIV/0!"},{"$error":"#DIV/0!"},{"$error":"#DIV/0!"},{"$error":"#DIV/0!"},{"$error":"#DIV/0!"},{"$error":"#DIV/0!"},{"$error":"#DIV/0!"},{"$error":"#DIV/0!"},{"$error":"#DIV/0!"},{"$error":"#DIV/0!"},{"$error":"#DIV/0!"},{"$error":"#DIV/0!"},{"$error":"#DIV/0!"},"∑"]
[null,null,"Φwd/σww",{"$f":"$AB$26/$T$39","v":{"$error":"#VALUE!"}},{"$f":"$AB$26/$T$39","v":{"$error":"#VALUE!"}},{"$error":"#VALUE!"},{"$error":"#VALUE!"},{"$error":"#VALUE!"},{"$error":"#VALUE!"},{"$error":"#VALUE!"},{"$error":"#VALUE!"},{"$error":"#VALUE!"},{"$error":"#VALUE!"},{"$error":"#VALUE!"},{"$f":"$AB$26/$T$36","v":{"$error":"#VALUE!"}},{"$error":"#VALUE!"},{"$error":"#VALUE!"},{"$error":"#VALUE!"},{"$error":"#VALUE!"},{"$error":"#VALUE!"},{"$error":"#VALUE!"},{"$error":"#VALUE!"},{"$error":"#VALUE!"},{"$error":"#VALUE!"},{"$error":"#VALUE!"},{"$error":"#VALUE!"},{"$error":"#VALUE!"},{"$error":"#VALUE!"},{"$error":"#VALUE!"},{"$error":"#VALUE!"},{"$error":"#VALUE!"},{"$error":"#VALUE!"},{"$error":"#VALUE!"},{"$error":"#VALUE!"},{"$error":"#VALUE!"},{"$error":"#VALUE!"},{"$error":"#VALUE!"},{"$error":"#VALUE!"},{"$error":"#VALUE!"},{"$error":"#VALUE!"},{"$error":"#VALUE!"},{"$error":"#VALUE!"},{"$error":"#VALUE!"},{"$error":"#VALUE!"},{"$error":"#VALUE!"}]
[null,null,"エネルギー使用量",{"$f":"D422*D421","v":{"$error":"#VALUE!"}},{"$f":"E422*E421","v":{"$error":"#VALUE!"}},{"$f":"F422*F421","v":{"$error":"#VALUE!"}},{"$f":"G422*G421","v":{"$error":"#VALUE!"}},{"$f":"H422*H421","v":{"$error":"#VALUE!"}},{"$f":"I422*I421","v":{"$error":"#VALUE!"}},{"$f":"J422*J421","v":{"$error":"#VALUE!"}},{"$f":"K422*K421","v":{"$error":"#VALUE!"}},{"$f":"L422*L421","v":{"$error":"#VALUE!"}},{"$f":"M422*M421","v":{"$error":"#VALUE!"}},{"$f":"N422*N421","v":{"$error":"#VALUE!"}},{"$f":"O422*O421","v":{"$error":"#VALUE!"}},{"$f":"P422*P421","v":{"$error":"#VALUE!"}},{"$f":"Q422*Q421","v":{"$error":"#VALUE!"}},{"$f":"R422*R421","v":{"$error":"#VALUE!"}},{"$f":"S422*S421","v":{"$error":"#VALUE!"}},{"$f":"T422*T421","v":{"$error":"#VALUE!"}},{"$f":"U422*U421","v":{"$error":"#VALUE!"}},{"$f":"V422*V421","v":{"$error":"#VALUE!"}},{"$f":"W422*W421","v":{"$error":"#VALUE!"}},{"$f":"X422*X421","v":{"$error":"#VALUE!"}},{"$f":"Y422*Y421","v":{"$error":"#VALUE!"}},{"$f":"Z422*Z421","v":{"$error":"#VALUE!"}},{"$f":"AA422*AA421","v":{"$error":"#VALUE!"}},{"$f":"AB422*AB421","v":{"$error":"#VALUE!"}},{"$f":"AC422*AC421","v":{"$error":"#VALUE!"}},{"$f":"AD422*AD421","v":{"$error":"#VALUE!"}},{"$f":"AE422*AE421","v":{"$error":"#VALUE!"}},{"$f":"AF422*AF421","v":{"$error":"#VALUE!"}},{"$f":"AG422*AG421","v":{"$error":"#VALUE!"}},{"$f":"AH422*AH421","v":{"$error":"#VALUE!"}},{"$f":"AI422*AI421","v":{"$error":"#VALUE!"}},{"$f":"AJ422*AJ421","v":{"$error":"#VALUE!"}},{"$f":"AK422*AK421","v":{"$error":"#VALUE!"}},{"$f":"AL422*AL421","v":{"$error":"#VALUE!"}},{"$f":"AM422*AM421","v":{"$error":"#VALUE!"}},{"$f":"AN422*AN421","v":{"$error":"#VALUE!"}},{"$f":"AO422*AO421","v":{"$error":"#VALUE!"}},{"$f":"AP422*AP421","v":{"$error":"#VALUE!"}},{"$f":"AQ422*AQ421","v":{"$error":"#VALUE!"}},{"$f":"AR422*AR421","v":{"$error":"#VALUE!"}},{"$f":"AS422*AS421","v":{"$error":"#VALUE!"}},{"$f":"SUM(D423:AS423)","v":{"$error":"#VALUE!"}}]
[null,"前5","暖房時エネルギー消費電力比",{"$f":"D$380/D430","v":{"$error":"#DIV/0!"}},{"$f":"E$380/E430","v":{"$error":"#DIV/0!"}},{"$error":"#DIV/0!"},{"$error":"#DIV/0!"},{"$error":"#DIV/0!"},{"$error":"#DIV/0!"},{"$error":"#DIV/0!"},{"$error":"#DIV/0!"},{"$error":"#DIV/0!"},{"$error":"#DIV/0!"},{"$error":"#DIV/0!"},{"$error":"#DIV/0!"},{"$error":"#DIV/0!"},{"$error":"#DIV/0!"},{"$error":"#DIV/0!"},{"$error":"#DIV/0!"},{"$error":"#DIV/0!"},{"$error":"#DIV/0!"},{"$error":"#DIV/0!"},{"$error":"#DIV/0!"},{"$error":"#DIV/0!"},{"$error":"#DIV/0!"},{"$error":"#DIV/0!"},{"$error":"#DIV/0!"},{"$error":"#DIV/0!"},{"$error":"#DIV/0!"},{"$error":"#DIV/0!"},{"$error":"#DIV/0!"},{"$error":"#DIV/0!"},{"$error":"#DIV/0!"},{"$error":"#DIV/0!"},{"$error":"#DIV/0!"},{"$error":"#DIV/0!"},{"$error":"#DIV/0!"},{"$error":"#DIV/0!"},{"$error":"#DIV/0!"},{"$error":"#DIV/0!"},{"$error":"#DIV/0!"},{"$error":"#DIV/0!"},{"$error":"#DIV/0!"},{"$error":"#DIV/0!"},{"$error":"#DIV/0!"},"暖房時エネルギー消費電力比","εw"]
[null,null,"暖房能力",{"$f":"($U$33-0.65*$U$33)/14*(D$366-7)+$U$33","v":0},0,0,0,0,0,0,0,0,0,0,0,0,0,0,0,0,0,0,0,0,0,0,0,0,0,0,0,0,0,0,0,0,0,0,0,0,0,0,0,0,0,"暖房能力","Φw"]
[null,null,"着霜時暖房能力",{"$f":"($U$37-0.65*$U$33)/9*(D$366-2)+$U$37","v":0},{"$f":"($U$37-0.65*$U$33)/9*(E$366-2)+$U$37","v":0},0,0,0,0,0,0,0,0,0,null,null,null,null,null,null,null,null,null,null,null,null,null,null,null,null,null,null,null,null,null,null,null,null,null,null,null,null,null,null,null,"着霜時暖房能力","Φwf"]
[null,null,"暖房エネルギー消費量",{"$f":"($U$34-0.93*$U$34)/14*(D$366-7)+$U$34","v":0},0,0,0,0,0,0,0,0,0,0,0,0,0,0,0,0,0,0,0,0,0,0,0,0,0,0,0,0,0,0,0,0,0,0,0,0,0,0,0,0,0,"暖房エネルギー消費量","Pw"]
[null,null,"暖房ガス消費量",{"$f":"($U$38-0.93*$U$34)/9*(D$366-2)+$U$38","v":0},{"$f":"($U$38-0.93*$U$34)/9*(E$366-2)+$U$38","v":0},0,0,0,0,0,0,0,0,0,null,null,null,null,null,null,null,null,null,null,null,null,null,null,null,null,null,null,null,null,null,null,null,null,null,null,null,null,null,null,null,"暖房ガス消費量","Pwf"]
[null,null,"暖房COP",{"$f":"D426/(D428+$U$35*$I$32*D$380)","v":{"$error":"#DIV/0!"}},{"$f":"E426/(E428+$U$35*$I$32*E$380)","v":{"$error":"#DIV/0!"}},{"$error":"#DIV/0!"},{"$error":"#DIV/0!"},{"$error":"#DIV/0!"},{"$error":"#DIV/0!"},{"$error":"#DIV/0!"},{"$error":"#DIV/0!"},{"$error":"#DIV/0!"},{"$error":"#DIV/0!"},{"$error":"#DIV/0!"},{"$f":"O425/(O427+$U$35*$I$32*O$380)","v":{"$error":"#DIV/0!"}},{"$f":"P425/(P427+$U$35*$I$32*P$380)","v":{"$error":"#DIV/0!"}},{"$error":"#DIV/0!"},{"$error":"#DIV/0!"},{"$error":"#DIV/0!"},{"$error":"#DIV/0!"},{"$error":"#DIV/0!"},{"$error":"#DIV/0!"},{"$error":"#DIV/0!"},{"$error":"#DIV/0!"},{"$error":"#DIV/0!"},{"$error":"#DIV/0!"},{"$error":"#DIV/0!"},{"$error":"#DIV/0!"},{"$error":"#DIV/0!"},{"$error":"#DIV/0!"},{"$error":"#DIV/0!"},{"$error":"#DIV/0!"},{"$error":"#DIV/0!"},{"$error":"#DIV/0!"},{"$error":"#DIV/0!"},{"$error":"#DIV/0!"},{"$error":"#DIV/0!"},{"$error":"#DIV/0!"},{"$error":"#DIV/0!"},{"$error":"#DIV/0!"},{"$error":"#DIV/0!"},{"$error":"#DIV/0!"},{"$error":"#DIV/0!"},{"$error":"#DIV/0!"},{"$error":"#DIV/0!"},"暖房COP","σw"]
[null,null,"暖房COP比",{"$f":"D429/$U$36","v":{"$error":"#DIV/0!"}},{"$f":"E429/$U$36","v":{"$error":"#DIV/0!"}},{"$error":"#DIV/0!"},{"$error":"#DIV/0!"},{"$error":"#DIV/0!"},{"$error":"#DIV/0!"},{"$error":"#DIV/0!"},{"$error":"#DIV/0!"},{"$error":"#DIV/0!"},{"$error":"#DIV/0!"},{"$error":"#DIV/0!"},{"$error":"#DIV/0!"},{"$error":"#DIV/0!"},{"$error":"#DIV/0!"},{"$error":"#DIV/0!"},{"$error":"#DIV/0!"},{"$error":"#DIV/0!"},{"$error":"#DIV/0!"},{"$error":"#DIV/0!"},{"$error":"#DIV/0!"},{"$error":"#DIV/0!"},{"$error":"#DIV/0!"},{"$error":"#DIV/0!"},{"$error":"#DIV/0!"},{"$error":"#DIV/0!"},{"$error":"#DIV/0!"},{"$error":"#DIV/0!"},{"$error":"#DIV/0!"},{"$error":"#DIV/0!"},{"$error":"#DIV/0!"},{"$error":"#DIV/0!"},{"$error":"#DIV/0!"},{"$error":"#DIV/0!"},{"$error":"#DIV/0!"},{"$error":"#DIV/0!"},{"$error":"#DIV/0!"},{"$error":"#DIV/0!"},{"$error":"#DIV/0!"},{"$error":"#DIV/0!"},{"$error":"#DIV/0!"},{"$error":"#DIV/0!"},{"$error":"#DIV/0!"},"暖房COP比","βw"]
[null,null,"∑",{"$f":"D$379*D424*D$382","v":{"$error":"#DIV/0!"}},{"$f":"E$379*E424*E$382","v":{"$error":"#DIV/0!"}},{"$error":"#DIV/0!"},{"$error":"#DIV/0!"},{"$error":"#DIV/0!"},{"$error":"#DIV/0!"},{"$error":"#DIV/0!"},{"$error":"#DIV/0!"},{"$error":"#DIV/0!"},{"$error":"#DIV/0!"},{"$error":"#DIV/0!"},{"$error":"#DIV/0!"},{"$error":"#DIV/0!"},{"$error":"#DIV/0!"},{"$error":"#DIV/0!"},{"$error":"#DIV/0!"},{"$error":"#DIV/0!"},{"$error":"#DIV/0!"},{"$error":"#DIV/0!"},{"$error":"#DIV/0!"},{"$error":"#DIV/0!"},{"$error":"#DIV/0!"},{"$error":"#DIV/0!"},{"$error":"#DIV/0!"},{"$error":"#DIV/0!"},{"$error":"#DIV/0!"},{"$error":"#DIV/0!"},{"$error":"#DIV/0!"},{"$error":"#DIV/0!"},{"$error":"#DIV/0!"},{"$error":"#DIV/0!"},{"$error":"#DIV/0!"},{"$error":"#DIV/0!"},{"$error":"#DIV/0!"},{"$error":"#DIV/0!"},{"$error":"#DIV/0!"},{"$error":"#DIV/0!"},{"$error":"#DIV/0!"},{"$error":"#DIV/0!"},{"$error":"#DIV/0!"},{"$error":"#DIV/0!"},{"$error":"#DIV/0!"},"∑"]
[null,null,"Φwd/σww",{"$f":"$AB$26/$U$39","v":{"$error":"#VALUE!"}},{"$f":"$AB$26/$U$39","v":{"$error":"#VALUE!"}},{"$error":"#VALUE!"},{"$error":"#VALUE!"},{"$error":"#VALUE!"},{"$error":"#VALUE!"},{"$error":"#VALUE!"},{"$error":"#VALUE!"},{"$error":"#VALUE!"},{"$error":"#VALUE!"},{"$error":"#VALUE!"},{"$f":"$AB$26/$U$36","v":{"$error":"#VALUE!"}},{"$error":"#VALUE!"},{"$error":"#VALUE!"},{"$error":"#VALUE!"},{"$error":"#VALUE!"},{"$error":"#VALUE!"},{"$error":"#VALUE!"},{"$error":"#VALUE!"},{"$error":"#VALUE!"},{"$error":"#VALUE!"},{"$error":"#VALUE!"},{"$error":"#VALUE!"},{"$error":"#VALUE!"},{"$error":"#VALUE!"},{"$error":"#VALUE!"},{"$error":"#VALUE!"},{"$error":"#VALUE!"},{"$error":"#VALUE!"},{"$error":"#VALUE!"},{"$error":"#VALUE!"},{"$error":"#VALUE!"},{"$error":"#VALUE!"},{"$error":"#VALUE!"},{"$error":"#VALUE!"},{"$error":"#VALUE!"},{"$error":"#VALUE!"},{"$error":"#VALUE!"},{"$error":"#VALUE!"},{"$error":"#VALUE!"},{"$error":"#VALUE!"},{"$error":"#VALUE!"}]
[null,null,"エネルギー使用量",{"$f":"D432*D431","v":{"$error":"#VALUE!"}},{"$f":"E432*E431","v":{"$error":"#VALUE!"}},{"$f":"F432*F431","v":{"$error":"#VALUE!"}},{"$f":"G432*G431","v":{"$error":"#VALUE!"}},{"$f":"H432*H431","v":{"$error":"#VALUE!"}},{"$f":"I432*I431","v":{"$error":"#VALUE!"}},{"$f":"J432*J431","v":{"$error":"#VALUE!"}},{"$f":"K432*K431","v":{"$error":"#VALUE!"}},{"$f":"L432*L431","v":{"$error":"#VALUE!"}},{"$f":"M432*M431","v":{"$error":"#VALUE!"}},{"$f":"N432*N431","v":{"$error":"#VALUE!"}},{"$f":"O432*O431","v":{"$error":"#VALUE!"}},{"$f":"P432*P431","v":{"$error":"#VALUE!"}},{"$f":"Q432*Q431","v":{"$error":"#VALUE!"}},{"$f":"R432*R431","v":{"$error":"#VALUE!"}},{"$f":"S432*S431","v":{"$error":"#VALUE!"}},{"$f":"T432*T431","v":{"$error":"#VALUE!"}},{"$f":"U432*U431","v":{"$error":"#VALUE!"}},{"$f":"V432*V431","v":{"$error":"#VALUE!"}},{"$f":"W432*W431","v":{"$error":"#VALUE!"}},{"$f":"X432*X431","v":{"$error":"#VALUE!"}},{"$f":"Y432*Y431","v":{"$error":"#VALUE!"}},{"$f":"Z432*Z431","v":{"$error":"#VALUE!"}},{"$f":"AA432*AA431","v":{"$error":"#VALUE!"}},{"$f":"AB432*AB431","v":{"$error":"#VALUE!"}},{"$f":"AC432*AC431","v":{"$error":"#VALUE!"}},{"$f":"AD432*AD431","v":{"$error":"#VALUE!"}},{"$f":"AE432*AE431","v":{"$error":"#VALUE!"}},{"$f":"AF432*AF431","v":{"$error":"#VALUE!"}},{"$f":"AG432*AG431","v":{"$error":"#VALUE!"}},{"$f":"AH432*AH431","v":{"$error":"#VALUE!"}},{"$f":"AI432*AI431","v":{"$error":"#VALUE!"}},{"$f":"AJ432*AJ431","v":{"$error":"#VALUE!"}},{"$f":"AK432*AK431","v":{"$error":"#VALUE!"}},{"$f":"AL432*AL431","v":{"$error":"#VALUE!"}},{"$f":"AM432*AM431","v":{"$error":"#VALUE!"}},{"$f":"AN432*AN431","v":{"$error":"#VALUE!"}},{"$f":"AO432*AO431","v":{"$error":"#VALUE!"}},{"$f":"AP432*AP431","v":{"$error":"#VALUE!"}},{"$f":"AQ432*AQ431","v":{"$error":"#VALUE!"}},{"$f":"AR432*AR431","v":{"$error":"#VALUE!"}},{"$f":"AS432*AS431","v":{"$error":"#VALUE!"}},{"$f":"SUM(D433:AS433)","v":{"$error":"#VALUE!"}}]
[null,"前6","暖房時エネルギー消費電力比",{"$f":"D$380/D440","v":{"$error":"#DIV/0!"}},{"$f":"E$380/E440","v":{"$error":"#DIV/0!"}},{"$error":"#DIV/0!"},{"$error":"#DIV/0!"},{"$error":"#DIV/0!"},{"$error":"#DIV/0!"},{"$error":"#DIV/0!"},{"$error":"#DIV/0!"},{"$error":"#DIV/0!"},{"$error":"#DIV/0!"},{"$error":"#DIV/0!"},{"$error":"#DIV/0!"},{"$error":"#DIV/0!"},{"$error":"#DIV/0!"},{"$error":"#DIV/0!"},{"$error":"#DIV/0!"},{"$error":"#DIV/0!"},{"$error":"#DIV/0!"},{"$error":"#DIV/0!"},{"$error":"#DIV/0!"},{"$error":"#DIV/0!"},{"$error":"#DIV/0!"},{"$error":"#DIV/0!"},{"$error":"#DIV/0!"},{"$error":"#DIV/0!"},{"$error":"#DIV/0!"},{"$error":"#DIV/0!"},{"$error":"#DIV/0!"},{"$error":"#DIV/0!"},{"$error":"#DIV/0!"},{"$error":"#DIV/0!"},{"$error":"#DIV/0!"},{"$error":"#DIV/0!"},{"$error":"#DIV/0!"},{"$error":"#DIV/0!"},{"$error":"#DIV/0!"},{"$error":"#DIV/0!"},{"$error":"#DIV/0!"},{"$error":"#DIV/0!"},{"$error":"#DIV/0!"},{"$error":"#DIV/0!"},{"$error":"#DIV/0!"},"暖房時エネルギー消費電力比","εw"]
[null,null,"暖房能力",{"$f":"($V$33-0.65*$V$33)/14*(D$366-7)+$V$33","v":0},0,0,0,0,0,0,0,0,0,0,0,0,0,0,0,0,0,0,0,0,0,0,0,0,0,0,0,0,0,0,0,0,0,0,0,0,0,0,0,0,0,"暖房能力","Φw"]
[null,null,"着霜時暖房能力",{"$f":"($V$37-0.65*$V$33)/9*(D$366-2)+$V$37","v":0},{"$f":"($V$37-0.65*$V$33)/9*(E$366-2)+$V$37","v":0},0,0,0,0,0,0,0,0,0,null,null,null,null,null,null,null,null,null,null,null,null,null,null,null,null,null,null,null,null,null,null,null,null,null,null,null,null,null,null,null,"着霜時暖房能力","Φwf"]
[null,null,"暖房エネルギー消費量",{"$f":"($V$34-0.93*$V$34)/14*(D$366-7)+$V$34","v":0},0,0,0,0,0,0,0,0,0,0,0,0,0,0,0,0,0,0,0,0,0,0,0,0,0,0,0,0,0,0,0,0,0,0,0,0,0,0,0,0,0,"暖房エネルギー消費量","Pw"]
[null,null,"暖房ガス消費量",{"$f":"($V$38-0.93*$V$34)/9*(D$366-2)+$V$38","v":0},{"$f":"($V$38-0.93*$V$34)/9*(E$366-2)+$V$38","v":0},0,0,0,0,0,0,0,0,0,null,null,null,null,null,null,null,null,null,null,null,null,null,null,null,null,null,null,null,null,null,null,null,null,null,null,null,null,null,null,null,"暖房ガス消費量","Pwf"]
[null,null,"暖房COP",{"$f":"D436/(D438+$V$35*$I$32*D$380)","v":{"$error":"#DIV/0!"}},{"$f":"E436/(E438+$V$35*$I$32*E$380)","v":{"$error":"#DIV/0!"}},{"$error":"#DIV/0!"},{"$error":"#DIV/0!"},{"$error":"#DIV/0!"},{"$error":"#DIV/0!"},{"$error":"#DIV/0!"},{"$error":"#DIV/0!"},{"$error":"#DIV/0!"},{"$error":"#DIV/0!"},{"$error":"#DIV/0!"},{"$f":"O435/(O437+$V$35*$I$32*O$380)","v":{"$error":"#DIV/0!"}},{"$f":"P435/(P437+$V$35*$I$32*P$380)","v":{"$error":"#DIV/0!"}},{"$error":"#DIV/0!"},{"$error":"#DIV/0!"},{"$error":"#DIV/0!"},{"$error":"#DIV/0!"},{"$error":"#DIV/0!"},{"$error":"#DIV/0!"},{"$error":"#DIV/0!"},{"$error":"#DIV/0!"},{"$error":"#DIV/0!"},{"$error":"#DIV/0!"},{"$error":"#DIV/0!"},{"$error":"#DIV/0!"},{"$error":"#DIV/0!"},{"$error":"#DIV/0!"},{"$error":"#DIV/0!"},{"$error":"#DIV/0!"},{"$error":"#DIV/0!"},{"$error":"#DIV/0!"},{"$error":"#DIV/0!"},{"$error":"#DIV/0!"},{"$error":"#DIV/0!"},{"$error":"#DIV/0!"},{"$error":"#DIV/0!"},{"$error":"#DIV/0!"},{"$error":"#DIV/0!"},{"$error":"#DIV/0!"},{"$error":"#DIV/0!"},{"$error":"#DIV/0!"},{"$error":"#DIV/0!"},"暖房COP","σw"]
[null,null,"暖房COP比",{"$f":"D439/$V$36","v":{"$error":"#DIV/0!"}},{"$f":"E439/$V$36","v":{"$error":"#DIV/0!"}},{"$error":"#DIV/0!"},{"$error":"#DIV/0!"},{"$error":"#DIV/0!"},{"$error":"#DIV/0!"},{"$error":"#DIV/0!"},{"$error":"#DIV/0!"},{"$error":"#DIV/0!"},{"$error":"#DIV/0!"},{"$error":"#DIV/0!"},{"$error":"#DIV/0!"},{"$error":"#DIV/0!"},{"$error":"#DIV/0!"},{"$error":"#DIV/0!"},{"$error":"#DIV/0!"},{"$error":"#DIV/0!"},{"$error":"#DIV/0!"},{"$error":"#DIV/0!"},{"$error":"#DIV/0!"},{"$error":"#DIV/0!"},{"$error":"#DIV/0!"},{"$error":"#DIV/0!"},{"$error":"#DIV/0!"},{"$error":"#DIV/0!"},{"$error":"#DIV/0!"},{"$error":"#DIV/0!"},{"$error":"#DIV/0!"},{"$error":"#DIV/0!"},{"$error":"#DIV/0!"},{"$error":"#DIV/0!"},{"$error":"#DIV/0!"},{"$error":"#DIV/0!"},{"$error":"#DIV/0!"},{"$error":"#DIV/0!"},{"$error":"#DIV/0!"},{"$error":"#DIV/0!"},{"$error":"#DIV/0!"},{"$error":"#DIV/0!"},{"$error":"#DIV/0!"},{"$error":"#DIV/0!"},{"$error":"#DIV/0!"},"暖房COP比","βw"]
[null,null,"∑",{"$f":"D$379*D434*D$382","v":{"$error":"#DIV/0!"}},{"$f":"E$379*E434*E$382","v":{"$error":"#DIV/0!"}},{"$error":"#DIV/0!"},{"$error":"#DIV/0!"},{"$error":"#DIV/0!"},{"$error":"#DIV/0!"},{"$error":"#DIV/0!"},{"$error":"#DIV/0!"},{"$error":"#DIV/0!"},{"$error":"#DIV/0!"},{"$error":"#DIV/0!"},{"$error":"#DIV/0!"},{"$error":"#DIV/0!"},{"$error":"#DIV/0!"},{"$error":"#DIV/0!"},{"$error":"#DIV/0!"},{"$error":"#DIV/0!"},{"$error":"#DIV/0!"},{"$error":"#DIV/0!"},{"$error":"#DIV/0!"},{"$error":"#DIV/0!"},{"$error":"#DIV/0!"},{"$error":"#DIV/0!"},{"$error":"#DIV/0!"},{"$error":"#DIV/0!"},{"$error":"#DIV/0!"},{"$error":"#DIV/0!"},{"$error":"#DIV/0!"},{"$error":"#DIV/0!"},{"$error":"#DIV/0!"},{"$error":"#DIV/0!"},{"$error":"#DIV/0!"},{"$error":"#DIV/0!"},{"$error":"#DIV/0!"},{"$error":"#DIV/0!"},{"$error":"#DIV/0!"},{"$error":"#DIV/0!"},{"$error":"#DIV/0!"},{"$error":"#DIV/0!"},{"$error":"#DIV/0!"},{"$error":"#DIV/0!"},{"$error":"#DIV/0!"},"∑"]
[null,null,"Φwd/σww",{"$f":"$AB$26/$V$39","v":{"$error":"#VALUE!"}},{"$f":"$AB$26/$V$39","v":{"$error":"#VALUE!"}},{"$error":"#VALUE!"},{"$error":"#VALUE!"},{"$error":"#VALUE!"},{"$error":"#VALUE!"},{"$error":"#VALUE!"},{"$error":"#VALUE!"},{"$error":"#VALUE!"},{"$error":"#VALUE!"},{"$error":"#VALUE!"},{"$f":"$AB$26/$V$36","v":{"$error":"#VALUE!"}},{"$error":"#VALUE!"},{"$error":"#VALUE!"},{"$error":"#VALUE!"},{"$error":"#VALUE!"},{"$error":"#VALUE!"},{"$error":"#VALUE!"},{"$error":"#VALUE!"},{"$error":"#VALUE!"},{"$error":"#VALUE!"},{"$error":"#VALUE!"},{"$error":"#VALUE!"},{"$error":"#VALUE!"},{"$error":"#VALUE!"},{"$error":"#VALUE!"},{"$error":"#VALUE!"},{"$error":"#VALUE!"},{"$error":"#VALUE!"},{"$error":"#VALUE!"},{"$error":"#VALUE!"},{"$error":"#VALUE!"},{"$error":"#VALUE!"},{"$error":"#VALUE!"},{"$error":"#VALUE!"},{"$error":"#VALUE!"},{"$error":"#VALUE!"},{"$error":"#VALUE!"},{"$error":"#VALUE!"},{"$error":"#VALUE!"},{"$error":"#VALUE!"},{"$error":"#VALUE!"}]
[null,null,"エネルギー使用量",{"$f":"D442*D441","v":{"$error":"#VALUE!"}},{"$f":"E442*E441","v":{"$error":"#VALUE!"}},{"$f":"F442*F441","v":{"$error":"#VALUE!"}},{"$f":"G442*G441","v":{"$error":"#VALUE!"}},{"$f":"H442*H441","v":{"$error":"#VALUE!"}},{"$f":"I442*I441","v":{"$error":"#VALUE!"}},{"$f":"J442*J441","v":{"$error":"#VALUE!"}},{"$f":"K442*K441","v":{"$error":"#VALUE!"}},{"$f":"L442*L441","v":{"$error":"#VALUE!"}},{"$f":"M442*M441","v":{"$error":"#VALUE!"}},{"$f":"N442*N441","v":{"$error":"#VALUE!"}},{"$f":"O442*O441","v":{"$error":"#VALUE!"}},{"$f":"P442*P441","v":{"$error":"#VALUE!"}},{"$f":"Q442*Q441","v":{"$error":"#VALUE!"}},{"$f":"R442*R441","v":{"$error":"#VALUE!"}},{"$f":"S442*S441","v":{"$error":"#VALUE!"}},{"$f":"T442*T441","v":{"$error":"#VALUE!"}},{"$f":"U442*U441","v":{"$error":"#VALUE!"}},{"$f":"V442*V441","v":{"$error":"#VALUE!"}},{"$f":"W442*W441","v":{"$error":"#VALUE!"}},{"$f":"X442*X441","v":{"$error":"#VALUE!"}},{"$f":"Y442*Y441","v":{"$error":"#VALUE!"}},{"$f":"Z442*Z441","v":{"$error":"#VALUE!"}},{"$f":"AA442*AA441","v":{"$error":"#VALUE!"}},{"$f":"AB442*AB441","v":{"$error":"#VALUE!"}},{"$f":"AC442*AC441","v":{"$error":"#VALUE!"}},{"$f":"AD442*AD441","v":{"$error":"#VALUE!"}},{"$f":"AE442*AE441","v":{"$error":"#VALUE!"}},{"$f":"AF442*AF441","v":{"$error":"#VALUE!"}},{"$f":"AG442*AG441","v":{"$error":"#VALUE!"}},{"$f":"AH442*AH441","v":{"$error":"#VALUE!"}},{"$f":"AI442*AI441","v":{"$error":"#VALUE!"}},{"$f":"AJ442*AJ441","v":{"$error":"#VALUE!"}},{"$f":"AK442*AK441","v":{"$error":"#VALUE!"}},{"$f":"AL442*AL441","v":{"$error":"#VALUE!"}},{"$f":"AM442*AM441","v":{"$error":"#VALUE!"}},{"$f":"AN442*AN441","v":{"$error":"#VALUE!"}},{"$f":"AO442*AO441","v":{"$error":"#VALUE!"}},{"$f":"AP442*AP441","v":{"$error":"#VALUE!"}},{"$f":"AQ442*AQ441","v":{"$error":"#VALUE!"}},{"$f":"AR442*AR441","v":{"$error":"#VALUE!"}},{"$f":"AS442*AS441","v":{"$error":"#VALUE!"}},{"$f":"SUM(D443:AS443)","v":{"$error":"#VALUE!"}}]
[null,"前7","暖房時エネルギー消費電力比",{"$f":"D$380/D450","v":{"$error":"#DIV/0!"}},{"$f":"E$380/E450","v":{"$error":"#DIV/0!"}},{"$error":"#DIV/0!"},{"$error":"#DIV/0!"},{"$error":"#DIV/0!"},{"$error":"#DIV/0!"},{"$error":"#DIV/0!"},{"$error":"#DIV/0!"},{"$error":"#DIV/0!"},{"$error":"#DIV/0!"},{"$error":"#DIV/0!"},{"$error":"#DIV/0!"},{"$error":"#DIV/0!"},{"$error":"#DIV/0!"},{"$error":"#DIV/0!"},{"$error":"#DIV/0!"},{"$error":"#DIV/0!"},{"$error":"#DIV/0!"},{"$error":"#DIV/0!"},{"$error":"#DIV/0!"},{"$error":"#DIV/0!"},{"$error":"#DIV/0!"},{"$error":"#DIV/0!"},{"$error":"#DIV/0!"},{"$error":"#DIV/0!"},{"$error":"#DIV/0!"},{"$error":"#DIV/0!"},{"$error":"#DIV/0!"},{"$error":"#DIV/0!"},{"$error":"#DIV/0!"},{"$error":"#DIV/0!"},{"$error":"#DIV/0!"},{"$error":"#DIV/0!"},{"$error":"#DIV/0!"},{"$error":"#DIV/0!"},{"$error":"#DIV/0!"},{"$error":"#DIV/0!"},{"$error":"#DIV/0!"},{"$error":"#DIV/0!"},{"$error":"#DIV/0!"},{"$error":"#DIV/0!"},{"$error":"#DIV/0!"},"暖房時エネルギー消費電力比","εw"]
[null,null,"暖房能力",{"$f":"($W$33-0.65*$W$33)/14*(D$366-7)+$W$33","v":0},0,0,0,0,0,0,0,0,0,0,0,0,0,0,0,0,0,0,0,0,0,0,0,0,0,0,0,0,0,0,0,0,0,0,0,0,0,0,0,0,0,"暖房能力","Φw"]
[null,null,"着霜時暖房能力",{"$f":"($W$37-0.65*$W$33)/9*(D$366-2)+$W$37","v":0},{"$f":"($W$37-0.65*$W$33)/9*(E$366-2)+$W$37","v":0},0,0,0,0,0,0,0,0,0,null,null,null,null,null,null,null,null,null,null,null,null,null,null,null,null,null,null,null,null,null,null,null,null,null,null,null,null,null,null,null,"着霜時暖房能力","Φwf"]
[null,null,"暖房エネルギー消費量",{"$f":"($W$34-0.93*$W$34)/14*(D$366-7)+$W$34","v":0},0,0,0,0,0,0,0,0,0,0,0,0,0,0,0,0,0,0,0,0,0,0,0,0,0,0,0,0,0,0,0,0,0,0,0,0,0,0,0,0,0,"暖房エネルギー消費量","Pw"]
[null,null,"暖房ガス消費量",{"$f":"($W$38-0.93*$W$34)/9*(D$366-2)+$W$38","v":0},{"$f":"($W$38-0.93*$W$34)/9*(E$366-2)+$W$38","v":0},0,0,0,0,0,0,0,0,0,null,null,null,null,null,null,null,null,null,null,null,null,null,null,null,null,null,null,null,null,null,null,null,null,null,null,null,null,null,null,null,"暖房ガス消費量","Pwf"]
[null,null,"暖房COP",{"$f":"D446/(D448+$W$35*$I$32*D$380)","v":{"$error":"#DIV/0!"}},{"$f":"E446/(E448+$W$35*$I$32*E$380)","v":{"$error":"#DIV/0!"}},{"$error":"#DIV/0!"},{"$error":"#DIV/0!"},{"$error":"#DIV/0!"},{"$error":"#DIV/0!"},{"$error":"#DIV/0!"},{"$error":"#DIV/0!"},{"$error":"#DIV/0!"},{"$error":"#DIV/0!"},{"$error":"#DIV/0!"},{"$f":"O445/(O447+$W$35*$I$32*O$380)","v":{"$error":"#DIV/0!"}},{"$f":"P445/(P447+$W$35*$I$32*P$380)","v":{"$error":"#DIV/0!"}},{"$error":"#DIV/0!"},{"$error":"#DIV/0!"},{"$error":"#DIV/0!"},{"$error":"#DIV/0!"},{"$error":"#DIV/0!"},{"$error":"#DIV/0!"},{"$error":"#DIV/0!"},{"$error":"#DIV/0!"},{"$error":"#DIV/0!"},{"$error":"#DIV/0!"},{"$error":"#DIV/0!"},{"$error":"#DIV/0!"},{"$error":"#DIV/0!"},{"$error":"#DIV/0!"},{"$error":"#DIV/0!"},{"$error":"#DIV/0!"},{"$error":"#DIV/0!"},{"$error":"#DIV/0!"},{"$error":"#DIV/0!"},{"$error":"#DIV/0!"},{"$error":"#DIV/0!"},{"$error":"#DIV/0!"},{"$error":"#DIV/0!"},{"$error":"#DIV/0!"},{"$error":"#DIV/0!"},{"$error":"#DIV/0!"},{"$error":"#DIV/0!"},{"$error":"#DIV/0!"},{"$error":"#DIV/0!"},"暖房COP","σw"]
[null,null,"暖房COP比",{"$f":"D449/$W$36","v":{"$error":"#DIV/0!"}},{"$f":"E449/$W$36","v":{"$error":"#DIV/0!"}},{"$error":"#DIV/0!"},{"$error":"#DIV/0!"},{"$error":"#DIV/0!"},{"$error":"#DIV/0!"},{"$error":"#DIV/0!"},{"$error":"#DIV/0!"},{"$error":"#DIV/0!"},{"$error":"#DIV/0!"},{"$error":"#DIV/0!"},{"$error":"#DIV/0!"},{"$error":"#DIV/0!"},{"$error":"#DIV/0!"},{"$error":"#DIV/0!"},{"$error":"#DIV/0!"},{"$error":"#DIV/0!"},{"$error":"#DIV/0!"},{"$error":"#DIV/0!"},{"$error":"#DIV/0!"},{"$error":"#DIV/0!"},{"$error":"#DIV/0!"},{"$error":"#DIV/0!"},{"$error":"#DIV/0!"},{"$error":"#DIV/0!"},{"$error":"#DIV/0!"},{"$error":"#DIV/0!"},{"$error":"#DIV/0!"},{"$error":"#DIV/0!"},{"$error":"#DIV/0!"},{"$error":"#DIV/0!"},{"$error":"#DIV/0!"},{"$error":"#DIV/0!"},{"$error":"#DIV/0!"},{"$error":"#DIV/0!"},{"$error":"#DIV/0!"},{"$error":"#DIV/0!"},{"$error":"#DIV/0!"},{"$error":"#DIV/0!"},{"$error":"#DIV/0!"},{"$error":"#DIV/0!"},{"$error":"#DIV/0!"},"暖房COP比","βw"]
[null,null,"∑",{"$f":"D$379*D444*D$382","v":{"$error":"#DIV/0!"}},{"$f":"E$379*E444*E$382","v":{"$error":"#DIV/0!"}},{"$error":"#DIV/0!"},{"$error":"#DIV/0!"},{"$error":"#DIV/0!"},{"$error":"#DIV/0!"},{"$error":"#DIV/0!"},{"$error":"#DIV/0!"},{"$error":"#DIV/0!"},{"$error":"#DIV/0!"},{"$error":"#DIV/0!"},{"$error":"#DIV/0!"},{"$error":"#DIV/0!"},{"$error":"#DIV/0!"},{"$error":"#DIV/0!"},{"$error":"#DIV/0!"},{"$error":"#DIV/0!"},{"$error":"#DIV/0!"},{"$error":"#DIV/0!"},{"$error":"#DIV/0!"},{"$error":"#DIV/0!"},{"$error":"#DIV/0!"},{"$error":"#DIV/0!"},{"$error":"#DIV/0!"},{"$error":"#DIV/0!"},{"$error":"#DIV/0!"},{"$error":"#DIV/0!"},{"$error":"#DIV/0!"},{"$error":"#DIV/0!"},{"$error":"#DIV/0!"},{"$error":"#DIV/0!"},{"$error":"#DIV/0!"},{"$error":"#DIV/0!"},{"$error":"#DIV/0!"},{"$error":"#DIV/0!"},{"$error":"#DIV/0!"},{"$error":"#DIV/0!"},{"$error":"#DIV/0!"},{"$error":"#DIV/0!"},{"$error":"#DIV/0!"},{"$error":"#DIV/0!"},{"$error":"#DIV/0!"},"∑"]
[null,null,"Φwd/σww",{"$f":"$AB$26/$W$39","v":{"$error":"#VALUE!"}},{"$f":"$AB$26/$W$39","v":{"$error":"#VALUE!"}},{"$error":"#VALUE!"},{"$error":"#VALUE!"},{"$error":"#VALUE!"},{"$error":"#VALUE!"},{"$error":"#VALUE!"},{"$error":"#VALUE!"},{"$error":"#VALUE!"},{"$error":"#VALUE!"},{"$error":"#VALUE!"},{"$f":"$AB$26/$W$36","v":{"$error":"#VALUE!"}},{"$error":"#VALUE!"},{"$error":"#VALUE!"},{"$error":"#VALUE!"},{"$error":"#VALUE!"},{"$error":"#VALUE!"},{"$error":"#VALUE!"},{"$error":"#VALUE!"},{"$error":"#VALUE!"},{"$error":"#VALUE!"},{"$error":"#VALUE!"},{"$error":"#VALUE!"},{"$error":"#VALUE!"},{"$error":"#VALUE!"},{"$error":"#VALUE!"},{"$error":"#VALUE!"},{"$error":"#VALUE!"},{"$error":"#VALUE!"},{"$error":"#VALUE!"},{"$error":"#VALUE!"},{"$error":"#VALUE!"},{"$error":"#VALUE!"},{"$error":"#VALUE!"},{"$error":"#VALUE!"},{"$error":"#VALUE!"},{"$error":"#VALUE!"},{"$error":"#VALUE!"},{"$error":"#VALUE!"},{"$error":"#VALUE!"},{"$error":"#VALUE!"},{"$error":"#VALUE!"}]
[null,null,"エネルギー使用量",{"$f":"D452*D451","v":{"$error":"#VALUE!"}},{"$f":"E452*E451","v":{"$error":"#VALUE!"}},{"$f":"F452*F451","v":{"$error":"#VALUE!"}},{"$f":"G452*G451","v":{"$error":"#VALUE!"}},{"$f":"H452*H451","v":{"$error":"#VALUE!"}},{"$f":"I452*I451","v":{"$error":"#VALUE!"}},{"$f":"J452*J451","v":{"$error":"#VALUE!"}},{"$f":"K452*K451","v":{"$error":"#VALUE!"}},{"$f":"L452*L451","v":{"$error":"#VALUE!"}},{"$f":"M452*M451","v":{"$error":"#VALUE!"}},{"$f":"N452*N451","v":{"$error":"#VALUE!"}},{"$f":"O452*O451","v":{"$error":"#VALUE!"}},{"$f":"P452*P451","v":{"$error":"#VALUE!"}},{"$f":"Q452*Q451","v":{"$error":"#VALUE!"}},{"$f":"R452*R451","v":{"$error":"#VALUE!"}},{"$f":"S452*S451","v":{"$error":"#VALUE!"}},{"$f":"T452*T451","v":{"$error":"#VALUE!"}},{"$f":"U452*U451","v":{"$error":"#VALUE!"}},{"$f":"V452*V451","v":{"$error":"#VALUE!"}},{"$f":"W452*W451","v":{"$error":"#VALUE!"}},{"$f":"X452*X451","v":{"$error":"#VALUE!"}},{"$f":"Y452*Y451","v":{"$error":"#VALUE!"}},{"$f":"Z452*Z451","v":{"$error":"#VALUE!"}},{"$f":"AA452*AA451","v":{"$error":"#VALUE!"}},{"$f":"AB452*AB451","v":{"$error":"#VALUE!"}},{"$f":"AC452*AC451","v":{"$error":"#VALUE!"}},{"$f":"AD452*AD451","v":{"$error":"#VALUE!"}},{"$f":"AE452*AE451","v":{"$error":"#VALUE!"}},{"$f":"AF452*AF451","v":{"$error":"#VALUE!"}},{"$f":"AG452*AG451","v":{"$error":"#VALUE!"}},{"$f":"AH452*AH451","v":{"$error":"#VALUE!"}},{"$f":"AI452*AI451","v":{"$error":"#VALUE!"}},{"$f":"AJ452*AJ451","v":{"$error":"#VALUE!"}},{"$f":"AK452*AK451","v":{"$error":"#VALUE!"}},{"$f":"AL452*AL451","v":{"$error":"#VALUE!"}},{"$f":"AM452*AM451","v":{"$error":"#VALUE!"}},{"$f":"AN452*AN451","v":{"$error":"#VALUE!"}},{"$f":"AO452*AO451","v":{"$error":"#VALUE!"}},{"$f":"AP452*AP451","v":{"$error":"#VALUE!"}},{"$f":"AQ452*AQ451","v":{"$error":"#VALUE!"}},{"$f":"AR452*AR451","v":{"$error":"#VALUE!"}},{"$f":"AS452*AS451","v":{"$error":"#VALUE!"}},{"$f":"SUM(D453:AS453)","v":{"$error":"#VALUE!"}}]
[null,"前8","暖房時エネルギー消費電力比",{"$f":"D$380/D460","v":{"$error":"#DIV/0!"}},{"$f":"E$380/E460","v":{"$error":"#DIV/0!"}},{"$error":"#DIV/0!"},{"$error":"#DIV/0!"},{"$error":"#DIV/0!"},{"$error":"#DIV/0!"},{"$error":"#DIV/0!"},{"$error":"#DIV/0!"},{"$error":"#DIV/0!"},{"$error":"#DIV/0!"},{"$error":"#DIV/0!"},{"$error":"#DIV/0!"},{"$error":"#DIV/0!"},{"$error":"#DIV/0!"},{"$error":"#DIV/0!"},{"$error":"#DIV/0!"},{"$error":"#DIV/0!"},{"$error":"#DIV/0!"},{"$error":"#DIV/0!"},{"$error":"#DIV/0!"},{"$error":"#DIV/0!"},{"$error":"#DIV/0!"},{"$error":"#DIV/0!"},{"$error":"#DIV/0!"},{"$error":"#DIV/0!"},{"$error":"#DIV/0!"},{"$error":"#DIV/0!"},{"$error":"#DIV/0!"},{"$error":"#DIV/0!"},{"$error":"#DIV/0!"},{"$error":"#DIV/0!"},{"$error":"#DIV/0!"},{"$error":"#DIV/0!"},{"$error":"#DIV/0!"},{"$error":"#DIV/0!"},{"$error":"#DIV/0!"},{"$error":"#DIV/0!"},{"$error":"#DIV/0!"},{"$error":"#DIV/0!"},{"$error":"#DIV/0!"},{"$error":"#DIV/0!"},{"$error":"#DIV/0!"},"暖房時エネルギー消費電力比","εw"]
[null,null,"暖房能力",{"$f":"($X$33-0.65*$X$33)/14*(D$366-7)+$X$33","v":0},0,0,0,0,0,0,0,0,0,0,0,0,0,0,0,0,0,0,0,0,0,0,0,0,0,0,0,0,0,0,0,0,0,0,0,0,0,0,0,0,0,"暖房能力","Φw"]
[null,null,"着霜時暖房能力",{"$f":"($X$37-0.65*$X$33)/9*(D$366-2)+$X$37","v":0},{"$f":"($X$37-0.65*$X$33)/9*(E$366-2)+$X$37","v":0},0,0,0,0,0,0,0,0,0,null,null,null,null,null,null,null,null,null,null,null,null,null,null,null,null,null,null,null,null,null,null,null,null,null,null,null,null,null,null,null,"着霜時暖房能力","Φwf"]
[null,null,"暖房エネルギー消費量",{"$f":"($X$34-0.93*$X$34)/14*(D$366-7)+$X$34","v":0},0,0,0,0,0,0,0,0,0,0,0,0,0,0,0,0,0,0,0,0,0,0,0,0,0,0,0,0,0,0,0,0,0,0,0,0,0,0,0,0,0,"暖房エネルギー消費量","Pw"]
[null,null,"暖房ガス消費量",{"$f":"($X$38-0.93*$X$34)/9*(D$366-2)+$X$38","v":0},{"$f":"($X$38-0.93*$X$34)/9*(E$366-2)+$X$38","v":0},0,0,0,0,0,0,0,0,0,null,null,null,null,null,null,null,null,null,null,null,null,null,null,null,null,null,null,null,null,null,null,null,null,null,null,null,null,null,null,null,"暖房ガス消費量","Pwf"]
[null,null,"暖房COP",{"$f":"D456/(D458+$X$35*$I$32*D$380)","v":{"$error":"#DIV/0!"}},{"$f":"E456/(E458+$X$35*$I$32*E$380)","v":{"$error":"#DIV/0!"}},{"$error":"#DIV/0!"},{"$error":"#DIV/0!"},{"$error":"#DIV/0!"},{"$error":"#DIV/0!"},{"$error":"#DIV/0!"},{"$error":"#DIV/0!"},{"$error":"#DIV/0!"},{"$error":"#DIV/0!"},{"$error":"#DIV/0!"},{"$f":"O455/(O457+$X$35*$I$32*O$380)","v":{"$error":"#DIV/0!"}},{"$f":"P455/(P457+$X$35*$I$32*P$380)","v":{"$error":"#DIV/0!"}},{"$error":"#DIV/0!"},{"$error":"#DIV/0!"},{"$error":"#DIV/0!"},{"$error":"#DIV/0!"},{"$error":"#DIV/0!"},{"$error":"#DIV/0!"},{"$error":"#DIV/0!"},{"$error":"#DIV/0!"},{"$error":"#DIV/0!"},{"$error":"#DIV/0!"},{"$error":"#DIV/0!"},{"$error":"#DIV/0!"},{"$error":"#DIV/0!"},{"$error":"#DIV/0!"},{"$error":"#DIV/0!"},{"$error":"#DIV/0!"},{"$error":"#DIV/0!"},{"$error":"#DIV/0!"},{"$error":"#DIV/0!"},{"$error":"#DIV/0!"},{"$error":"#DIV/0!"},{"$error":"#DIV/0!"},{"$error":"#DIV/0!"},{"$error":"#DIV/0!"},{"$error":"#DIV/0!"},{"$error":"#DIV/0!"},{"$error":"#DIV/0!"},{"$error":"#DIV/0!"},{"$error":"#DIV/0!"},"暖房COP","σw"]
[null,null,"暖房COP比",{"$f":"D459/$X$36","v":{"$error":"#DIV/0!"}},{"$f":"E459/$X$36","v":{"$error":"#DIV/0!"}},{"$error":"#DIV/0!"},{"$error":"#DIV/0!"},{"$error":"#DIV/0!"},{"$error":"#DIV/0!"},{"$error":"#DIV/0!"},{"$error":"#DIV/0!"},{"$error":"#DIV/0!"},{"$error":"#DIV/0!"},{"$error":"#DIV/0!"},{"$error":"#DIV/0!"},{"$error":"#DIV/0!"},{"$error":"#DIV/0!"},{"$error":"#DIV/0!"},{"$error":"#DIV/0!"},{"$error":"#DIV/0!"},{"$error":"#DIV/0!"},{"$error":"#DIV/0!"},{"$error":"#DIV/0!"},{"$error":"#DIV/0!"},{"$error":"#DIV/0!"},{"$error":"#DIV/0!"},{"$error":"#DIV/0!"},{"$error":"#DIV/0!"},{"$error":"#DIV/0!"},{"$error":"#DIV/0!"},{"$error":"#DIV/0!"},{"$error":"#DIV/0!"},{"$error":"#DIV/0!"},{"$error":"#DIV/0!"},{"$error":"#DIV/0!"},{"$error":"#DIV/0!"},{"$error":"#DIV/0!"},{"$error":"#DIV/0!"},{"$error":"#DIV/0!"},{"$error":"#DIV/0!"},{"$error":"#DIV/0!"},{"$error":"#DIV/0!"},{"$error":"#DIV/0!"},{"$error":"#DIV/0!"},{"$error":"#DIV/0!"},"暖房COP比","βw"]
[null,null,"∑",{"$f":"D$379*D454*D$382","v":{"$error":"#DIV/0!"}},{"$f":"E$379*E454*E$382","v":{"$error":"#DIV/0!"}},{"$error":"#DIV/0!"},{"$error":"#DIV/0!"},{"$error":"#DIV/0!"},{"$error":"#DIV/0!"},{"$error":"#DIV/0!"},{"$error":"#DIV/0!"},{"$error":"#DIV/0!"},{"$error":"#DIV/0!"},{"$error":"#DIV/0!"},{"$error":"#DIV/0!"},{"$error":"#DIV/0!"},{"$error":"#DIV/0!"},{"$error":"#DIV/0!"},{"$error":"#DIV/0!"},{"$error":"#DIV/0!"},{"$error":"#DIV/0!"},{"$error":"#DIV/0!"},{"$error":"#DIV/0!"},{"$error":"#DIV/0!"},{"$error":"#DIV/0!"},{"$error":"#DIV/0!"},{"$error":"#DIV/0!"},{"$error":"#DIV/0!"},{"$error":"#DIV/0!"},{"$error":"#DIV/0!"},{"$error":"#DIV/0!"},{"$error":"#DIV/0!"},{"$error":"#DIV/0!"},{"$error":"#DIV/0!"},{"$error":"#DIV/0!"},{"$error":"#DIV/0!"},{"$error":"#DIV/0!"},{"$error":"#DIV/0!"},{"$error":"#DIV/0!"},{"$error":"#DIV/0!"},{"$error":"#DIV/0!"},{"$error":"#DIV/0!"},{"$error":"#DIV/0!"},{"$error":"#DIV/0!"},{"$error":"#DIV/0!"},"∑"]
[null,null,"Φwd/σww",{"$f":"$AB$26/$X$39","v":{"$error":"#VALUE!"}},{"$f":"$AB$26/$X$39","v":{"$error":"#VALUE!"}},{"$error":"#VALUE!"},{"$error":"#VALUE!"},{"$error":"#VALUE!"},{"$error":"#VALUE!"},{"$error":"#VALUE!"},{"$error":"#VALUE!"},{"$error":"#VALUE!"},{"$error":"#VALUE!"},{"$error":"#VALUE!"},{"$f":"$AB$26/$X$36","v":{"$error":"#VALUE!"}},{"$error":"#VALUE!"},{"$error":"#VALUE!"},{"$error":"#VALUE!"},{"$error":"#VALUE!"},{"$error":"#VALUE!"},{"$error":"#VALUE!"},{"$error":"#VALUE!"},{"$error":"#VALUE!"},{"$error":"#VALUE!"},{"$error":"#VALUE!"},{"$error":"#VALUE!"},{"$error":"#VALUE!"},{"$error":"#VALUE!"},{"$error":"#VALUE!"},{"$error":"#VALUE!"},{"$error":"#VALUE!"},{"$error":"#VALUE!"},{"$error":"#VALUE!"},{"$error":"#VALUE!"},{"$error":"#VALUE!"},{"$error":"#VALUE!"},{"$error":"#VALUE!"},{"$error":"#VALUE!"},{"$error":"#VALUE!"},{"$error":"#VALUE!"},{"$error":"#VALUE!"},{"$error":"#VALUE!"},{"$error":"#VALUE!"},{"$error":"#VALUE!"},{"$error":"#VALUE!"}]
[null,null,"エネルギー使用量",{"$f":"D462*D461","v":{"$error":"#VALUE!"}},{"$f":"E462*E461","v":{"$error":"#VALUE!"}},{"$f":"F462*F461","v":{"$error":"#VALUE!"}},{"$f":"G462*G461","v":{"$error":"#VALUE!"}},{"$f":"H462*H461","v":{"$error":"#VALUE!"}},{"$f":"I462*I461","v":{"$error":"#VALUE!"}},{"$f":"J462*J461","v":{"$error":"#VALUE!"}},{"$f":"K462*K461","v":{"$error":"#VALUE!"}},{"$f":"L462*L461","v":{"$error":"#VALUE!"}},{"$f":"M462*M461","v":{"$error":"#VALUE!"}},{"$f":"N462*N461","v":{"$error":"#VALUE!"}},{"$f":"O462*O461","v":{"$error":"#VALUE!"}},{"$f":"P462*P461","v":{"$error":"#VALUE!"}},{"$f":"Q462*Q461","v":{"$error":"#VALUE!"}},{"$f":"R462*R461","v":{"$error":"#VALUE!"}},{"$f":"S462*S461","v":{"$error":"#VALUE!"}},{"$f":"T462*T461","v":{"$error":"#VALUE!"}},{"$f":"U462*U461","v":{"$error":"#VALUE!"}},{"$f":"V462*V461","v":{"$error":"#VALUE!"}},{"$f":"W462*W461","v":{"$error":"#VALUE!"}},{"$f":"X462*X461","v":{"$error":"#VALUE!"}},{"$f":"Y462*Y461","v":{"$error":"#VALUE!"}},{"$f":"Z462*Z461","v":{"$error":"#VALUE!"}},{"$f":"AA462*AA461","v":{"$error":"#VALUE!"}},{"$f":"AB462*AB461","v":{"$error":"#VALUE!"}},{"$f":"AC462*AC461","v":{"$error":"#VALUE!"}},{"$f":"AD462*AD461","v":{"$error":"#VALUE!"}},{"$f":"AE462*AE461","v":{"$error":"#VALUE!"}},{"$f":"AF462*AF461","v":{"$error":"#VALUE!"}},{"$f":"AG462*AG461","v":{"$error":"#VALUE!"}},{"$f":"AH462*AH461","v":{"$error":"#VALUE!"}},{"$f":"AI462*AI461","v":{"$error":"#VALUE!"}},{"$f":"AJ462*AJ461","v":{"$error":"#VALUE!"}},{"$f":"AK462*AK461","v":{"$error":"#VALUE!"}},{"$f":"AL462*AL461","v":{"$error":"#VALUE!"}},{"$f":"AM462*AM461","v":{"$error":"#VALUE!"}},{"$f":"AN462*AN461","v":{"$error":"#VALUE!"}},{"$f":"AO462*AO461","v":{"$error":"#VALUE!"}},{"$f":"AP462*AP461","v":{"$error":"#VALUE!"}},{"$f":"AQ462*AQ461","v":{"$error":"#VALUE!"}},{"$f":"AR462*AR461","v":{"$error":"#VALUE!"}},{"$f":"AS462*AS461","v":{"$error":"#VALUE!"}},{"$f":"SUM(D463:AS463)","v":{"$error":"#VALUE!"}}]
[null,"前9","暖房時エネルギー消費電力比",{"$f":"D$380/D470","v":{"$error":"#DIV/0!"}},{"$f":"E$380/E470","v":{"$error":"#DIV/0!"}},{"$error":"#DIV/0!"},{"$error":"#DIV/0!"},{"$error":"#DIV/0!"},{"$error":"#DIV/0!"},{"$error":"#DIV/0!"},{"$error":"#DIV/0!"},{"$error":"#DIV/0!"},{"$error":"#DIV/0!"},{"$error":"#DIV/0!"},{"$error":"#DIV/0!"},{"$error":"#DIV/0!"},{"$error":"#DIV/0!"},{"$error":"#DIV/0!"},{"$error":"#DIV/0!"},{"$error":"#DIV/0!"},{"$error":"#DIV/0!"},{"$error":"#DIV/0!"},{"$error":"#DIV/0!"},{"$error":"#DIV/0!"},{"$error":"#DIV/0!"},{"$error":"#DIV/0!"},{"$error":"#DIV/0!"},{"$error":"#DIV/0!"},{"$error":"#DIV/0!"},{"$error":"#DIV/0!"},{"$error":"#DIV/0!"},{"$error":"#DIV/0!"},{"$error":"#DIV/0!"},{"$error":"#DIV/0!"},{"$error":"#DIV/0!"},{"$error":"#DIV/0!"},{"$error":"#DIV/0!"},{"$error":"#DIV/0!"},{"$error":"#DIV/0!"},{"$error":"#DIV/0!"},{"$error":"#DIV/0!"},{"$error":"#DIV/0!"},{"$error":"#DIV/0!"},{"$error":"#DIV/0!"},{"$error":"#DIV/0!"},"暖房時エネルギー消費電力比","εw"]
[null,null,"暖房能力",{"$f":"($Y$33-0.65*$Y$33)/14*(D$366-7)+$Y$33","v":0},0,0,0,0,0,0,0,0,0,0,0,0,0,0,0,0,0,0,0,0,0,0,0,0,0,0,0,0,0,0,0,0,0,0,0,0,0,0,0,0,0,"暖房能力","Φw"]
[null,null,"着霜時暖房能力",{"$f":"($Y$37-0.65*$Y$33)/9*(D$366-2)+$Y$37","v":0},{"$f":"($Y$37-0.65*$Y$33)/9*(E$366-2)+$Y$37","v":0},0,0,0,0,0,0,0,0,0,null,null,null,null,null,null,null,null,null,null,null,null,null,null,null,null,null,null,null,null,null,null,null,null,null,null,null,null,null,null,null,"着霜時暖房能力","Φwf"]
[null,null,"暖房エネルギー消費量",{"$f":"($Y$34-0.93*$Y$34)/14*(D$366-7)+$Y$34","v":0},0,0,0,0,0,0,0,0,0,0,0,0,0,0,0,0,0,0,0,0,0,0,0,0,0,0,0,0,0,0,0,0,0,0,0,0,0,0,0,0,0,"暖房エネルギー消費量","Pw"]
[null,null,"暖房ガス消費量",{"$f":"($Y$38-0.93*$Y$34)/9*(D$366-2)+$Y$38","v":0},{"$f":"($Y$38-0.93*$Y$34)/9*(E$366-2)+$Y$38","v":0},0,0,0,0,0,0,0,0,0,null,null,null,null,null,null,null,null,null,null,null,null,null,null,null,null,null,null,null,null,null,null,null,null,null,null,null,null,null,null,null,"暖房ガス消費量","Pwf"]
[null,null,"暖房COP",{"$f":"D466/(D468+$Y$35*$I$32*D$380)","v":{"$error":"#DIV/0!"}},{"$f":"E466/(E468+$Y$35*$I$32*E$380)","v":{"$error":"#DIV/0!"}},{"$error":"#DIV/0!"},{"$error":"#DIV/0!"},{"$error":"#DIV/0!"},{"$error":"#DIV/0!"},{"$error":"#DIV/0!"},{"$error":"#DIV/0!"},{"$error":"#DIV/0!"},{"$error":"#DIV/0!"},{"$error":"#DIV/0!"},{"$f":"O465/(O467+$Y$35*$I$32*O$380)","v":{"$error":"#DIV/0!"}},{"$f":"P465/(P467+$Y$35*$I$32*P$380)","v":{"$error":"#DIV/0!"}},{"$error":"#DIV/0!"},{"$error":"#DIV/0!"},{"$error":"#DIV/0!"},{"$error":"#DIV/0!"},{"$error":"#DIV/0!"},{"$error":"#DIV/0!"},{"$error":"#DIV/0!"},{"$error":"#DIV/0!"},{"$error":"#DIV/0!"},{"$error":"#DIV/0!"},{"$error":"#DIV/0!"},{"$error":"#DIV/0!"},{"$error":"#DIV/0!"},{"$error":"#DIV/0!"},{"$error":"#DIV/0!"},{"$error":"#DIV/0!"},{"$error":"#DIV/0!"},{"$error":"#DIV/0!"},{"$error":"#DIV/0!"},{"$error":"#DIV/0!"},{"$error":"#DIV/0!"},{"$error":"#DIV/0!"},{"$error":"#DIV/0!"},{"$error":"#DIV/0!"},{"$error":"#DIV/0!"},{"$error":"#DIV/0!"},{"$error":"#DIV/0!"},{"$error":"#DIV/0!"},{"$error":"#DIV/0!"},"暖房COP","σw"]
[null,null,"暖房COP比",{"$f":"D469/$Y$36","v":{"$error":"#DIV/0!"}},{"$f":"E469/$Y$36","v":{"$error":"#DIV/0!"}},{"$error":"#DIV/0!"},{"$error":"#DIV/0!"},{"$error":"#DIV/0!"},{"$error":"#DIV/0!"},{"$error":"#DIV/0!"},{"$error":"#DIV/0!"},{"$error":"#DIV/0!"},{"$error":"#DIV/0!"},{"$error":"#DIV/0!"},{"$error":"#DIV/0!"},{"$error":"#DIV/0!"},{"$error":"#DIV/0!"},{"$error":"#DIV/0!"},{"$error":"#DIV/0!"},{"$error":"#DIV/0!"},{"$error":"#DIV/0!"},{"$error":"#DIV/0!"},{"$error":"#DIV/0!"},{"$error":"#DIV/0!"},{"$error":"#DIV/0!"},{"$error":"#DIV/0!"},{"$error":"#DIV/0!"},{"$error":"#DIV/0!"},{"$error":"#DIV/0!"},{"$error":"#DIV/0!"},{"$error":"#DIV/0!"},{"$error":"#DIV/0!"},{"$error":"#DIV/0!"},{"$error":"#DIV/0!"},{"$error":"#DIV/0!"},{"$error":"#DIV/0!"},{"$error":"#DIV/0!"},{"$error":"#DIV/0!"},{"$error":"#DIV/0!"},{"$error":"#DIV/0!"},{"$error":"#DIV/0!"},{"$error":"#DIV/0!"},{"$error":"#DIV/0!"},{"$error":"#DIV/0!"},{"$error":"#DIV/0!"},"暖房COP比","βw"]
[null,null,"∑",{"$f":"D$379*D464*D$382","v":{"$error":"#DIV/0!"}},{"$f":"E$379*E464*E$382","v":{"$error":"#DIV/0!"}},{"$error":"#DIV/0!"},{"$error":"#DIV/0!"},{"$error":"#DIV/0!"},{"$error":"#DIV/0!"},{"$error":"#DIV/0!"},{"$error":"#DIV/0!"},{"$error":"#DIV/0!"},{"$error":"#DIV/0!"},{"$error":"#DIV/0!"},{"$error":"#DIV/0!"},{"$error":"#DIV/0!"},{"$error":"#DIV/0!"},{"$error":"#DIV/0!"},{"$error":"#DIV/0!"},{"$error":"#DIV/0!"},{"$error":"#DIV/0!"},{"$error":"#DIV/0!"},{"$error":"#DIV/0!"},{"$error":"#DIV/0!"},{"$error":"#DIV/0!"},{"$error":"#DIV/0!"},{"$error":"#DIV/0!"},{"$error":"#DIV/0!"},{"$error":"#DIV/0!"},{"$error":"#DIV/0!"},{"$error":"#DIV/0!"},{"$error":"#DIV/0!"},{"$error":"#DIV/0!"},{"$error":"#DIV/0!"},{"$error":"#DIV/0!"},{"$error":"#DIV/0!"},{"$error":"#DIV/0!"},{"$error":"#DIV/0!"},{"$error":"#DIV/0!"},{"$error":"#DIV/0!"},{"$error":"#DIV/0!"},{"$error":"#DIV/0!"},{"$error":"#DIV/0!"},{"$error":"#DIV/0!"},{"$error":"#DIV/0!"},"∑"]
[null,null,"Φwd/σww",{"$f":"$AB$26/$Y$39","v":{"$error":"#VALUE!"}},{"$f":"$AB$26/$Y$39","v":{"$error":"#VALUE!"}},{"$error":"#VALUE!"},{"$error":"#VALUE!"},{"$error":"#VALUE!"},{"$error":"#VALUE!"},{"$error":"#VALUE!"},{"$error":"#VALUE!"},{"$error":"#VALUE!"},{"$error":"#VALUE!"},{"$error":"#VALUE!"},{"$f":"$AB$26/$Y$36","v":{"$error":"#VALUE!"}},{"$error":"#VALUE!"},{"$error":"#VALUE!"},{"$error":"#VALUE!"},{"$error":"#VALUE!"},{"$error":"#VALUE!"},{"$error":"#VALUE!"},{"$error":"#VALUE!"},{"$error":"#VALUE!"},{"$error":"#VALUE!"},{"$error":"#VALUE!"},{"$error":"#VALUE!"},{"$error":"#VALUE!"},{"$error":"#VALUE!"},{"$error":"#VALUE!"},{"$error":"#VALUE!"},{"$error":"#VALUE!"},{"$error":"#VALUE!"},{"$error":"#VALUE!"},{"$error":"#VALUE!"},{"$error":"#VALUE!"},{"$error":"#VALUE!"},{"$error":"#VALUE!"},{"$error":"#VALUE!"},{"$error":"#VALUE!"},{"$error":"#VALUE!"},{"$error":"#VALUE!"},{"$error":"#VALUE!"},{"$error":"#VALUE!"},{"$error":"#VALUE!"},{"$error":"#VALUE!"}]
[null,null,"エネルギー使用量",{"$f":"D472*D471","v":{"$error":"#VALUE!"}},{"$f":"E472*E471","v":{"$error":"#VALUE!"}},{"$f":"F472*F471","v":{"$error":"#VALUE!"}},{"$f":"G472*G471","v":{"$error":"#VALUE!"}},{"$f":"H472*H471","v":{"$error":"#VALUE!"}},{"$f":"I472*I471","v":{"$error":"#VALUE!"}},{"$f":"J472*J471","v":{"$error":"#VALUE!"}},{"$f":"K472*K471","v":{"$error":"#VALUE!"}},{"$f":"L472*L471","v":{"$error":"#VALUE!"}},{"$f":"M472*M471","v":{"$error":"#VALUE!"}},{"$f":"N472*N471","v":{"$error":"#VALUE!"}},{"$f":"O472*O471","v":{"$error":"#VALUE!"}},{"$f":"P472*P471","v":{"$error":"#VALUE!"}},{"$f":"Q472*Q471","v":{"$error":"#VALUE!"}},{"$f":"R472*R471","v":{"$error":"#VALUE!"}},{"$f":"S472*S471","v":{"$error":"#VALUE!"}},{"$f":"T472*T471","v":{"$error":"#VALUE!"}},{"$f":"U472*U471","v":{"$error":"#VALUE!"}},{"$f":"V472*V471","v":{"$error":"#VALUE!"}},{"$f":"W472*W471","v":{"$error":"#VALUE!"}},{"$f":"X472*X471","v":{"$error":"#VALUE!"}},{"$f":"Y472*Y471","v":{"$error":"#VALUE!"}},{"$f":"Z472*Z471","v":{"$error":"#VALUE!"}},{"$f":"AA472*AA471","v":{"$error":"#VALUE!"}},{"$f":"AB472*AB471","v":{"$error":"#VALUE!"}},{"$f":"AC472*AC471","v":{"$error":"#VALUE!"}},{"$f":"AD472*AD471","v":{"$error":"#VALUE!"}},{"$f":"AE472*AE471","v":{"$error":"#VALUE!"}},{"$f":"AF472*AF471","v":{"$error":"#VALUE!"}},{"$f":"AG472*AG471","v":{"$error":"#VALUE!"}},{"$f":"AH472*AH471","v":{"$error":"#VALUE!"}},{"$f":"AI472*AI471","v":{"$error":"#VALUE!"}},{"$f":"AJ472*AJ471","v":{"$error":"#VALUE!"}},{"$f":"AK472*AK471","v":{"$error":"#VALUE!"}},{"$f":"AL472*AL471","v":{"$error":"#VALUE!"}},{"$f":"AM472*AM471","v":{"$error":"#VALUE!"}},{"$f":"AN472*AN471","v":{"$error":"#VALUE!"}},{"$f":"AO472*AO471","v":{"$error":"#VALUE!"}},{"$f":"AP472*AP471","v":{"$error":"#VALUE!"}},{"$f":"AQ472*AQ471","v":{"$error":"#VALUE!"}},{"$f":"AR472*AR471","v":{"$error":"#VALUE!"}},{"$f":"AS472*AS471","v":{"$error":"#VALUE!"}},{"$f":"SUM(D473:AS473)","v":{"$error":"#VALUE!"}}]
[null,"前10","暖房時エネルギー消費電力比",{"$f":"D$380/D480","v":{"$error":"#DIV/0!"}},{"$f":"E$380/E480","v":{"$error":"#DIV/0!"}},{"$error":"#DIV/0!"},{"$error":"#DIV/0!"},{"$error":"#DIV/0!"},{"$error":"#DIV/0!"},{"$error":"#DIV/0!"},{"$error":"#DIV/0!"},{"$error":"#DIV/0!"},{"$error":"#DIV/0!"},{"$error":"#DIV/0!"},{"$error":"#DIV/0!"},{"$error":"#DIV/0!"},{"$error":"#DIV/0!"},{"$error":"#DIV/0!"},{"$error":"#DIV/0!"},{"$error":"#DIV/0!"},{"$error":"#DIV/0!"},{"$error":"#DIV/0!"},{"$error":"#DIV/0!"},{"$error":"#DIV/0!"},{"$error":"#DIV/0!"},{"$error":"#DIV/0!"},{"$error":"#DIV/0!"},{"$error":"#DIV/0!"},{"$error":"#DIV/0!"},{"$error":"#DIV/0!"},{"$error":"#DIV/0!"},{"$error":"#DIV/0!"},{"$error":"#DIV/0!"},{"$error":"#DIV/0!"},{"$error":"#DIV/0!"},{"$error":"#DIV/0!"},{"$error":"#DIV/0!"},{"$error":"#DIV/0!"},{"$error":"#DIV/0!"},{"$error":"#DIV/0!"},{"$error":"#DIV/0!"},{"$error":"#DIV/0!"},{"$error":"#DIV/0!"},{"$error":"#DIV/0!"},{"$error":"#DIV/0!"},"暖房時エネルギー消費電力比","εw"]
[null,null,"暖房能力",{"$f":"($Z$33-0.65*$Z$33)/14*(D$366-7)+$Z$33","v":0},0,0,0,0,0,0,0,0,0,0,0,0,0,0,0,0,0,0,0,0,0,0,0,0,0,0,0,0,0,0,0,0,0,0,0,0,0,0,0,0,0,"暖房能力","Φw"]
[null,null,"着霜時暖房能力",{"$f":"($Z$37-0.65*$Z$33)/9*(D$366-2)+$Z$37","v":0},{"$f":"($Z$37-0.65*$Z$33)/9*(E$366-2)+$Z$37","v":0},0,0,0,0,0,0,0,0,0,null,null,null,null,null,null,null,null,null,null,null,null,null,null,null,null,null,null,null,null,null,null,null,null,null,null,null,null,null,null,null,"着霜時暖房能力","Φwf"]
[null,null,"暖房エネルギー消費量",{"$f":"($Z$34-0.93*$Z$34)/14*(D$366-7)+$Z$34","v":0},0,0,0,0,0,0,0,0,0,0,0,0,0,0,0,0,0,0,0,0,0,0,0,0,0,0,0,0,0,0,0,0,0,0,0,0,0,0,0,0,0,"暖房エネルギー消費量","Pw"]
[null,null,"暖房ガス消費量",{"$f":"($Z$38-0.93*$Z$34)/9*(D$366-2)+$Z$38","v":0},{"$f":"($Z$38-0.93*$Z$34)/9*(E$366-2)+$Z$38","v":0},0,0,0,0,0,0,0,0,0,null,null,null,null,null,null,null,null,null,null,null,null,null,null,null,null,null,null,null,null,null,null,null,null,null,null,null,null,null,null,null,"暖房ガス消費量","Pwf"]
[null,null,"暖房COP",{"$f":"D476/(D478+$Z$35*$I$32*D$380)","v":{"$error":"#DIV/0!"}},{"$f":"E476/(E478+$Z$35*$I$32*E$380)","v":{"$error":"#DIV/0!"}},{"$error":"#DIV/0!"},{"$error":"#DIV/0!"},{"$error":"#DIV/0!"},{"$error":"#DIV/0!"},{"$error":"#DIV/0!"},{"$error":"#DIV/0!"},{"$error":"#DIV/0!"},{"$error":"#DIV/0!"},{"$error":"#DIV/0!"},{"$f":"O475/(O477+$Z$35*$I$32*O$380)","v":{"$error":"#DIV/0!"}},{"$f":"P475/(P477+$Z$35*$I$32*P$380)","v":{"$error":"#DIV/0!"}},{"$error":"#DIV/0!"},{"$error":"#DIV/0!"},{"$error":"#DIV/0!"},{"$error":"#DIV/0!"},{"$error":"#DIV/0!"},{"$error":"#DIV/0!"},{"$error":"#DIV/0!"},{"$error":"#DIV/0!"},{"$error":"#DIV/0!"},{"$error":"#DIV/0!"},{"$error":"#DIV/0!"},{"$error":"#DIV/0!"},{"$error":"#DIV/0!"},{"$error":"#DIV/0!"},{"$error":"#DIV/0!"},{"$error":"#DIV/0!"},{"$error":"#DIV/0!"},{"$error":"#DIV/0!"},{"$error":"#DIV/0!"},{"$error":"#DIV/0!"},{"$error":"#DIV/0!"},{"$error":"#DIV/0!"},{"$error":"#DIV/0!"},{"$error":"#DIV/0!"},{"$error":"#DIV/0!"},{"$error":"#DIV/0!"},{"$error":"#DIV/0!"},{"$error":"#DIV/0!"},{"$error":"#DIV/0!"},"暖房COP","σw"]
[null,null,"暖房COP比",{"$f":"D479/$Z$36","v":{"$error":"#DIV/0!"}},{"$f":"E479/$Z$36","v":{"$error":"#DIV/0!"}},{"$error":"#DIV/0!"},{"$error":"#DIV/0!"},{"$error":"#DIV/0!"},{"$error":"#DIV/0!"},{"$error":"#DIV/0!"},{"$error":"#DIV/0!"},{"$error":"#DIV/0!"},{"$error":"#DIV/0!"},{"$error":"#DIV/0!"},{"$error":"#DIV/0!"},{"$error":"#DIV/0!"},{"$error":"#DIV/0!"},{"$error":"#DIV/0!"},{"$error":"#DIV/0!"},{"$error":"#DIV/0!"},{"$error":"#DIV/0!"},{"$error":"#DIV/0!"},{"$error":"#DIV/0!"},{"$error":"#DIV/0!"},{"$error":"#DIV/0!"},{"$error":"#DIV/0!"},{"$error":"#DIV/0!"},{"$error":"#DIV/0!"},{"$error":"#DIV/0!"},{"$error":"#DIV/0!"},{"$error":"#DIV/0!"},{"$error":"#DIV/0!"},{"$error":"#DIV/0!"},{"$error":"#DIV/0!"},{"$error":"#DIV/0!"},{"$error":"#DIV/0!"},{"$error":"#DIV/0!"},{"$error":"#DIV/0!"},{"$error":"#DIV/0!"},{"$error":"#DIV/0!"},{"$error":"#DIV/0!"},{"$error":"#DIV/0!"},{"$error":"#DIV/0!"},{"$error":"#DIV/0!"},{"$error":"#DIV/0!"},"暖房COP比","βw"]
[null,null,"∑",{"$f":"D$379*D474*D$382","v":{"$error":"#DIV/0!"}},{"$f":"E$379*E474*E$382","v":{"$error":"#DIV/0!"}},{"$error":"#DIV/0!"},{"$error":"#DIV/0!"},{"$error":"#DIV/0!"},{"$error":"#DIV/0!"},{"$error":"#DIV/0!"},{"$error":"#DIV/0!"},{"$error":"#DIV/0!"},{"$error":"#DIV/0!"},{"$error":"#DIV/0!"},{"$error":"#DIV/0!"},{"$error":"#DIV/0!"},{"$error":"#DIV/0!"},{"$error":"#DIV/0!"},{"$error":"#DIV/0!"},{"$error":"#DIV/0!"},{"$error":"#DIV/0!"},{"$error":"#DIV/0!"},{"$error":"#DIV/0!"},{"$error":"#DIV/0!"},{"$error":"#DIV/0!"},{"$error":"#DIV/0!"},{"$error":"#DIV/0!"},{"$error":"#DIV/0!"},{"$error":"#DIV/0!"},{"$error":"#DIV/0!"},{"$error":"#DIV/0!"},{"$error":"#DIV/0!"},{"$error":"#DIV/0!"},{"$error":"#DIV/0!"},{"$error":"#DIV/0!"},{"$error":"#DIV/0!"},{"$error":"#DIV/0!"},{"$error":"#DIV/0!"},{"$error":"#DIV/0!"},{"$error":"#DIV/0!"},{"$error":"#DIV/0!"},{"$error":"#DIV/0!"},{"$error":"#DIV/0!"},{"$error":"#DIV/0!"},{"$error":"#DIV/0!"},"∑"]
[null,null,"Φwd/σww",{"$f":"$AB$26/$Z$39","v":{"$error":"#VALUE!"}},{"$f":"$AB$26/$Z$39","v":{"$error":"#VALUE!"}},{"$error":"#VALUE!"},{"$error":"#VALUE!"},{"$error":"#VALUE!"},{"$error":"#VALUE!"},{"$error":"#VALUE!"},{"$error":"#VALUE!"},{"$error":"#VALUE!"},{"$error":"#VALUE!"},{"$error":"#VALUE!"},{"$f":"$AB$26/$Z$36","v":{"$error":"#VALUE!"}},{"$error":"#VALUE!"},{"$error":"#VALUE!"},{"$error":"#VALUE!"},{"$error":"#VALUE!"},{"$error":"#VALUE!"},{"$error":"#VALUE!"},{"$error":"#VALUE!"},{"$error":"#VALUE!"},{"$error":"#VALUE!"},{"$error":"#VALUE!"},{"$error":"#VALUE!"},{"$error":"#VALUE!"},{"$error":"#VALUE!"},{"$error":"#VALUE!"},{"$error":"#VALUE!"},{"$error":"#VALUE!"},{"$error":"#VALUE!"},{"$error":"#VALUE!"},{"$error":"#VALUE!"},{"$error":"#VALUE!"},{"$error":"#VALUE!"},{"$error":"#VALUE!"},{"$error":"#VALUE!"},{"$error":"#VALUE!"},{"$error":"#VALUE!"},{"$error":"#VALUE!"},{"$error":"#VALUE!"},{"$error":"#VALUE!"},{"$error":"#VALUE!"},{"$error":"#VALUE!"}]
[null,null,"エネルギー使用量",{"$f":"D482*D481","v":{"$error":"#VALUE!"}},{"$f":"E482*E481","v":{"$error":"#VALUE!"}},{"$f":"F482*F481","v":{"$error":"#VALUE!"}},{"$f":"G482*G481","v":{"$error":"#VALUE!"}},{"$f":"H482*H481","v":{"$error":"#VALUE!"}},{"$f":"I482*I481","v":{"$error":"#VALUE!"}},{"$f":"J482*J481","v":{"$error":"#VALUE!"}},{"$f":"K482*K481","v":{"$error":"#VALUE!"}},{"$f":"L482*L481","v":{"$error":"#VALUE!"}},{"$f":"M482*M481","v":{"$error":"#VALUE!"}},{"$f":"N482*N481","v":{"$error":"#VALUE!"}},{"$f":"O482*O481","v":{"$error":"#VALUE!"}},{"$f":"P482*P481","v":{"$error":"#VALUE!"}},{"$f":"Q482*Q481","v":{"$error":"#VALUE!"}},{"$f":"R482*R481","v":{"$error":"#VALUE!"}},{"$f":"S482*S481","v":{"$error":"#VALUE!"}},{"$f":"T482*T481","v":{"$error":"#VALUE!"}},{"$f":"U482*U481","v":{"$error":"#VALUE!"}},{"$f":"V482*V481","v":{"$error":"#VALUE!"}},{"$f":"W482*W481","v":{"$error":"#VALUE!"}},{"$f":"X482*X481","v":{"$error":"#VALUE!"}},{"$f":"Y482*Y481","v":{"$error":"#VALUE!"}},{"$f":"Z482*Z481","v":{"$error":"#VALUE!"}},{"$f":"AA482*AA481","v":{"$error":"#VALUE!"}},{"$f":"AB482*AB481","v":{"$error":"#VALUE!"}},{"$f":"AC482*AC481","v":{"$error":"#VALUE!"}},{"$f":"AD482*AD481","v":{"$error":"#VALUE!"}},{"$f":"AE482*AE481","v":{"$error":"#VALUE!"}},{"$f":"AF482*AF481","v":{"$error":"#VALUE!"}},{"$f":"AG482*AG481","v":{"$error":"#VALUE!"}},{"$f":"AH482*AH481","v":{"$error":"#VALUE!"}},{"$f":"AI482*AI481","v":{"$error":"#VALUE!"}},{"$f":"AJ482*AJ481","v":{"$error":"#VALUE!"}},{"$f":"AK482*AK481","v":{"$error":"#VALUE!"}},{"$f":"AL482*AL481","v":{"$error":"#VALUE!"}},{"$f":"AM482*AM481","v":{"$error":"#VALUE!"}},{"$f":"AN482*AN481","v":{"$error":"#VALUE!"}},{"$f":"AO482*AO481","v":{"$error":"#VALUE!"}},{"$f":"AP482*AP481","v":{"$error":"#VALUE!"}},{"$f":"AQ482*AQ481","v":{"$error":"#VALUE!"}},{"$f":"AR482*AR481","v":{"$error":"#VALUE!"}},{"$f":"AS482*AS481","v":{"$error":"#VALUE!"}},{"$f":"SUM(D483:AS483)","v":{"$error":"#VALUE!"}}]
[]
[null,"後1","暖房時エネルギー消費電力比",{"$f":"D$380/D491","v":{"$error":"#DIV/0!"}},{"$f":"E$380/E491","v":{"$error":"#DIV/0!"}},{"$error":"#DIV/0!"},{"$error":"#DIV/0!"},{"$error":"#DIV/0!"},{"$error":"#DIV/0!"},{"$error":"#DIV/0!"},{"$error":"#DIV/0!"},{"$error":"#DIV/0!"},{"$error":"#DIV/0!"},{"$error":"#DIV/0!"},{"$error":"#DIV/0!"},{"$error":"#DIV/0!"},{"$error":"#DIV/0!"},{"$error":"#DIV/0!"},{"$error":"#DIV/0!"},{"$error":"#DIV/0!"},{"$error":"#DIV/0!"},{"$error":"#DIV/0!"},{"$error":"#DIV/0!"},{"$error":"#DIV/0!"},{"$error":"#DIV/0!"},{"$error":"#DIV/0!"},{"$error":"#DIV/0!"},{"$error":"#DIV/0!"},{"$error":"#DIV/0!"},{"$error":"#DIV/0!"},{"$error":"#DIV/0!"},{"$error":"#DIV/0!"},{"$error":"#DIV/0!"},{"$error":"#DIV/0!"},{"$error":"#DIV/0!"},{"$error":"#DIV/0!"},{"$error":"#DIV/0!"},{"$error":"#DIV/0!"},{"$error":"#DIV/0!"},{"$error":"#DIV/0!"},{"$error":"#DIV/0!"},{"$error":"#DIV/0!"},{"$error":"#DIV/0!"},{"$error":"#DIV/0!"},{"$error":"#DIV/0!"},"暖房時エネルギー消費電力比","εw"]
[null,null,"暖房能力",{"$f":"($Q$47-0.65*$Q$47)/14*(D$366-7)+$Q$47","v":0},{"$f":"($Q$47-0.65*$Q$47)/14*(E$366-7)+$Q$47","v":0},0,0,0,0,0,0,0,0,0,0,0,0,0,0,0,0,0,0,0,0,0,0,0,0,0,0,0,0,0,0,0,0,0,0,0,0,0,0,0,0,"暖房能力","Φw"]
[null,null,"着霜時暖房能力",{"$f":"($Q$51-0.65*$Q$47)/9*(D$366-2)+$Q$51","v":0},{"$f":"($Q$51-0.65*$Q$47)/9*(E$366-2)+$Q$51","v":0},0,0,0,0,0,0,0,0,0,null,null,null,null,null,null,null,null,null,null,null,null,null,null,null,null,null,null,null,null,null,null,null,null,null,null,null,null,null,null,null,"着霜時暖房能力","Φwf"]
[null,null,"暖房エネルギー消費量",{"$f":"($Q$48-0.93*$Q$48)/14*(D$366-7)+$Q$48","v":0},0,0,0,0,0,0,0,0,0,0,0,0,0,0,0,0,0,0,0,0,0,0,0,0,0,0,0,0,0,0,0,0,0,0,0,0,0,0,0,0,0,"暖房エネルギー消費量","Pw"]
[null,null,"暖房ガス消費量",{"$f":"($Q$52-0.93*$Q$48)/9*(D$366-2)+$Q$52","v":0},{"$f":"($Q$52-0.93*$Q$48)/9*(E$366-2)+$Q$52","v":0},0,0,0,0,0,0,0,0,0,null,null,null,null,null,null,null,null,null,null,null,null,null,null,null,null,null,null,null,null,null,null,null,null,null,null,null,null,null,null,null,"暖房ガス消費量","Pwf"]
[null,null,"暖房COP",{"$f":"D487/(D489+$Q$49*$I$46*D$380)","v":{"$error":"#DIV/0!"}},{"$f":"E487/(E489+$Q$49*$I$46*E$380)","v":{"$error":"#DIV/0!"}},{"$error":"#DIV/0!"},{"$error":"#DIV/0!"},{"$error":"#DIV/0!"},{"$error":"#DIV/0!"},{"$error":"#DIV/0!"},{"$error":"#DIV/0!"},{"$error":"#DIV/0!"},{"$error":"#DIV/0!"},{"$error":"#DIV/0!"},{"$f":"O486/(O488+$Q$49*$I$46*O$380)","v":{"$error":"#DIV/0!"}},{"$f":"P486/(P488+$Q$49*$I$46*P$380)","v":{"$error":"#DIV/0!"}},{"$error":"#DIV/0!"},{"$error":"#DIV/0!"},{"$error":"#DIV/0!"},{"$error":"#DIV/0!"},{"$error":"#DIV/0!"},{"$error":"#DIV/0!"},{"$error":"#DIV/0!"},{"$error":"#DIV/0!"},{"$error":"#DIV/0!"},{"$error":"#DIV/0!"},{"$error":"#DIV/0!"},{"$error":"#DIV/0!"},{"$error":"#DIV/0!"},{"$error":"#DIV/0!"},{"$error":"#DIV/0!"},{"$error":"#DIV/0!"},{"$error":"#DIV/0!"},{"$error":"#DIV/0!"},{"$error":"#DIV/0!"},{"$error":"#DIV/0!"},{"$error":"#DIV/0!"},{"$error":"#DIV/0!"},{"$error":"#DIV/0!"},{"$error":"#DIV/0!"},{"$error":"#DIV/0!"},{"$error":"#DIV/0!"},{"$error":"#DIV/0!"},{"$error":"#DIV/0!"},{"$error":"#DIV/0!"},"暖房COP","σw"]
[null,null,"暖房COP比",{"$f":"D490/$Q$50","v":{"$error":"#DIV/0!"}},{"$f":"E490/$Q$50","v":{"$error":"#DIV/0!"}},{"$error":"#DIV/0!"},{"$error":"#DIV/0!"},{"$error":"#DIV/0!"},{"$error":"#DIV/0!"},{"$error":"#DIV/0!"},{"$error":"#DIV/0!"},{"$error":"#DIV/0!"},{"$error":"#DIV/0!"},{"$error":"#DIV/0!"},{"$error":"#DIV/0!"},{"$error":"#DIV/0!"},{"$error":"#DIV/0!"},{"$error":"#DIV/0!"},{"$error":"#DIV/0!"},{"$error":"#DIV/0!"},{"$error":"#DIV/0!"},{"$error":"#DIV/0!"},{"$error":"#DIV/0!"},{"$error":"#DIV/0!"},{"$error":"#DIV/0!"},{"$error":"#DIV/0!"},{"$error":"#DIV/0!"},{"$error":"#DIV/0!"},{"$error":"#DIV/0!"},{"$error":"#DIV/0!"},{"$error":"#DIV/0!"},{"$error":"#DIV/0!"},{"$error":"#DIV/0!"},{"$error":"#DIV/0!"},{"$error":"#DIV/0!"},{"$error":"#DIV/0!"},{"$error":"#DIV/0!"},{"$error":"#DIV/0!"},{"$error":"#DIV/0!"},{"$error":"#DIV/0!"},{"$error":"#DIV/0!"},{"$error":"#DIV/0!"},{"$error":"#DIV/0!"},{"$error":"#DIV/0!"},{"$error":"#DIV/0!"},"暖房COP比","βw"]
[null,null,"∑",{"$f":"D$379*D485*D$382","v":{"$error":"#DIV/0!"}},{"$f":"E$379*E485*E$382","v":{"$error":"#DIV/0!"}},{"$error":"#DIV/0!"},{"$error":"#DIV/0!"},{"$error":"#DIV/0!"},{"$error":"#DIV/0!"},{"$error":"#DIV/0!"},{"$error":"#DIV/0!"},{"$error":"#DIV/0!"},{"$error":"#DIV/0!"},{"$error":"#DIV/0!"},{"$error":"#DIV/0!"},{"$error":"#DIV/0!"},{"$error":"#DIV/0!"},{"$error":"#DIV/0!"},{"$error":"#DIV/0!"},{"$error":"#DIV/0!"},{"$error":"#DIV/0!"},{"$error":"#DIV/0!"},{"$error":"#DIV/0!"},{"$error":"#DIV/0!"},{"$error":"#DIV/0!"},{"$error":"#DIV/0!"},{"$error":"#DIV/0!"},{"$error":"#DIV/0!"},{"$error":"#DIV/0!"},{"$error":"#DIV/0!"},{"$error":"#DIV/0!"},{"$error":"#DIV/0!"},{"$error":"#DIV/0!"},{"$error":"#DIV/0!"},{"$error":"#DIV/0!"},{"$error":"#DIV/0!"},{"$error":"#DIV/0!"},{"$error":"#DIV/0!"},{"$error":"#DIV/0!"},{"$error":"#DIV/0!"},{"$error":"#DIV/0!"},{"$error":"#DIV/0!"},{"$error":"#DIV/0!"},{"$error":"#DIV/0!"},{"$error":"#DIV/0!"},"∑"]
[null,null,"Φwd/σww",{"$f":"$AB$26/$Q$53","v":{"$error":"#VALUE!"}},{"$error":"#VALUE!"},{"$error":"#VALUE!"},{"$error":"#VALUE!"},{"$error":"#VALUE!"},{"$error":"#VALUE!"},{"$error":"#VALUE!"},{"$error":"#VALUE!"},{"$error":"#VALUE!"},{"$error":"#VALUE!"},{"$error":"#VALUE!"},{"$f":"$AB$26/$Q$50","v":{"$error":"#VALUE!"}},{"$error":"#VALUE!"},{"$error":"#VALUE!"},{"$error":"#VALUE!"},{"$error":"#VALUE!"},{"$error":"#VALUE!"},{"$error":"#VALUE!"},{"$error":"#VALUE!"},{"$error":"#VALUE!"},{"$error":"#VALUE!"},{"$error":"#VALUE!"},{"$error":"#VALUE!"},{"$error":"#VALUE!"},{"$error":"#VALUE!"},{"$error":"#VALUE!"},{"$error":"#VALUE!"},{"$error":"#VALUE!"},{"$error":"#VALUE!"},{"$error":"#VALUE!"},{"$error":"#VALUE!"},{"$error":"#VALUE!"},{"$error":"#VALUE!"},{"$error":"#VALUE!"},{"$error":"#VALUE!"},{"$error":"#VALUE!"},{"$error":"#VALUE!"},{"$error":"#VALUE!"},{"$error":"#VALUE!"},{"$error":"#VALUE!"},{"$error":"#VALUE!"},{"$error":"#VALUE!"}]
[null,null,"エネルギー使用量",{"$f":"D493*D492","v":{"$error":"#VALUE!"}},{"$f":"E493*E492","v":{"$error":"#VALUE!"}},{"$f":"F493*F492","v":{"$error":"#VALUE!"}},{"$f":"G493*G492","v":{"$error":"#VALUE!"}},{"$f":"H493*H492","v":{"$error":"#VALUE!"}},{"$f":"I493*I492","v":{"$error":"#VALUE!"}},{"$f":"J493*J492","v":{"$error":"#VALUE!"}},{"$f":"K493*K492","v":{"$error":"#VALUE!"}},{"$f":"L493*L492","v":{"$error":"#VALUE!"}},{"$f":"M493*M492","v":{"$error":"#VALUE!"}},{"$f":"N493*N492","v":{"$error":"#VALUE!"}},{"$f":"O493*O492","v":{"$error":"#VALUE!"}},{"$f":"P493*P492","v":{"$error":"#VALUE!"}},{"$f":"Q493*Q492","v":{"$error":"#VALUE!"}},{"$f":"R493*R492","v":{"$error":"#VALUE!"}},{"$f":"S493*S492","v":{"$error":"#VALUE!"}},{"$f":"T493*T492","v":{"$error":"#VALUE!"}},{"$f":"U493*U492","v":{"$error":"#VALUE!"}},{"$f":"V493*V492","v":{"$error":"#VALUE!"}},{"$f":"W493*W492","v":{"$error":"#VALUE!"}},{"$f":"X493*X492","v":{"$error":"#VALUE!"}},{"$f":"Y493*Y492","v":{"$error":"#VALUE!"}},{"$f":"Z493*Z492","v":{"$error":"#VALUE!"}},{"$f":"AA493*AA492","v":{"$error":"#VALUE!"}},{"$f":"AB493*AB492","v":{"$error":"#VALUE!"}},{"$f":"AC493*AC492","v":{"$error":"#VALUE!"}},{"$f":"AD493*AD492","v":{"$error":"#VALUE!"}},{"$f":"AE493*AE492","v":{"$error":"#VALUE!"}},{"$f":"AF493*AF492","v":{"$error":"#VALUE!"}},{"$f":"AG493*AG492","v":{"$error":"#VALUE!"}},{"$f":"AH493*AH492","v":{"$error":"#VALUE!"}},{"$f":"AI493*AI492","v":{"$error":"#VALUE!"}},{"$f":"AJ493*AJ492","v":{"$error":"#VALUE!"}},{"$f":"AK493*AK492","v":{"$error":"#VALUE!"}},{"$f":"AL493*AL492","v":{"$error":"#VALUE!"}},{"$f":"AM493*AM492","v":{"$error":"#VALUE!"}},{"$f":"AN493*AN492","v":{"$error":"#VALUE!"}},{"$f":"AO493*AO492","v":{"$error":"#VALUE!"}},{"$f":"AP493*AP492","v":{"$error":"#VALUE!"}},{"$f":"AQ493*AQ492","v":{"$error":"#VALUE!"}},{"$f":"AR493*AR492","v":{"$error":"#VALUE!"}},{"$f":"AS493*AS492","v":{"$error":"#VALUE!"}},{"$f":"SUM(D494:AS494)","v":{"$error":"#VALUE!"}}]
[null,"後2","暖房時エネルギー消費電力比",{"$f":"D$380/D501","v":{"$error":"#DIV/0!"}},{"$f":"E$380/E501","v":{"$error":"#DIV/0!"}},{"$error":"#DIV/0!"},{"$error":"#DIV/0!"},{"$error":"#DIV/0!"},{"$error":"#DIV/0!"},{"$error":"#DIV/0!"},{"$error":"#DIV/0!"},{"$error":"#DIV/0!"},{"$error":"#DIV/0!"},{"$error":"#DIV/0!"},{"$error":"#DIV/0!"},{"$error":"#DIV/0!"},{"$error":"#DIV/0!"},{"$error":"#DIV/0!"},{"$error":"#DIV/0!"},{"$error":"#DIV/0!"},{"$error":"#DIV/0!"},{"$error":"#DIV/0!"},{"$error":"#DIV/0!"},{"$error":"#DIV/0!"},{"$error":"#DIV/0!"},{"$error":"#DIV/0!"},{"$error":"#DIV/0!"},{"$error":"#DIV/0!"},{"$error":"#DIV/0!"},{"$error":"#DIV/0!"},{"$error":"#DIV/0!"},{"$error":"#DIV/0!"},{"$error":"#DIV/0!"},{"$error":"#DIV/0!"},{"$error":"#DIV/0!"},{"$error":"#DIV/0!"},{"$error":"#DIV/0!"},{"$error":"#DIV/0!"},{"$error":"#DIV/0!"},{"$error":"#DIV/0!"},{"$error":"#DIV/0!"},{"$error":"#DIV/0!"},{"$error":"#DIV/0!"},{"$error":"#DIV/0!"},{"$error":"#DIV/0!"},"暖房時エネルギー消費電力比","εw"]
[null,null,"暖房能力",{"$f":"($R$47-0.65*$R$47)/14*(D$366-7)+$R$47","v":0},0,0,0,0,0,0,0,0,0,0,0,0,0,0,0,0,0,0,0,0,0,0,0,0,0,0,0,0,0,0,0,0,0,0,0,0,0,0,0,0,0,"暖房能力","Φw"]
[null,null,"着霜時暖房能力",{"$f":"($R$51-0.65*$R$47)/9*(D$366-2)+$R$51","v":0},{"$f":"($R$51-0.65*$R$47)/9*(E$366-2)+$R$51","v":0},0,0,0,0,0,0,0,0,0,null,null,null,null,null,null,null,null,null,null,null,null,null,null,null,null,null,null,null,null,null,null,null,null,null,null,null,null,null,null,null,"着霜時暖房能力","Φwf"]
[null,null,"暖房エネルギー消費量",{"$f":"($R$48-0.93*$R$48)/14*(D$366-7)+$R$48","v":0},0,0,0,0,0,0,0,0,0,0,0,0,0,0,0,0,0,0,0,0,0,0,0,0,0,0,0,0,0,0,0,0,0,0,0,0,0,0,0,0,0,"暖房エネルギー消費量","Pw"]
[null,null,"暖房ガス消費量",{"$f":"($R$52-0.93*$R$48)/9*(D$366-2)+$R$52","v":0},{"$f":"($R$52-0.93*$R$48)/9*(E$366-2)+$R$52","v":0},0,0,0,0,0,0,0,0,0,null,null,null,null,null,null,null,null,null,null,null,null,null,null,null,null,null,null,null,null,null,null,null,null,null,null,null,null,null,null,null,"暖房ガス消費量","Pwf"]
[null,null,"暖房COP",{"$f":"D497/(D499+$R$49*$I$46*D$380)","v":{"$error":"#DIV/0!"}},{"$f":"E497/(E499+$R$49*$I$46*E$380)","v":{"$error":"#DIV/0!"}},{"$error":"#DIV/0!"},{"$error":"#DIV/0!"},{"$error":"#DIV/0!"},{"$error":"#DIV/0!"},{"$error":"#DIV/0!"},{"$error":"#DIV/0!"},{"$error":"#DIV/0!"},{"$error":"#DIV/0!"},{"$error":"#DIV/0!"},{"$f":"O496/(O498+$R$49*$I$46*O$380)","v":{"$error":"#DIV/0!"}},{"$f":"P496/(P498+$R$49*$I$46*P$380)","v":{"$error":"#DIV/0!"}},{"$error":"#DIV/0!"},{"$error":"#DIV/0!"},{"$error":"#DIV/0!"},{"$error":"#DIV/0!"},{"$error":"#DIV/0!"},{"$error":"#DIV/0!"},{"$error":"#DIV/0!"},{"$error":"#DIV/0!"},{"$error":"#DIV/0!"},{"$error":"#DIV/0!"},{"$error":"#DIV/0!"},{"$error":"#DIV/0!"},{"$error":"#DIV/0!"},{"$error":"#DIV/0!"},{"$error":"#DIV/0!"},{"$error":"#DIV/0!"},{"$error":"#DIV/0!"},{"$error":"#DIV/0!"},{"$error":"#DIV/0!"},{"$error":"#DIV/0!"},{"$error":"#DIV/0!"},{"$error":"#DIV/0!"},{"$error":"#DIV/0!"},{"$error":"#DIV/0!"},{"$error":"#DIV/0!"},{"$error":"#DIV/0!"},{"$error":"#DIV/0!"},{"$error":"#DIV/0!"},{"$error":"#DIV/0!"},"暖房COP","σw"]
[null,null,"暖房COP比",{"$f":"D500/$R$50","v":{"$error":"#DIV/0!"}},{"$f":"E500/$R$50","v":{"$error":"#DIV/0!"}},{"$error":"#DIV/0!"},{"$error":"#DIV/0!"},{"$error":"#DIV/0!"},{"$error":"#DIV/0!"},{"$error":"#DIV/0!"},{"$error":"#DIV/0!"},{"$error":"#DIV/0!"},{"$error":"#DIV/0!"},{"$error":"#DIV/0!"},{"$error":"#DIV/0!"},{"$error":"#DIV/0!"},{"$error":"#DIV/0!"},{"$error":"#DIV/0!"},{"$error":"#DIV/0!"},{"$error":"#DIV/0!"},{"$error":"#DIV/0!"},{"$error":"#DIV/0!"},{"$error":"#DIV/0!"},{"$error":"#DIV/0!"},{"$error":"#DIV/0!"},{"$error":"#DIV/0!"},{"$error":"#DIV/0!"},{"$error":"#DIV/0!"},{"$error":"#DIV/0!"},{"$error":"#DIV/0!"},{"$error":"#DIV/0!"},{"$error":"#DIV/0!"},{"$error":"#DIV/0!"},{"$error":"#DIV/0!"},{"$error":"#DIV/0!"},{"$error":"#DIV/0!"},{"$error":"#DIV/0!"},{"$error":"#DIV/0!"},{"$error":"#DIV/0!"},{"$error":"#DIV/0!"},{"$error":"#DIV/0!"},{"$error":"#DIV/0!"},{"$error":"#DIV/0!"},{"$error":"#DIV/0!"},{"$error":"#DIV/0!"},"暖房COP比","βw"]
[null,null,"∑",{"$f":"D$379*D495*D$382","v":{"$error":"#DIV/0!"}},{"$f":"E$379*E495*E$382","v":{"$error":"#DIV/0!"}},{"$error":"#DIV/0!"},{"$error":"#DIV/0!"},{"$error":"#DIV/0!"},{"$error":"#DIV/0!"},{"$error":"#DIV/0!"},{"$error":"#DIV/0!"},{"$error":"#DIV/0!"},{"$error":"#DIV/0!"},{"$error":"#DIV/0!"},{"$error":"#DIV/0!"},{"$error":"#DIV/0!"},{"$error":"#DIV/0!"},{"$error":"#DIV/0!"},{"$error":"#DIV/0!"},{"$error":"#DIV/0!"},{"$error":"#DIV/0!"},{"$error":"#DIV/0!"},{"$error":"#DIV/0!"},{"$error":"#DIV/0!"},{"$error":"#DIV/0!"},{"$error":"#DIV/0!"},{"$error":"#DIV/0!"},{"$error":"#DIV/0!"},{"$error":"#DIV/0!"},{"$error":"#DIV/0!"},{"$error":"#DIV/0!"},{"$error":"#DIV/0!"},{"$error":"#DIV/0!"},{"$error":"#DIV/0!"},{"$error":"#DIV/0!"},{"$error":"#DIV/0!"},{"$error":"#DIV/0!"},{"$error":"#DIV/0!"},{"$error":"#DIV/0!"},{"$error":"#DIV/0!"},{"$error":"#DIV/0!"},{"$error":"#DIV/0!"},{"$error":"#DIV/0!"},{"$error":"#DIV/0!"},{"$error":"#DIV/0!"},"∑"]
[null,null,"Φwd/σww",{"$f":"$AB$26/$R$53","v":{"$error":"#VALUE!"}},{"$error":"#VALUE!"},{"$error":"#VALUE!"},{"$error":"#VALUE!"},{"$error":"#VALUE!"},{"$error":"#VALUE!"},{"$error":"#VALUE!"},{"$error":"#VALUE!"},{"$error":"#VALUE!"},{"$error":"#VALUE!"},{"$error":"#VALUE!"},{"$f":"$AB$26/$R$50","v":{"$error":"#VALUE!"}},{"$error":"#VALUE!"},{"$error":"#VALUE!"},{"$error":"#VALUE!"},{"$error":"#VALUE!"},{"$error":"#VALUE!"},{"$error":"#VALUE!"},{"$error":"#VALUE!"},{"$error":"#VALUE!"},{"$error":"#VALUE!"},{"$error":"#VALUE!"},{"$error":"#VALUE!"},{"$error":"#VALUE!"},{"$error":"#VALUE!"},{"$error":"#VALUE!"},{"$error":"#VALUE!"},{"$error":"#VALUE!"},{"$error":"#VALUE!"},{"$error":"#VALUE!"},{"$error":"#VALUE!"},{"$error":"#VALUE!"},{"$error":"#VALUE!"},{"$error":"#VALUE!"},{"$error":"#VALUE!"},{"$error":"#VALUE!"},{"$error":"#VALUE!"},{"$error":"#VALUE!"},{"$error":"#VALUE!"},{"$error":"#VALUE!"},{"$error":"#VALUE!"},{"$error":"#VALUE!"}]
[null,null,"エネルギー使用量",{"$f":"D503*D502","v":{"$error":"#VALUE!"}},{"$f":"E503*E502","v":{"$error":"#VALUE!"}},{"$f":"F503*F502","v":{"$error":"#VALUE!"}},{"$f":"G503*G502","v":{"$error":"#VALUE!"}},{"$f":"H503*H502","v":{"$error":"#VALUE!"}},{"$f":"I503*I502","v":{"$error":"#VALUE!"}},{"$f":"J503*J502","v":{"$error":"#VALUE!"}},{"$f":"K503*K502","v":{"$error":"#VALUE!"}},{"$f":"L503*L502","v":{"$error":"#VALUE!"}},{"$f":"M503*M502","v":{"$error":"#VALUE!"}},{"$f":"N503*N502","v":{"$error":"#VALUE!"}},{"$f":"O503*O502","v":{"$error":"#VALUE!"}},{"$f":"P503*P502","v":{"$error":"#VALUE!"}},{"$f":"Q503*Q502","v":{"$error":"#VALUE!"}},{"$f":"R503*R502","v":{"$error":"#VALUE!"}},{"$f":"S503*S502","v":{"$error":"#VALUE!"}},{"$f":"T503*T502","v":{"$error":"#VALUE!"}},{"$f":"U503*U502","v":{"$error":"#VALUE!"}},{"$f":"V503*V502","v":{"$error":"#VALUE!"}},{"$f":"W503*W502","v":{"$error":"#VALUE!"}},{"$f":"X503*X502","v":{"$error":"#VALUE!"}},{"$f":"Y503*Y502","v":{"$error":"#VALUE!"}},{"$f":"Z503*Z502","v":{"$error":"#VALUE!"}},{"$f":"AA503*AA502","v":{"$error":"#VALUE!"}},{"$f":"AB503*AB502","v":{"$error":"#VALUE!"}},{"$f":"AC503*AC502","v":{"$error":"#VALUE!"}},{"$f":"AD503*AD502","v":{"$error":"#VALUE!"}},{"$f":"AE503*AE502","v":{"$error":"#VALUE!"}},{"$f":"AF503*AF502","v":{"$error":"#VALUE!"}},{"$f":"AG503*AG502","v":{"$error":"#VALUE!"}},{"$f":"AH503*AH502","v":{"$error":"#VALUE!"}},{"$f":"AI503*AI502","v":{"$error":"#VALUE!"}},{"$f":"AJ503*AJ502","v":{"$error":"#VALUE!"}},{"$f":"AK503*AK502","v":{"$error":"#VALUE!"}},{"$f":"AL503*AL502","v":{"$error":"#VALUE!"}},{"$f":"AM503*AM502","v":{"$error":"#VALUE!"}},{"$f":"AN503*AN502","v":{"$error":"#VALUE!"}},{"$f":"AO503*AO502","v":{"$error":"#VALUE!"}},{"$f":"AP503*AP502","v":{"$error":"#VALUE!"}},{"$f":"AQ503*AQ502","v":{"$error":"#VALUE!"}},{"$f":"AR503*AR502","v":{"$error":"#VALUE!"}},{"$f":"AS503*AS502","v":{"$error":"#VALUE!"}},{"$f":"SUM(D504:AS504)","v":{"$error":"#VALUE!"}}]
[null,"後3","暖房時エネルギー消費電力比",{"$f":"D$380/D511","v":{"$error":"#DIV/0!"}},{"$f":"E$380/E511","v":{"$error":"#DIV/0!"}},{"$error":"#DIV/0!"},{"$error":"#DIV/0!"},{"$error":"#DIV/0!"},{"$error":"#DIV/0!"},{"$error":"#DIV/0!"},{"$error":"#DIV/0!"},{"$error":"#DIV/0!"},{"$error":"#DIV/0!"},{"$error":"#DIV/0!"},{"$error":"#DIV/0!"},{"$error":"#DIV/0!"},{"$error":"#DIV/0!"},{"$error":"#DIV/0!"},{"$error":"#DIV/0!"},{"$error":"#DIV/0!"},{"$error":"#DIV/0!"},{"$error":"#DIV/0!"},{"$error":"#DIV/0!"},{"$error":"#DIV/0!"},{"$error":"#DIV/0!"},{"$error":"#DIV/0!"},{"$error":"#DIV/0!"},{"$error":"#DIV/0!"},{"$error":"#DIV/0!"},{"$error":"#DIV/0!"},{"$error":"#DIV/0!"},{"$error":"#DIV/0!"},{"$error":"#DIV/0!"},{"$error":"#DIV/0!"},{"$error":"#DIV/0!"},{"$error":"#DIV/0!"},{"$error":"#DIV/0!"},{"$error":"#DIV/0!"},{"$error":"#DIV/0!"},{"$error":"#DIV/0!"},{"$error":"#DIV/0!"},{"$error":"#DIV/0!"},{"$error":"#DIV/0!"},{"$error":"#DIV/0!"},{"$error":"#DIV/0!"},"暖房時エネルギー消費電力比","εw"]
[null,null,"暖房能力",{"$f":"($S$47-0.65*$S$47)/14*(D$366-7)+$S$47","v":0},0,0,0,0,0,0,0,0,0,0,0,0,0,0,0,0,0,0,0,0,0,0,0,0,0,0,0,0,0,0,0,0,0,0,0,0,0,0,0,0,0,"暖房能力","Φw"]
[null,null,"着霜時暖房能力",{"$f":"($S$51-0.65*$S$47)/9*(D$366-2)+$S$51","v":0},{"$f":"($S$51-0.65*$S$47)/9*(E$366-2)+$S$51","v":0},0,0,0,0,0,0,0,0,0,null,null,null,null,null,null,null,null,null,null,null,null,null,null,null,null,null,null,null,null,null,null,null,null,null,null,null,null,null,null,null,"着霜時暖房能力","Φwf"]
[null,null,"暖房エネルギー消費量",{"$f":"($S$48-0.93*$S$48)/14*(D$366-7)+$S$48","v":0},0,0,0,0,0,0,0,0,0,0,0,0,0,0,0,0,0,0,0,0,0,0,0,0,0,0,0,0,0,0,0,0,0,0,0,0,0,0,0,0,0,"暖房エネルギー消費量","Pw"]
[null,null,"暖房ガス消費量",{"$f":"($S$52-0.93*$S$48)/9*(D$366-2)+$S$52","v":0},{"$f":"($S$52-0.93*$S$48)/9*(E$366-2)+$S$52","v":0},0,0,0,0,0,0,0,0,0,null,null,null,null,null,null,null,null,null,null,null,null,null,null,null,null,null,null,null,null,null,null,null,null,null,null,null,null,null,null,null,"暖房ガス消費量","Pwf"]
[null,null,"暖房COP",{"$f":"D507/(D509+$S$49*$I$46*D$380)","v":{"$error":"#DIV/0!"}},{"$f":"E507/(E509+$S$49*$I$46*E$380)","v":{"$error":"#DIV/0!"}},{"$error":"#DIV/0!"},{"$error":"#DIV/0!"},{"$error":"#DIV/0!"},{"$error":"#DIV/0!"},{"$error":"#DIV/0!"},{"$error":"#DIV/0!"},{"$error":"#DIV/0!"},{"$error":"#DIV/0!"},{"$error":"#DIV/0!"},{"$f":"O506/(O508+$S$49*$I$46*O$380)","v":{"$error":"#DIV/0!"}},{"$f":"P506/(P508+$S$49*$I$46*P$380)","v":{"$error":"#DIV/0!"}},{"$error":"#DIV/0!"},{"$error":"#DIV/0!"},{"$error":"#DIV/0!"},{"$error":"#DIV/0!"},{"$error":"#DIV/0!"},{"$error":"#DIV/0!"},{"$error":"#DIV/0!"},{"$error":"#DIV/0!"},{"$error":"#DIV/0!"},{"$error":"#DIV/0!"},{"$error":"#DIV/0!"},{"$error":"#DIV/0!"},{"$error":"#DIV/0!"},{"$error":"#DIV/0!"},{"$error":"#DIV/0!"},{"$error":"#DIV/0!"},{"$error":"#DIV/0!"},{"$error":"#DIV/0!"},{"$error":"#DIV/0!"},{"$error":"#DIV/0!"},{"$error":"#DIV/0!"},{"$error":"#DIV/0!"},{"$error":"#DIV/0!"},{"$error":"#DIV/0!"},{"$error":"#DIV/0!"},{"$error":"#DIV/0!"},{"$error":"#DIV/0!"},{"$error":"#DIV/0!"},{"$error":"#DIV/0!"},"暖房COP","σw"]
[null,null,"暖房COP比",{"$f":"D510/$S$50","v":{"$error":"#DIV/0!"}},{"$f":"E510/$S$50","v":{"$error":"#DIV/0!"}},{"$error":"#DIV/0!"},{"$error":"#DIV/0!"},{"$error":"#DIV/0!"},{"$error":"#DIV/0!"},{"$error":"#DIV/0!"},{"$error":"#DIV/0!"},{"$error":"#DIV/0!"},{"$error":"#DIV/0!"},{"$error":"#DIV/0!"},{"$error":"#DIV/0!"},{"$error":"#DIV/0!"},{"$error":"#DIV/0!"},{"$error":"#DIV/0!"},{"$error":"#DIV/0!"},{"$error":"#DIV/0!"},{"$error":"#DIV/0!"},{"$error":"#DIV/0!"},{"$error":"#DIV/0!"},{"$error":"#DIV/0!"},{"$error":"#DIV/0!"},{"$error":"#DIV/0!"},{"$error":"#DIV/0!"},{"$error":"#DIV/0!"},{"$error":"#DIV/0!"},{"$error":"#DIV/0!"},{"$error":"#DIV/0!"},{"$error":"#DIV/0!"},{"$error":"#DIV/0!"},{"$error":"#DIV/0!"},{"$error":"#DIV/0!"},{"$error":"#DIV/0!"},{"$error":"#DIV/0!"},{"$error":"#DIV/0!"},{"$error":"#DIV/0!"},{"$error":"#DIV/0!"},{"$error":"#DIV/0!"},{"$error":"#DIV/0!"},{"$error":"#DIV/0!"},{"$error":"#DIV/0!"},{"$error":"#DIV/0!"},"暖房COP比","βw"]
[null,null,"∑",{"$f":"D$379*D505*D$382","v":{"$error":"#DIV/0!"}},{"$f":"E$379*E505*E$382","v":{"$error":"#DIV/0!"}},{"$error":"#DIV/0!"},{"$error":"#DIV/0!"},{"$error":"#DIV/0!"},{"$error":"#DIV/0!"},{"$error":"#DIV/0!"},{"$error":"#DIV/0!"},{"$error":"#DIV/0!"},{"$error":"#DIV/0!"},{"$error":"#DIV/0!"},{"$error":"#DIV/0!"},{"$error":"#DIV/0!"},{"$error":"#DIV/0!"},{"$error":"#DIV/0!"},{"$error":"#DIV/0!"},{"$error":"#DIV/0!"},{"$error":"#DIV/0!"},{"$error":"#DIV/0!"},{"$error":"#DIV/0!"},{"$error":"#DIV/0!"},{"$error":"#DIV/0!"},{"$error":"#DIV/0!"},{"$error":"#DIV/0!"},{"$error":"#DIV/0!"},{"$error":"#DIV/0!"},{"$error":"#DIV/0!"},{"$error":"#DIV/0!"},{"$error":"#DIV/0!"},{"$error":"#DIV/0!"},{"$error":"#DIV/0!"},{"$error":"#DIV/0!"},{"$error":"#DIV/0!"},{"$error":"#DIV/0!"},{"$error":"#DIV/0!"},{"$error":"#DIV/0!"},{"$error":"#DIV/0!"},{"$error":"#DIV/0!"},{"$error":"#DIV/0!"},{"$error":"#DIV/0!"},{"$error":"#DIV/0!"},{"$error":"#DIV/0!"},"∑"]
[null,null,"Φwd/σww",{"$f":"$AB$26/$S$53","v":{"$error":"#VALUE!"}},{"$error":"#VALUE!"},{"$error":"#VALUE!"},{"$error":"#VALUE!"},{"$error":"#VALUE!"},{"$error":"#VALUE!"},{"$error":"#VALUE!"},{"$error":"#VALUE!"},{"$error":"#VALUE!"},{"$error":"#VALUE!"},{"$error":"#VALUE!"},{"$f":"$AB$26/$S$50","v":{"$error":"#VALUE!"}},{"$error":"#VALUE!"},{"$error":"#VALUE!"},{"$error":"#VALUE!"},{"$error":"#VALUE!"},{"$error":"#VALUE!"},{"$error":"#VALUE!"},{"$error":"#VALUE!"},{"$error":"#VALUE!"},{"$error":"#VALUE!"},{"$error":"#VALUE!"},{"$error":"#VALUE!"},{"$error":"#VALUE!"},{"$error":"#VALUE!"},{"$error":"#VALUE!"},{"$error":"#VALUE!"},{"$error":"#VALUE!"},{"$error":"#VALUE!"},{"$error":"#VALUE!"},{"$error":"#VALUE!"},{"$error":"#VALUE!"},{"$error":"#VALUE!"},{"$error":"#VALUE!"},{"$error":"#VALUE!"},{"$error":"#VALUE!"},{"$error":"#VALUE!"},{"$error":"#VALUE!"},{"$error":"#VALUE!"},{"$error":"#VALUE!"},{"$error":"#VALUE!"},{"$error":"#VALUE!"}]
[null,null,"エネルギー使用量",{"$f":"D513*D512","v":{"$error":"#VALUE!"}},{"$f":"E513*E512","v":{"$error":"#VALUE!"}},{"$f":"F513*F512","v":{"$error":"#VALUE!"}},{"$f":"G513*G512","v":{"$error":"#VALUE!"}},{"$f":"H513*H512","v":{"$error":"#VALUE!"}},{"$f":"I513*I512","v":{"$error":"#VALUE!"}},{"$f":"J513*J512","v":{"$error":"#VALUE!"}},{"$f":"K513*K512","v":{"$error":"#VALUE!"}},{"$f":"L513*L512","v":{"$error":"#VALUE!"}},{"$f":"M513*M512","v":{"$error":"#VALUE!"}},{"$f":"N513*N512","v":{"$error":"#VALUE!"}},{"$f":"O513*O512","v":{"$error":"#VALUE!"}},{"$f":"P513*P512","v":{"$error":"#VALUE!"}},{"$f":"Q513*Q512","v":{"$error":"#VALUE!"}},{"$f":"R513*R512","v":{"$error":"#VALUE!"}},{"$f":"S513*S512","v":{"$error":"#VALUE!"}},{"$f":"T513*T512","v":{"$error":"#VALUE!"}},{"$f":"U513*U512","v":{"$error":"#VALUE!"}},{"$f":"V513*V512","v":{"$error":"#VALUE!"}},{"$f":"W513*W512","v":{"$error":"#VALUE!"}},{"$f":"X513*X512","v":{"$error":"#VALUE!"}},{"$f":"Y513*Y512","v":{"$error":"#VALUE!"}},{"$f":"Z513*Z512","v":{"$error":"#VALUE!"}},{"$f":"AA513*AA512","v":{"$error":"#VALUE!"}},{"$f":"AB513*AB512","v":{"$error":"#VALUE!"}},{"$f":"AC513*AC512","v":{"$error":"#VALUE!"}},{"$f":"AD513*AD512","v":{"$error":"#VALUE!"}},{"$f":"AE513*AE512","v":{"$error":"#VALUE!"}},{"$f":"AF513*AF512","v":{"$error":"#VALUE!"}},{"$f":"AG513*AG512","v":{"$error":"#VALUE!"}},{"$f":"AH513*AH512","v":{"$error":"#VALUE!"}},{"$f":"AI513*AI512","v":{"$error":"#VALUE!"}},{"$f":"AJ513*AJ512","v":{"$error":"#VALUE!"}},{"$f":"AK513*AK512","v":{"$error":"#VALUE!"}},{"$f":"AL513*AL512","v":{"$error":"#VALUE!"}},{"$f":"AM513*AM512","v":{"$error":"#VALUE!"}},{"$f":"AN513*AN512","v":{"$error":"#VALUE!"}},{"$f":"AO513*AO512","v":{"$error":"#VALUE!"}},{"$f":"AP513*AP512","v":{"$error":"#VALUE!"}},{"$f":"AQ513*AQ512","v":{"$error":"#VALUE!"}},{"$f":"AR513*AR512","v":{"$error":"#VALUE!"}},{"$f":"AS513*AS512","v":{"$error":"#VALUE!"}},{"$f":"SUM(D514:AS514)","v":{"$error":"#VALUE!"}}]
[null,"後4","暖房時エネルギー消費電力比",{"$f":"D$380/D521","v":{"$error":"#DIV/0!"}},{"$f":"E$380/E521","v":{"$error":"#DIV/0!"}},{"$error":"#DIV/0!"},{"$error":"#DIV/0!"},{"$error":"#DIV/0!"},{"$error":"#DIV/0!"},{"$error":"#DIV/0!"},{"$error":"#DIV/0!"},{"$error":"#DIV/0!"},{"$error":"#DIV/0!"},{"$error":"#DIV/0!"},{"$error":"#DIV/0!"},{"$error":"#DIV/0!"},{"$error":"#DIV/0!"},{"$error":"#DIV/0!"},{"$error":"#DIV/0!"},{"$error":"#DIV/0!"},{"$error":"#DIV/0!"},{"$error":"#DIV/0!"},{"$error":"#DIV/0!"},{"$error":"#DIV/0!"},{"$error":"#DIV/0!"},{"$error":"#DIV/0!"},{"$error":"#DIV/0!"},{"$error":"#DIV/0!"},{"$error":"#DIV/0!"},{"$error":"#DIV/0!"},{"$error":"#DIV/0!"},{"$error":"#DIV/0!"},{"$error":"#DIV/0!"},{"$error":"#DIV/0!"},{"$error":"#DIV/0!"},{"$error":"#DIV/0!"},{"$error":"#DIV/0!"},{"$error":"#DIV/0!"},{"$error":"#DIV/0!"},{"$error":"#DIV/0!"},{"$error":"#DIV/0!"},{"$error":"#DIV/0!"},{"$error":"#DIV/0!"},{"$error":"#DIV/0!"},{"$error":"#DIV/0!"},"暖房時エネルギー消費電力比","εw"]
[null,null,"暖房能力",{"$f":"($T$47-0.65*$T$47)/14*(D$366-7)+$T$47","v":0},0,0,0,0,0,0,0,0,0,0,0,0,0,0,0,0,0,0,0,0,0,0,0,0,0,0,0,0,0,0,0,0,0,0,0,0,0,0,0,0,0,"暖房能力","Φw"]
[null,null,"着霜時暖房能力",{"$f":"($T$51-0.65*$T$47)/9*(D$366-2)+$T$51","v":0},{"$f":"($T$51-0.65*$T$47)/9*(E$366-2)+$T$51","v":0},0,0,0,0,0,0,0,0,0,null,null,null,null,null,null,null,null,null,null,null,null,null,null,null,null,null,null,null,null,null,null,null,null,null,null,null,null,null,null,null,"着霜時暖房能力","Φwf"]
[null,null,"暖房エネルギー消費量",{"$f":"($T$48-0.93*$T$48)/14*(D$366-7)+$T$48","v":0},0,0,0,0,0,0,0,0,0,0,0,0,0,0,0,0,0,0,0,0,0,0,0,0,0,0,0,0,0,0,0,0,0,0,0,0,0,0,0,0,0,"暖房エネルギー消費量","Pw"]
[null,null,"暖房ガス消費量",{"$f":"($T$52-0.93*$T$48)/9*(D$366-2)+$T$52","v":0},{"$f":"($T$52-0.93*$T$48)/9*(E$366-2)+$T$52","v":0},0,0,0,0,0,0,0,0,0,null,null,null,null,null,null,null,null,null,null,null,null,null,null,null,null,null,null,null,null,null,null,null,null,null,null,null,null,null,null,null,"暖房ガス消費量","Pwf"]
[null,null,"暖房COP",{"$f":"D517/(D519+$T$49*$I$46*D$380)","v":{"$error":"#DIV/0!"}},{"$f":"E517/(E519+$T$49*$I$46*E$380)","v":{"$error":"#DIV/0!"}},{"$error":"#DIV/0!"},{"$error":"#DIV/0!"},{"$error":"#DIV/0!"},{"$error":"#DIV/0!"},{"$error":"#DIV/0!"},{"$error":"#DIV/0!"},{"$error":"#DIV/0!"},{"$error":"#DIV/0!"},{"$error":"#DIV/0!"},{"$f":"O516/(O518+$T$49*$I$46*O$380)","v":{"$error":"#DIV/0!"}},{"$f":"P516/(P518+$T$49*$I$46*P$380)","v":{"$error":"#DIV/0!"}},{"$error":"#DIV/0!"},{"$error":"#DIV/0!"},{"$error":"#DIV/0!"},{"$error":"#DIV/0!"},{"$error":"#DIV/0!"},{"$error":"#DIV/0!"},{"$error":"#DIV/0!"},{"$error":"#DIV/0!"},{"$error":"#DIV/0!"},{"$error":"#DIV/0!"},{"$error":"#DIV/0!"},{"$error":"#DIV/0!"},{"$error":"#DIV/0!"},{"$error":"#DIV/0!"},{"$error":"#DIV/0!"},{"$error":"#DIV/0!"},{"$error":"#DIV/0!"},{"$error":"#DIV/0!"},{"$error":"#DIV/0!"},{"$error":"#DIV/0!"},{"$error":"#DIV/0!"},{"$error":"#DIV/0!"},{"$error":"#DIV/0!"},{"$error":"#DIV/0!"},{"$error":"#DIV/0!"},{"$error":"#DIV/0!"},{"$error":"#DIV/0!"},{"$error":"#DIV/0!"},{"$error":"#DIV/0!"},"暖房COP","σw"]
[null,null,"暖房COP比",{"$f":"D520/$T$50","v":{"$error":"#DIV/0!"}},{"$f":"E520/$T$50","v":{"$error":"#DIV/0!"}},{"$error":"#DIV/0!"},{"$error":"#DIV/0!"},{"$error":"#DIV/0!"},{"$error":"#DIV/0!"},{"$error":"#DIV/0!"},{"$error":"#DIV/0!"},{"$error":"#DIV/0!"},{"$error":"#DIV/0!"},{"$error":"#DIV/0!"},{"$error":"#DIV/0!"},{"$error":"#DIV/0!"},{"$error":"#DIV/0!"},{"$error":"#DIV/0!"},{"$error":"#DIV/0!"},{"$error":"#DIV/0!"},{"$error":"#DIV/0!"},{"$error":"#DIV/0!"},{"$error":"#DIV/0!"},{"$error":"#DIV/0!"},{"$error":"#DIV/0!"},{"$error":"#DIV/0!"},{"$error":"#DIV/0!"},{"$error":"#DIV/0!"},{"$error":"#DIV/0!"},{"$error":"#DIV/0!"},{"$error":"#DIV/0!"},{"$error":"#DIV/0!"},{"$error":"#DIV/0!"},{"$error":"#DIV/0!"},{"$error":"#DIV/0!"},{"$error":"#DIV/0!"},{"$error":"#DIV/0!"},{"$error":"#DIV/0!"},{"$error":"#DIV/0!"},{"$error":"#DIV/0!"},{"$error":"#DIV/0!"},{"$error":"#DIV/0!"},{"$error":"#DIV/0!"},{"$error":"#DIV/0!"},{"$error":"#DIV/0!"},"暖房COP比","βw"]
[null,null,"∑",{"$f":"D$379*D515*D$382","v":{"$error":"#DIV/0!"}},{"$f":"E$379*E515*E$382","v":{"$error":"#DIV/0!"}},{"$error":"#DIV/0!"},{"$error":"#DIV/0!"},{"$error":"#DIV/0!"},{"$error":"#DIV/0!"},{"$error":"#DIV/0!"},{"$error":"#DIV/0!"},{"$error":"#DIV/0!"},{"$error":"#DIV/0!"},{"$error":"#DIV/0!"},{"$error":"#DIV/0!"},{"$error":"#DIV/0!"},{"$error":"#DIV/0!"},{"$error":"#DIV/0!"},{"$error":"#DIV/0!"},{"$error":"#DIV/0!"},{"$error":"#DIV/0!"},{"$error":"#DIV/0!"},{"$error":"#DIV/0!"},{"$error":"#DIV/0!"},{"$error":"#DIV/0!"},{"$error":"#DIV/0!"},{"$error":"#DIV/0!"},{"$error":"#DIV/0!"},{"$error":"#DIV/0!"},{"$error":"#DIV/0!"},{"$error":"#DIV/0!"},{"$error":"#DIV/0!"},{"$error":"#DIV/0!"},{"$error":"#DIV/0!"},{"$error":"#DIV/0!"},{"$error":"#DIV/0!"},{"$error":"#DIV/0!"},{"$error":"#DIV/0!"},{"$error":"#DIV/0!"},{"$error":"#DIV/0!"},{"$error":"#DIV/0!"},{"$error":"#DIV/0!"},{"$error":"#DIV/0!"},{"$error":"#DIV/0!"},{"$error":"#DIV/0!"},"∑"]
[null,null,"Φwd/σww",{"$f":"$AB$26/$T$53","v":{"$error":"#VALUE!"}},{"$error":"#VALUE!"},{"$error":"#VALUE!"},{"$error":"#VALUE!"},{"$error":"#VALUE!"},{"$error":"#VALUE!"},{"$error":"#VALUE!"},{"$error":"#VALUE!"},{"$error":"#VALUE!"},{"$error":"#VALUE!"},{"$error":"#VALUE!"},{"$f":"$AB$26/$T$50","v":{"$error":"#VALUE!"}},{"$error":"#VALUE!"},{"$error":"#VALUE!"},{"$error":"#VALUE!"},{"$error":"#VALUE!"},{"$error":"#VALUE!"},{"$error":"#VALUE!"},{"$error":"#VALUE!"},{"$error":"#VALUE!"},{"$error":"#VALUE!"},{"$error":"#VALUE!"},{"$error":"#VALUE!"},{"$error":"#VALUE!"},{"$error":"#VALUE!"},{"$error":"#VALUE!"},{"$error":"#VALUE!"},{"$error":"#VALUE!"},{"$error":"#VALUE!"},{"$error":"#VALUE!"},{"$error":"#VALUE!"},{"$error":"#VALUE!"},{"$error":"#VALUE!"},{"$error":"#VALUE!"},{"$error":"#VALUE!"},{"$error":"#VALUE!"},{"$error":"#VALUE!"},{"$error":"#VALUE!"},{"$error":"#VALUE!"},{"$error":"#VALUE!"},{"$error":"#VALUE!"},{"$error":"#VALUE!"}]
[null,null,"エネルギー使用量",{"$f":"D523*D522","v":{"$error":"#VALUE!"}},{"$f":"E523*E522","v":{"$error":"#VALUE!"}},{"$f":"F523*F522","v":{"$error":"#VALUE!"}},{"$f":"G523*G522","v":{"$error":"#VALUE!"}},{"$f":"H523*H522","v":{"$error":"#VALUE!"}},{"$f":"I523*I522","v":{"$error":"#VALUE!"}},{"$f":"J523*J522","v":{"$error":"#VALUE!"}},{"$f":"K523*K522","v":{"$error":"#VALUE!"}},{"$f":"L523*L522","v":{"$error":"#VALUE!"}},{"$f":"M523*M522","v":{"$error":"#VALUE!"}},{"$f":"N523*N522","v":{"$error":"#VALUE!"}},{"$f":"O523*O522","v":{"$error":"#VALUE!"}},{"$f":"P523*P522","v":{"$error":"#VALUE!"}},{"$f":"Q523*Q522","v":{"$error":"#VALUE!"}},{"$f":"R523*R522","v":{"$error":"#VALUE!"}},{"$f":"S523*S522","v":{"$error":"#VALUE!"}},{"$f":"T523*T522","v":{"$error":"#VALUE!"}},{"$f":"U523*U522","v":{"$error":"#VALUE!"}},{"$f":"V523*V522","v":{"$error":"#VALUE!"}},{"$f":"W523*W522","v":{"$error":"#VALUE!"}},{"$f":"X523*X522","v":{"$error":"#VALUE!"}},{"$f":"Y523*Y522","v":{"$error":"#VALUE!"}},{"$f":"Z523*Z522","v":{"$error":"#VALUE!"}},{"$f":"AA523*AA522","v":{"$error":"#VALUE!"}},{"$f":"AB523*AB522","v":{"$error":"#VALUE!"}},{"$f":"AC523*AC522","v":{"$error":"#VALUE!"}},{"$f":"AD523*AD522","v":{"$error":"#VALUE!"}},{"$f":"AE523*AE522","v":{"$error":"#VALUE!"}},{"$f":"AF523*AF522","v":{"$error":"#VALUE!"}},{"$f":"AG523*AG522","v":{"$error":"#VALUE!"}},{"$f":"AH523*AH522","v":{"$error":"#VALUE!"}},{"$f":"AI523*AI522","v":{"$error":"#VALUE!"}},{"$f":"AJ523*AJ522","v":{"$error":"#VALUE!"}},{"$f":"AK523*AK522","v":{"$error":"#VALUE!"}},{"$f":"AL523*AL522","v":{"$error":"#VALUE!"}},{"$f":"AM523*AM522","v":{"$error":"#VALUE!"}},{"$f":"AN523*AN522","v":{"$error":"#VALUE!"}},{"$f":"AO523*AO522","v":{"$error":"#VALUE!"}},{"$f":"AP523*AP522","v":{"$error":"#VALUE!"}},{"$f":"AQ523*AQ522","v":{"$error":"#VALUE!"}},{"$f":"AR523*AR522","v":{"$error":"#VALUE!"}},{"$f":"AS523*AS522","v":{"$error":"#VALUE!"}},{"$f":"SUM(D524:AS524)","v":{"$error":"#VALUE!"}}]
[null,"後5","暖房時エネルギー消費電力比",{"$f":"D$380/D531","v":{"$error":"#DIV/0!"}},{"$f":"E$380/E531","v":{"$error":"#DIV/0!"}},{"$error":"#DIV/0!"},{"$error":"#DIV/0!"},{"$error":"#DIV/0!"},{"$error":"#DIV/0!"},{"$error":"#DIV/0!"},{"$error":"#DIV/0!"},{"$error":"#DIV/0!"},{"$error":"#DIV/0!"},{"$error":"#DIV/0!"},{"$error":"#DIV/0!"},{"$error":"#DIV/0!"},{"$error":"#DIV/0!"},{"$error":"#DIV/0!"},{"$error":"#DIV/0!"},{"$error":"#DIV/0!"},{"$error":"#DIV/0!"},{"$error":"#DIV/0!"},{"$error":"#DIV/0!"},{"$error":"#DIV/0!"},{"$error":"#DIV/0!"},{"$error":"#DIV/0!"},{"$error":"#DIV/0!"},{"$error":"#DIV/0!"},{"$error":"#DIV/0!"},{"$error":"#DIV/0!"},{"$error":"#DIV/0!"},{"$error":"#DIV/0!"},{"$error":"#DIV/0!"},{"$error":"#DIV/0!"},{"$error":"#DIV/0!"},{"$error":"#DIV/0!"},{"$error":"#DIV/0!"},{"$error":"#DIV/0!"},{"$error":"#DIV/0!"},{"$error":"#DIV/0!"},{"$error":"#DIV/0!"},{"$error":"#DIV/0!"},{"$error":"#DIV/0!"},{"$error":"#DIV/0!"},{"$error":"#DIV/0!"},"暖房時エネルギー消費電力比","εw"]
[null,null,"暖房能力",{"$f":"($U$47-0.65*$U$47)/14*(D$366-7)+$U$47","v":0},0,0,0,0,0,0,0,0,0,0,0,0,0,0,0,0,0,0,0,0,0,0,0,0,0,0,0,0,0,0,0,0,0,0,0,0,0,0,0,0,0,"暖房能力","Φw"]
[null,null,"着霜時暖房能力",{"$f":"($U$51-0.65*$U$47)/9*(D$366-2)+$U$51","v":0},{"$f":"($U$51-0.65*$U$47)/9*(E$366-2)+$U$51","v":0},0,0,0,0,0,0,0,0,0,null,null,null,null,null,null,null,null,null,null,null,null,null,null,null,null,null,null,null,null,null,null,null,null,null,null,null,null,null,null,null,"着霜時暖房能力","Φwf"]
[null,null,"暖房エネルギー消費量",{"$f":"($U$48-0.93*$U$48)/14*(D$366-7)+$U$48","v":0},0,0,0,0,0,0,0,0,0,0,0,0,0,0,0,0,0,0,0,0,0,0,0,0,0,0,0,0,0,0,0,0,0,0,0,0,0,0,0,0,0,"暖房エネルギー消費量","Pw"]
[null,null,"暖房ガス消費量",{"$f":"($U$52-0.93*$U$48)/9*(D$366-2)+$U$52","v":0},{"$f":"($U$52-0.93*$U$48)/9*(E$366-2)+$U$52","v":0},0,0,0,0,0,0,0,0,0,null,null,null,null,null,null,null,null,null,null,null,null,null,null,null,null,null,null,null,null,null,null,null,null,null,null,null,null,null,null,null,"暖房ガス消費量","Pwf"]
[null,null,"暖房COP",{"$f":"D527/(D529+$U$49*$I$46*D$380)","v":{"$error":"#DIV/0!"}},{"$f":"E527/(E529+$U$49*$I$46*E$380)","v":{"$error":"#DIV/0!"}},{"$error":"#DIV/0!"},{"$error":"#DIV/0!"},{"$error":"#DIV/0!"},{"$error":"#DIV/0!"},{"$error":"#DIV/0!"},{"$error":"#DIV/0!"},{"$error":"#DIV/0!"},{"$error":"#DIV/0!"},{"$error":"#DIV/0!"},{"$f":"O526/(O528+$U$49*$I$46*O$380)","v":{"$error":"#DIV/0!"}},{"$f":"P526/(P528+$U$49*$I$46*P$380)","v":{"$error":"#DIV/0!"}},{"$error":"#DIV/0!"},{"$error":"#DIV/0!"},{"$error":"#DIV/0!"},{"$error":"#DIV/0!"},{"$error":"#DIV/0!"},{"$error":"#DIV/0!"},{"$error":"#DIV/0!"},{"$error":"#DIV/0!"},{"$error":"#DIV/0!"},{"$error":"#DIV/0!"},{"$error":"#DIV/0!"},{"$error":"#DIV/0!"},{"$error":"#DIV/0!"},{"$error":"#DIV/0!"},{"$error":"#DIV/0!"},{"$error":"#DIV/0!"},{"$error":"#DIV/0!"},{"$error":"#DIV/0!"},{"$error":"#DIV/0!"},{"$error":"#DIV/0!"},{"$error":"#DIV/0!"},{"$error":"#DIV/0!"},{"$error":"#DIV/0!"},{"$error":"#DIV/0!"},{"$error":"#DIV/0!"},{"$error":"#DIV/0!"},{"$error":"#DIV/0!"},{"$error":"#DIV/0!"},{"$error":"#DIV/0!"},"暖房COP","σw"]
[null,null,"暖房COP比",{"$f":"D530/$U$50","v":{"$error":"#DIV/0!"}},{"$f":"E530/$U$50","v":{"$error":"#DIV/0!"}},{"$error":"#DIV/0!"},{"$error":"#DIV/0!"},{"$error":"#DIV/0!"},{"$error":"#DIV/0!"},{"$error":"#DIV/0!"},{"$error":"#DIV/0!"},{"$error":"#DIV/0!"},{"$error":"#DIV/0!"},{"$error":"#DIV/0!"},{"$error":"#DIV/0!"},{"$error":"#DIV/0!"},{"$error":"#DIV/0!"},{"$error":"#DIV/0!"},{"$error":"#DIV/0!"},{"$error":"#DIV/0!"},{"$error":"#DIV/0!"},{"$error":"#DIV/0!"},{"$error":"#DIV/0!"},{"$error":"#DIV/0!"},{"$error":"#DIV/0!"},{"$error":"#DIV/0!"},{"$error":"#DIV/0!"},{"$error":"#DIV/0!"},{"$error":"#DIV/0!"},{"$error":"#DIV/0!"},{"$error":"#DIV/0!"},{"$error":"#DIV/0!"},{"$error":"#DIV/0!"},{"$error":"#DIV/0!"},{"$error":"#DIV/0!"},{"$error":"#DIV/0!"},{"$error":"#DIV/0!"},{"$error":"#DIV/0!"},{"$error":"#DIV/0!"},{"$error":"#DIV/0!"},{"$error":"#DIV/0!"},{"$error":"#DIV/0!"},{"$error":"#DIV/0!"},{"$error":"#DIV/0!"},{"$error":"#DIV/0!"},"暖房COP比","βw"]
[null,null,"∑",{"$f":"D$379*D525*D$382","v":{"$error":"#DIV/0!"}},{"$f":"E$379*E525*E$382","v":{"$error":"#DIV/0!"}},{"$error":"#DIV/0!"},{"$error":"#DIV/0!"},{"$error":"#DIV/0!"},{"$error":"#DIV/0!"},{"$error":"#DIV/0!"},{"$error":"#DIV/0!"},{"$error":"#DIV/0!"},{"$error":"#DIV/0!"},{"$error":"#DIV/0!"},{"$error":"#DIV/0!"},{"$error":"#DIV/0!"},{"$error":"#DIV/0!"},{"$error":"#DIV/0!"},{"$error":"#DIV/0!"},{"$error":"#DIV/0!"},{"$error":"#DIV/0!"},{"$error":"#DIV/0!"},{"$error":"#DIV/0!"},{"$error":"#DIV/0!"},{"$error":"#DIV/0!"},{"$error":"#DIV/0!"},{"$error":"#DIV/0!"},{"$error":"#DIV/0!"},{"$error":"#DIV/0!"},{"$error":"#DIV/0!"},{"$error":"#DIV/0!"},{"$error":"#DIV/0!"},{"$error":"#DIV/0!"},{"$error":"#DIV/0!"},{"$error":"#DIV/0!"},{"$error":"#DIV/0!"},{"$error":"#DIV/0!"},{"$error":"#DIV/0!"},{"$error":"#DIV/0!"},{"$error":"#DIV/0!"},{"$error":"#DIV/0!"},{"$error":"#DIV/0!"},{"$error":"#DIV/0!"},{"$error":"#DIV/0!"},{"$error":"#DIV/0!"},"∑"]
[null,null,"Φwd/σww",{"$f":"$AB$26/$U$53","v":{"$error":"#VALUE!"}},{"$error":"#VALUE!"},{"$error":"#VALUE!"},{"$error":"#VALUE!"},{"$error":"#VALUE!"},{"$error":"#VALUE!"},{"$error":"#VALUE!"},{"$error":"#VALUE!"},{"$error":"#VALUE!"},{"$error":"#VALUE!"},{"$error":"#VALUE!"},{"$f":"$AB$26/$U$50","v":{"$error":"#VALUE!"}},{"$error":"#VALUE!"},{"$error":"#VALUE!"},{"$error":"#VALUE!"},{"$error":"#VALUE!"},{"$error":"#VALUE!"},{"$error":"#VALUE!"},{"$error":"#VALUE!"},{"$error":"#VALUE!"},{"$error":"#VALUE!"},{"$error":"#VALUE!"},{"$error":"#VALUE!"},{"$error":"#VALUE!"},{"$error":"#VALUE!"},{"$error":"#VALUE!"},{"$error":"#VALUE!"},{"$error":"#VALUE!"},{"$error":"#VALUE!"},{"$error":"#VALUE!"},{"$error":"#VALUE!"},{"$error":"#VALUE!"},{"$error":"#VALUE!"},{"$error":"#VALUE!"},{"$error":"#VALUE!"},{"$error":"#VALUE!"},{"$error":"#VALUE!"},{"$error":"#VALUE!"},{"$error":"#VALUE!"},{"$error":"#VALUE!"},{"$error":"#VALUE!"},{"$error":"#VALUE!"}]
[null,null,"エネルギー使用量",{"$f":"D533*D532","v":{"$error":"#VALUE!"}},{"$f":"E533*E532","v":{"$error":"#VALUE!"}},{"$f":"F533*F532","v":{"$error":"#VALUE!"}},{"$f":"G533*G532","v":{"$error":"#VALUE!"}},{"$f":"H533*H532","v":{"$error":"#VALUE!"}},{"$f":"I533*I532","v":{"$error":"#VALUE!"}},{"$f":"J533*J532","v":{"$error":"#VALUE!"}},{"$f":"K533*K532","v":{"$error":"#VALUE!"}},{"$f":"L533*L532","v":{"$error":"#VALUE!"}},{"$f":"M533*M532","v":{"$error":"#VALUE!"}},{"$f":"N533*N532","v":{"$error":"#VALUE!"}},{"$f":"O533*O532","v":{"$error":"#VALUE!"}},{"$f":"P533*P532","v":{"$error":"#VALUE!"}},{"$f":"Q533*Q532","v":{"$error":"#VALUE!"}},{"$f":"R533*R532","v":{"$error":"#VALUE!"}},{"$f":"S533*S532","v":{"$error":"#VALUE!"}},{"$f":"T533*T532","v":{"$error":"#VALUE!"}},{"$f":"U533*U532","v":{"$error":"#VALUE!"}},{"$f":"V533*V532","v":{"$error":"#VALUE!"}},{"$f":"W533*W532","v":{"$error":"#VALUE!"}},{"$f":"X533*X532","v":{"$error":"#VALUE!"}},{"$f":"Y533*Y532","v":{"$error":"#VALUE!"}},{"$f":"Z533*Z532","v":{"$error":"#VALUE!"}},{"$f":"AA533*AA532","v":{"$error":"#VALUE!"}},{"$f":"AB533*AB532","v":{"$error":"#VALUE!"}},{"$f":"AC533*AC532","v":{"$error":"#VALUE!"}},{"$f":"AD533*AD532","v":{"$error":"#VALUE!"}},{"$f":"AE533*AE532","v":{"$error":"#VALUE!"}},{"$f":"AF533*AF532","v":{"$error":"#VALUE!"}},{"$f":"AG533*AG532","v":{"$error":"#VALUE!"}},{"$f":"AH533*AH532","v":{"$error":"#VALUE!"}},{"$f":"AI533*AI532","v":{"$error":"#VALUE!"}},{"$f":"AJ533*AJ532","v":{"$error":"#VALUE!"}},{"$f":"AK533*AK532","v":{"$error":"#VALUE!"}},{"$f":"AL533*AL532","v":{"$error":"#VALUE!"}},{"$f":"AM533*AM532","v":{"$error":"#VALUE!"}},{"$f":"AN533*AN532","v":{"$error":"#VALUE!"}},{"$f":"AO533*AO532","v":{"$error":"#VALUE!"}},{"$f":"AP533*AP532","v":{"$error":"#VALUE!"}},{"$f":"AQ533*AQ532","v":{"$error":"#VALUE!"}},{"$f":"AR533*AR532","v":{"$error":"#VALUE!"}},{"$f":"AS533*AS532","v":{"$error":"#VALUE!"}},{"$f":"SUM(D534:AS534)","v":{"$error":"#VALUE!"}}]
[null,"後6","暖房時エネルギー消費電力比",{"$f":"D$380/D541","v":{"$error":"#DIV/0!"}},{"$f":"E$380/E541","v":{"$error":"#DIV/0!"}},{"$f":"F$380/F541","v":{"$error":"#DIV/0!"}},{"$error":"#DIV/0!"},{"$error":"#DIV/0!"},{"$error":"#DIV/0!"},{"$error":"#DIV/0!"},{"$error":"#DIV/0!"},{"$error":"#DIV/0!"},{"$error":"#DIV/0!"},{"$error":"#DIV/0!"},{"$error":"#DIV/0!"},{"$error":"#DIV/0!"},{"$error":"#DIV/0!"},{"$error":"#DIV/0!"},{"$error":"#DIV/0!"},{"$error":"#DIV/0!"},{"$error":"#DIV/0!"},{"$error":"#DIV/0!"},{"$error":"#DIV/0!"},{"$error":"#DIV/0!"},{"$error":"#DIV/0!"},{"$error":"#DIV/0!"},{"$error":"#DIV/0!"},{"$error":"#DIV/0!"},{"$error":"#DIV/0!"},{"$error":"#DIV/0!"},{"$error":"#DIV/0!"},{"$error":"#DIV/0!"},{"$error":"#DIV/0!"},{"$error":"#DIV/0!"},{"$error":"#DIV/0!"},{"$error":"#DIV/0!"},{"$error":"#DIV/0!"},{"$error":"#DIV/0!"},{"$error":"#DIV/0!"},{"$error":"#DIV/0!"},{"$error":"#DIV/0!"},{"$error":"#DIV/0!"},{"$error":"#DIV/0!"},{"$error":"#DIV/0!"},{"$error":"#DIV/0!"},"暖房時エネルギー消費電力比","εw"]
[null,null,"暖房能力",{"$f":"($V$47-0.65*$V$47)/14*(D$366-7)+$V$47","v":0},0,0,0,0,0,0,0,0,0,0,0,0,0,0,0,0,0,0,0,0,0,0,0,0,0,0,0,0,0,0,0,0,0,0,0,0,0,0,0,0,0,"暖房能力","Φw"]
[null,null,"着霜時暖房能力",{"$f":"($V$51-0.65*$V$47)/9*(D$366-2)+$V$51","v":0},{"$f":"($V$51-0.65*$V$47)/9*(E$366-2)+$V$51","v":0},0,0,0,0,0,0,0,0,0,null,null,null,null,null,null,null,null,null,null,null,null,null,null,null,null,null,null,null,null,null,null,null,null,null,null,null,null,null,null,null,"着霜時暖房能力","Φwf"]
[null,null,"暖房エネルギー消費量",{"$f":"($V$48-0.93*$V$48)/14*(D$366-7)+$V$48","v":0},0,0,0,0,0,0,0,0,0,0,0,0,0,0,0,0,0,0,0,0,0,0,0,0,0,0,0,0,0,0,0,0,0,0,0,0,0,0,0,0,0,"暖房エネルギー消費量","Pw"]
[null,null,"暖房ガス消費量",{"$f":"($V$52-0.93*$V$48)/9*(D$366-2)+$V$52","v":0},{"$f":"($V$52-0.93*$V$48)/9*(E$366-2)+$V$52","v":0},0,0,0,0,0,0,0,0,0,null,null,null,null,null,null,null,null,null,null,null,null,null,null,null,null,null,null,null,null,null,null,null,null,null,null,null,null,null,null,null,"暖房ガス消費量","Pwf"]
[null,null,"暖房COP",{"$f":"D537/(D539+$V$49*$I$46*D$380)","v":{"$error":"#DIV/0!"}},{"$f":"E537/(E539+$V$49*$I$46*E$380)","v":{"$error":"#DIV/0!"}},{"$error":"#DIV/0!"},{"$error":"#DIV/0!"},{"$error":"#DIV/0!"},{"$error":"#DIV/0!"},{"$error":"#DIV/0!"},{"$error":"#DIV/0!"},{"$error":"#DIV/0!"},{"$error":"#DIV/0!"},{"$error":"#DIV/0!"},{"$f":"O536/(O538+$V$49*$I$46*O$380)","v":{"$error":"#DIV/0!"}},{"$f":"P536/(P538+$V$49*$I$46*P$380)","v":{"$error":"#DIV/0!"}},{"$error":"#DIV/0!"},{"$error":"#DIV/0!"},{"$error":"#DIV/0!"},{"$error":"#DIV/0!"},{"$error":"#DIV/0!"},{"$error":"#DIV/0!"},{"$error":"#DIV/0!"},{"$error":"#DIV/0!"},{"$error":"#DIV/0!"},{"$error":"#DIV/0!"},{"$error":"#DIV/0!"},{"$error":"#DIV/0!"},{"$error":"#DIV/0!"},{"$error":"#DIV/0!"},{"$error":"#DIV/0!"},{"$error":"#DIV/0!"},{"$error":"#DIV/0!"},{"$error":"#DIV/0!"},{"$error":"#DIV/0!"},{"$error":"#DIV/0!"},{"$error":"#DIV/0!"},{"$error":"#DIV/0!"},{"$error":"#DIV/0!"},{"$error":"#DIV/0!"},{"$error":"#DIV/0!"},{"$error":"#DIV/0!"},{"$error":"#DIV/0!"},{"$error":"#DIV/0!"},{"$error":"#DIV/0!"},"暖房COP","σw"]
[null,null,"暖房COP比",{"$f":"D540/$V$50","v":{"$error":"#DIV/0!"}},{"$f":"E540/$V$50","v":{"$error":"#DIV/0!"}},{"$error":"#DIV/0!"},{"$error":"#DIV/0!"},{"$error":"#DIV/0!"},{"$error":"#DIV/0!"},{"$error":"#DIV/0!"},{"$error":"#DIV/0!"},{"$error":"#DIV/0!"},{"$error":"#DIV/0!"},{"$error":"#DIV/0!"},{"$error":"#DIV/0!"},{"$error":"#DIV/0!"},{"$error":"#DIV/0!"},{"$error":"#DIV/0!"},{"$error":"#DIV/0!"},{"$error":"#DIV/0!"},{"$error":"#DIV/0!"},{"$error":"#DIV/0!"},{"$error":"#DIV/0!"},{"$error":"#DIV/0!"},{"$error":"#DIV/0!"},{"$error":"#DIV/0!"},{"$error":"#DIV/0!"},{"$error":"#DIV/0!"},{"$error":"#DIV/0!"},{"$error":"#DIV/0!"},{"$error":"#DIV/0!"},{"$error":"#DIV/0!"},{"$error":"#DIV/0!"},{"$error":"#DIV/0!"},{"$error":"#DIV/0!"},{"$error":"#DIV/0!"},{"$error":"#DIV/0!"},{"$error":"#DIV/0!"},{"$error":"#DIV/0!"},{"$error":"#DIV/0!"},{"$error":"#DIV/0!"},{"$error":"#DIV/0!"},{"$error":"#DIV/0!"},{"$error":"#DIV/0!"},{"$error":"#DIV/0!"},"暖房COP比","βw"]
[null,null,"∑",{"$f":"D$379*D535*D$382","v":{"$error":"#DIV/0!"}},{"$f":"E$379*E535*E$382","v":{"$error":"#DIV/0!"}},{"$error":"#DIV/0!"},{"$error":"#DIV/0!"},{"$error":"#DIV/0!"},{"$error":"#DIV/0!"},{"$error":"#DIV/0!"},{"$error":"#DIV/0!"},{"$error":"#DIV/0!"},{"$error":"#DIV/0!"},{"$error":"#DIV/0!"},{"$error":"#DIV/0!"},{"$error":"#DIV/0!"},{"$error":"#DIV/0!"},{"$error":"#DIV/0!"},{"$error":"#DIV/0!"},{"$error":"#DIV/0!"},{"$error":"#DIV/0!"},{"$error":"#DIV/0!"},{"$error":"#DIV/0!"},{"$error":"#DIV/0!"},{"$error":"#DIV/0!"},{"$error":"#DIV/0!"},{"$error":"#DIV/0!"},{"$error":"#DIV/0!"},{"$error":"#DIV/0!"},{"$error":"#DIV/0!"},{"$error":"#DIV/0!"},{"$error":"#DIV/0!"},{"$error":"#DIV/0!"},{"$error":"#DIV/0!"},{"$error":"#DIV/0!"},{"$error":"#DIV/0!"},{"$error":"#DIV/0!"},{"$error":"#DIV/0!"},{"$error":"#DIV/0!"},{"$error":"#DIV/0!"},{"$error":"#DIV/0!"},{"$error":"#DIV/0!"},{"$error":"#DIV/0!"},{"$error":"#DIV/0!"},{"$error":"#DIV/0!"},"∑"]
[null,null,"Φwd/σww",{"$f":"$AB$26/$V$53","v":{"$error":"#VALUE!"}},{"$error":"#VALUE!"},{"$error":"#VALUE!"},{"$error":"#VALUE!"},{"$error":"#VALUE!"},{"$error":"#VALUE!"},{"$error":"#VALUE!"},{"$error":"#VALUE!"},{"$error":"#VALUE!"},{"$error":"#VALUE!"},{"$error":"#VALUE!"},{"$f":"$AB$26/$V$50","v":{"$error":"#VALUE!"}},{"$error":"#VALUE!"},{"$error":"#VALUE!"},{"$error":"#VALUE!"},{"$error":"#VALUE!"},{"$error":"#VALUE!"},{"$error":"#VALUE!"},{"$error":"#VALUE!"},{"$error":"#VALUE!"},{"$error":"#VALUE!"},{"$error":"#VALUE!"},{"$error":"#VALUE!"},{"$error":"#VALUE!"},{"$error":"#VALUE!"},{"$error":"#VALUE!"},{"$error":"#VALUE!"},{"$error":"#VALUE!"},{"$error":"#VALUE!"},{"$error":"#VALUE!"},{"$error":"#VALUE!"},{"$error":"#VALUE!"},{"$error":"#VALUE!"},{"$error":"#VALUE!"},{"$error":"#VALUE!"},{"$error":"#VALUE!"},{"$error":"#VALUE!"},{"$error":"#VALUE!"},{"$error":"#VALUE!"},{"$error":"#VALUE!"},{"$error":"#VALUE!"},{"$error":"#VALUE!"}]
[null,null,"エネルギー使用量",{"$f":"D543*D542","v":{"$error":"#VALUE!"}},{"$f":"E543*E542","v":{"$error":"#VALUE!"}},{"$f":"F543*F542","v":{"$error":"#VALUE!"}},{"$f":"G543*G542","v":{"$error":"#VALUE!"}},{"$f":"H543*H542","v":{"$error":"#VALUE!"}},{"$f":"I543*I542","v":{"$error":"#VALUE!"}},{"$f":"J543*J542","v":{"$error":"#VALUE!"}},{"$f":"K543*K542","v":{"$error":"#VALUE!"}},{"$f":"L543*L542","v":{"$error":"#VALUE!"}},{"$f":"M543*M542","v":{"$error":"#VALUE!"}},{"$f":"N543*N542","v":{"$error":"#VALUE!"}},{"$f":"O543*O542","v":{"$error":"#VALUE!"}},{"$f":"P543*P542","v":{"$error":"#VALUE!"}},{"$f":"Q543*Q542","v":{"$error":"#VALUE!"}},{"$f":"R543*R542","v":{"$error":"#VALUE!"}},{"$f":"S543*S542","v":{"$error":"#VALUE!"}},{"$f":"T543*T542","v":{"$error":"#VALUE!"}},{"$f":"U543*U542","v":{"$error":"#VALUE!"}},{"$f":"V543*V542","v":{"$error":"#VALUE!"}},{"$f":"W543*W542","v":{"$error":"#VALUE!"}},{"$f":"X543*X542","v":{"$error":"#VALUE!"}},{"$f":"Y543*Y542","v":{"$error":"#VALUE!"}},{"$f":"Z543*Z542","v":{"$error":"#VALUE!"}},{"$f":"AA543*AA542","v":{"$error":"#VALUE!"}},{"$f":"AB543*AB542","v":{"$error":"#VALUE!"}},{"$f":"AC543*AC542","v":{"$error":"#VALUE!"}},{"$f":"AD543*AD542","v":{"$error":"#VALUE!"}},{"$f":"AE543*AE542","v":{"$error":"#VALUE!"}},{"$f":"AF543*AF542","v":{"$error":"#VALUE!"}},{"$f":"AG543*AG542","v":{"$error":"#VALUE!"}},{"$f":"AH543*AH542","v":{"$error":"#VALUE!"}},{"$f":"AI543*AI542","v":{"$error":"#VALUE!"}},{"$f":"AJ543*AJ542","v":{"$error":"#VALUE!"}},{"$f":"AK543*AK542","v":{"$error":"#VALUE!"}},{"$f":"AL543*AL542","v":{"$error":"#VALUE!"}},{"$f":"AM543*AM542","v":{"$error":"#VALUE!"}},{"$f":"AN543*AN542","v":{"$error":"#VALUE!"}},{"$f":"AO543*AO542","v":{"$error":"#VALUE!"}},{"$f":"AP543*AP542","v":{"$error":"#VALUE!"}},{"$f":"AQ543*AQ542","v":{"$error":"#VALUE!"}},{"$f":"AR543*AR542","v":{"$error":"#VALUE!"}},{"$f":"AS543*AS542","v":{"$error":"#VALUE!"}},{"$f":"SUM(D544:AS544)","v":{"$error":"#VALUE!"}}]
[null,"後7","暖房時エネルギー消費電力比",{"$f":"D$380/D551","v":{"$error":"#DIV/0!"}},{"$f":"E$380/E551","v":{"$error":"#DIV/0!"}},{"$error":"#DIV/0!"},{"$error":"#DIV/0!"},{"$error":"#DIV/0!"},{"$error":"#DIV/0!"},{"$error":"#DIV/0!"},{"$error":"#DIV/0!"},{"$error":"#DIV/0!"},{"$error":"#DIV/0!"},{"$error":"#DIV/0!"},{"$error":"#DIV/0!"},{"$error":"#DIV/0!"},{"$error":"#DIV/0!"},{"$error":"#DIV/0!"},{"$error":"#DIV/0!"},{"$error":"#DIV/0!"},{"$error":"#DIV/0!"},{"$error":"#DIV/0!"},{"$error":"#DIV/0!"},{"$error":"#DIV/0!"},{"$error":"#DIV/0!"},{"$error":"#DIV/0!"},{"$error":"#DIV/0!"},{"$error":"#DIV/0!"},{"$error":"#DIV/0!"},{"$error":"#DIV/0!"},{"$error":"#DIV/0!"},{"$error":"#DIV/0!"},{"$error":"#DIV/0!"},{"$error":"#DIV/0!"},{"$error":"#DIV/0!"},{"$error":"#DIV/0!"},{"$error":"#DIV/0!"},{"$error":"#DIV/0!"},{"$error":"#DIV/0!"},{"$error":"#DIV/0!"},{"$error":"#DIV/0!"},{"$error":"#DIV/0!"},{"$error":"#DIV/0!"},{"$error":"#DIV/0!"},{"$error":"#DIV/0!"},"暖房時エネルギー消費電力比","εw"]
[null,null,"暖房能力",{"$f":"($W$47-0.65*$W$47)/14*(D$366-7)+$W$47","v":0},0,0,0,0,0,0,0,0,0,0,0,0,0,0,0,0,0,0,0,0,0,0,0,0,0,0,0,0,0,0,0,0,0,0,0,0,0,0,0,0,0,"暖房能力","Φw"]
[null,null,"着霜時暖房能力",{"$f":"($W$51-0.65*$W$47)/9*(D$366-2)+$W$51","v":0},{"$f":"($W$51-0.65*$W$47)/9*(E$366-2)+$W$51","v":0},0,0,0,0,0,0,0,0,0,null,null,null,null,null,null,null,null,null,null,null,null,null,null,null,null,null,null,null,null,null,null,null,null,null,null,null,null,null,null,null,"着霜時暖房能力","Φwf"]
[null,null,"暖房エネルギー消費量",{"$f":"($W$48-0.93*$W$48)/14*(D$366-7)+$W$48","v":0},0,0,0,0,0,0,0,0,0,0,0,0,0,0,0,0,0,0,0,0,0,0,0,0,0,0,0,0,0,0,0,0,0,0,0,0,0,0,0,0,0,"暖房エネルギー消費量","Pw"]
[null,null,"暖房ガス消費量",{"$f":"($W$52-0.93*$W$48)/9*(D$366-2)+$W$52","v":0},{"$f":"($W$52-0.93*$W$48)/9*(E$366-2)+$W$52","v":0},0,0,0,0,0,0,0,0,0,null,null,null,null,null,null,null,null,null,null,null,null,null,null,null,null,null,null,null,null,null,null,null,null,null,null,null,null,null,null,null,"暖房ガス消費量","Pwf"]
[null,null,"暖房COP",{"$f":"D547/(D549+$W$49*$I$46*D$380)","v":{"$error":"#DIV/0!"}},{"$f":"E547/(E549+$W$49*$I$46*E$380)","v":{"$error":"#DIV/0!"}},{"$error":"#DIV/0!"},{"$error":"#DIV/0!"},{"$error":"#DIV/0!"},{"$error":"#DIV/0!"},{"$error":"#DIV/0!"},{"$error":"#DIV/0!"},{"$error":"#DIV/0!"},{"$error":"#DIV/0!"},{"$error":"#DIV/0!"},{"$f":"O546/(O548+$W$49*$I$46*O$380)","v":{"$error":"#DIV/0!"}},{"$f":"P546/(P548+$W$49*$I$46*P$380)","v":{"$error":"#DIV/0!"}},{"$error":"#DIV/0!"},{"$error":"#DIV/0!"},{"$error":"#DIV/0!"},{"$error":"#DIV/0!"},{"$error":"#DIV/0!"},{"$error":"#DIV/0!"},{"$error":"#DIV/0!"},{"$error":"#DIV/0!"},{"$error":"#DIV/0!"},{"$error":"#DIV/0!"},{"$error":"#DIV/0!"},{"$error":"#DIV/0!"},{"$error":"#DIV/0!"},{"$error":"#DIV/0!"},{"$error":"#DIV/0!"},{"$error":"#DIV/0!"},{"$error":"#DIV/0!"},{"$error":"#DIV/0!"},{"$error":"#DIV/0!"},{"$error":"#DIV/0!"},{"$error":"#DIV/0!"},{"$error":"#DIV/0!"},{"$error":"#DIV/0!"},{"$error":"#DIV/0!"},{"$error":"#DIV/0!"},{"$error":"#DIV/0!"},{"$error":"#DIV/0!"},{"$error":"#DIV/0!"},{"$error":"#DIV/0!"},"暖房COP","σw"]
[null,null,"暖房COP比",{"$f":"D550/$W$50","v":{"$error":"#DIV/0!"}},{"$f":"E550/$W$50","v":{"$error":"#DIV/0!"}},{"$error":"#DIV/0!"},{"$error":"#DIV/0!"},{"$error":"#DIV/0!"},{"$error":"#DIV/0!"},{"$error":"#DIV/0!"},{"$error":"#DIV/0!"},{"$error":"#DIV/0!"},{"$error":"#DIV/0!"},{"$error":"#DIV/0!"},{"$error":"#DIV/0!"},{"$error":"#DIV/0!"},{"$error":"#DIV/0!"},{"$error":"#DIV/0!"},{"$error":"#DIV/0!"},{"$error":"#DIV/0!"},{"$error":"#DIV/0!"},{"$error":"#DIV/0!"},{"$error":"#DIV/0!"},{"$error":"#DIV/0!"},{"$error":"#DIV/0!"},{"$error":"#DIV/0!"},{"$error":"#DIV/0!"},{"$error":"#DIV/0!"},{"$error":"#DIV/0!"},{"$error":"#DIV/0!"},{"$error":"#DIV/0!"},{"$error":"#DIV/0!"},{"$error":"#DIV/0!"},{"$error":"#DIV/0!"},{"$error":"#DIV/0!"},{"$error":"#DIV/0!"},{"$error":"#DIV/0!"},{"$error":"#DIV/0!"},{"$error":"#DIV/0!"},{"$error":"#DIV/0!"},{"$error":"#DIV/0!"},{"$error":"#DIV/0!"},{"$error":"#DIV/0!"},{"$error":"#DIV/0!"},{"$error":"#DIV/0!"},"暖房COP比","βw"]
[null,null,"∑",{"$f":"D$379*D545*D$382","v":{"$error":"#DIV/0!"}},{"$f":"E$379*E545*E$382","v":{"$error":"#DIV/0!"}},{"$error":"#DIV/0!"},{"$error":"#DIV/0!"},{"$error":"#DIV/0!"},{"$error":"#DIV/0!"},{"$error":"#DIV/0!"},{"$error":"#DIV/0!"},{"$error":"#DIV/0!"},{"$error":"#DIV/0!"},{"$error":"#DIV/0!"},{"$error":"#DIV/0!"},{"$error":"#DIV/0!"},{"$error":"#DIV/0!"},{"$error":"#DIV/0!"},{"$error":"#DIV/0!"},{"$error":"#DIV/0!"},{"$error":"#DIV/0!"},{"$error":"#DIV/0!"},{"$error":"#DIV/0!"},{"$error":"#DIV/0!"},{"$error":"#DIV/0!"},{"$error":"#DIV/0!"},{"$error":"#DIV/0!"},{"$error":"#DIV/0!"},{"$error":"#DIV/0!"},{"$error":"#DIV/0!"},{"$error":"#DIV/0!"},{"$error":"#DIV/0!"},{"$error":"#DIV/0!"},{"$error":"#DIV/0!"},{"$error":"#DIV/0!"},{"$error":"#DIV/0!"},{"$error":"#DIV/0!"},{"$error":"#DIV/0!"},{"$error":"#DIV/0!"},{"$error":"#DIV/0!"},{"$error":"#DIV/0!"},{"$error":"#DIV/0!"},{"$error":"#DIV/0!"},{"$error":"#DIV/0!"},{"$error":"#DIV/0!"},"∑"]
[null,null,"Φwd/σww",{"$f":"$AB$26/$W$53","v":{"$error":"#VALUE!"}},{"$error":"#VALUE!"},{"$error":"#VALUE!"},{"$error":"#VALUE!"},{"$error":"#VALUE!"},{"$error":"#VALUE!"},{"$error":"#VALUE!"},{"$error":"#VALUE!"},{"$error":"#VALUE!"},{"$error":"#VALUE!"},{"$error":"#VALUE!"},{"$f":"$AB$26/$W$50","v":{"$error":"#VALUE!"}},{"$error":"#VALUE!"},{"$error":"#VALUE!"},{"$error":"#VALUE!"},{"$error":"#VALUE!"},{"$error":"#VALUE!"},{"$error":"#VALUE!"},{"$error":"#VALUE!"},{"$error":"#VALUE!"},{"$error":"#VALUE!"},{"$error":"#VALUE!"},{"$error":"#VALUE!"},{"$error":"#VALUE!"},{"$error":"#VALUE!"},{"$error":"#VALUE!"},{"$error":"#VALUE!"},{"$error":"#VALUE!"},{"$error":"#VALUE!"},{"$error":"#VALUE!"},{"$error":"#VALUE!"},{"$error":"#VALUE!"},{"$error":"#VALUE!"},{"$error":"#VALUE!"},{"$error":"#VALUE!"},{"$error":"#VALUE!"},{"$error":"#VALUE!"},{"$error":"#VALUE!"},{"$error":"#VALUE!"},{"$error":"#VALUE!"},{"$error":"#VALUE!"},{"$error":"#VALUE!"}]
[null,null,"エネルギー使用量",{"$f":"D553*D552","v":{"$error":"#VALUE!"}},{"$f":"E553*E552","v":{"$error":"#VALUE!"}},{"$f":"F553*F552","v":{"$error":"#VALUE!"}},{"$f":"G553*G552","v":{"$error":"#VALUE!"}},{"$f":"H553*H552","v":{"$error":"#VALUE!"}},{"$f":"I553*I552","v":{"$error":"#VALUE!"}},{"$f":"J553*J552","v":{"$error":"#VALUE!"}},{"$f":"K553*K552","v":{"$error":"#VALUE!"}},{"$f":"L553*L552","v":{"$error":"#VALUE!"}},{"$f":"M553*M552","v":{"$error":"#VALUE!"}},{"$f":"N553*N552","v":{"$error":"#VALUE!"}},{"$f":"O553*O552","v":{"$error":"#VALUE!"}},{"$f":"P553*P552","v":{"$error":"#VALUE!"}},{"$f":"Q553*Q552","v":{"$error":"#VALUE!"}},{"$f":"R553*R552","v":{"$error":"#VALUE!"}},{"$f":"S553*S552","v":{"$error":"#VALUE!"}},{"$f":"T553*T552","v":{"$error":"#VALUE!"}},{"$f":"U553*U552","v":{"$error":"#VALUE!"}},{"$f":"V553*V552","v":{"$error":"#VALUE!"}},{"$f":"W553*W552","v":{"$error":"#VALUE!"}},{"$f":"X553*X552","v":{"$error":"#VALUE!"}},{"$f":"Y553*Y552","v":{"$error":"#VALUE!"}},{"$f":"Z553*Z552","v":{"$error":"#VALUE!"}},{"$f":"AA553*AA552","v":{"$error":"#VALUE!"}},{"$f":"AB553*AB552","v":{"$error":"#VALUE!"}},{"$f":"AC553*AC552","v":{"$error":"#VALUE!"}},{"$f":"AD553*AD552","v":{"$error":"#VALUE!"}},{"$f":"AE553*AE552","v":{"$error":"#VALUE!"}},{"$f":"AF553*AF552","v":{"$error":"#VALUE!"}},{"$f":"AG553*AG552","v":{"$error":"#VALUE!"}},{"$f":"AH553*AH552","v":{"$error":"#VALUE!"}},{"$f":"AI553*AI552","v":{"$error":"#VALUE!"}},{"$f":"AJ553*AJ552","v":{"$error":"#VALUE!"}},{"$f":"AK553*AK552","v":{"$error":"#VALUE!"}},{"$f":"AL553*AL552","v":{"$error":"#VALUE!"}},{"$f":"AM553*AM552","v":{"$error":"#VALUE!"}},{"$f":"AN553*AN552","v":{"$error":"#VALUE!"}},{"$f":"AO553*AO552","v":{"$error":"#VALUE!"}},{"$f":"AP553*AP552","v":{"$error":"#VALUE!"}},{"$f":"AQ553*AQ552","v":{"$error":"#VALUE!"}},{"$f":"AR553*AR552","v":{"$error":"#VALUE!"}},{"$f":"AS553*AS552","v":{"$error":"#VALUE!"}},{"$f":"SUM(D554:AS554)","v":{"$error":"#VALUE!"}}]
[null,"後8","暖房時エネルギー消費電力比",{"$f":"D$380/D561","v":{"$error":"#DIV/0!"}},{"$f":"E$380/E561","v":{"$error":"#DIV/0!"}},{"$f":"F$380/F561","v":{"$error":"#DIV/0!"}},{"$error":"#DIV/0!"},{"$error":"#DIV/0!"},{"$error":"#DIV/0!"},{"$error":"#DIV/0!"},{"$error":"#DIV/0!"},{"$error":"#DIV/0!"},{"$error":"#DIV/0!"},{"$error":"#DIV/0!"},{"$error":"#DIV/0!"},{"$error":"#DIV/0!"},{"$error":"#DIV/0!"},{"$error":"#DIV/0!"},{"$error":"#DIV/0!"},{"$error":"#DIV/0!"},{"$error":"#DIV/0!"},{"$error":"#DIV/0!"},{"$error":"#DIV/0!"},{"$error":"#DIV/0!"},{"$error":"#DIV/0!"},{"$error":"#DIV/0!"},{"$error":"#DIV/0!"},{"$error":"#DIV/0!"},{"$error":"#DIV/0!"},{"$error":"#DIV/0!"},{"$error":"#DIV/0!"},{"$error":"#DIV/0!"},{"$error":"#DIV/0!"},{"$error":"#DIV/0!"},{"$error":"#DIV/0!"},{"$error":"#DIV/0!"},{"$error":"#DIV/0!"},{"$error":"#DIV/0!"},{"$error":"#DIV/0!"},{"$error":"#DIV/0!"},{"$error":"#DIV/0!"},{"$error":"#DIV/0!"},{"$error":"#DIV/0!"},{"$error":"#DIV/0!"},{"$error":"#DIV/0!"},"暖房時エネルギー消費電力比","εw"]
[null,null,"暖房能力",{"$f":"($X$47-0.65*$X$47)/14*(D$366-7)+$X$47","v":0},0,0,0,0,0,0,0,0,0,0,0,0,0,0,0,0,0,0,0,0,0,0,0,0,0,0,0,0,0,0,0,0,0,0,0,0,0,0,0,0,0,"暖房能力","Φw"]
[null,null,"着霜時暖房能力",{"$f":"($X$51-0.65*$X$47)/9*(D$366-2)+$X$51","v":0},{"$f":"($X$51-0.65*$X$47)/9*(E$366-2)+$X$51","v":0},0,0,0,0,0,0,0,0,0,null,null,null,null,null,null,null,null,null,null,null,null,null,null,null,null,null,null,null,null,null,null,null,null,null,null,null,null,null,null,null,"着霜時暖房能力","Φwf"]
[null,null,"暖房エネルギー消費量",{"$f":"($X$48-0.93*$X$48)/14*(D$366-7)+$X$48","v":0},0,0,0,0,0,0,0,0,0,0,0,0,0,0,0,0,0,0,0,0,0,0,0,0,0,0,0,0,0,0,0,0,0,0,0,0,0,0,0,0,0,"暖房エネルギー消費量","Pw"]
[null,null,"暖房ガス消費量",{"$f":"($X$52-0.93*$X$48)/9*(D$366-2)+$X$52","v":0},{"$f":"($X$52-0.93*$X$48)/9*(E$366-2)+$X$52","v":0},0,0,0,0,0,0,0,0,0,null,null,null,null,null,null,null,null,null,null,null,null,null,null,null,null,null,null,null,null,null,null,null,null,null,null,null,null,null,null,null,"暖房ガス消費量","Pwf"]
[null,null,"暖房COP",{"$f":"D557/(D559+$X$49*$I$46*D$380)","v":{"$error":"#DIV/0!"}},{"$f":"E557/(E559+$X$49*$I$46*E$380)","v":{"$error":"#DIV/0!"}},{"$error":"#DIV/0!"},{"$error":"#DIV/0!"},{"$error":"#DIV/0!"},{"$error":"#DIV/0!"},{"$error":"#DIV/0!"},{"$error":"#DIV/0!"},{"$error":"#DIV/0!"},{"$error":"#DIV/0!"},{"$error":"#DIV/0!"},{"$f":"O556/(O558+$X$49*$I$46*O$380)","v":{"$error":"#DIV/0!"}},{"$f":"P556/(P558+$X$49*$I$46*P$380)","v":{"$error":"#DIV/0!"}},{"$error":"#DIV/0!"},{"$error":"#DIV/0!"},{"$error":"#DIV/0!"},{"$error":"#DIV/0!"},{"$error":"#DIV/0!"},{"$error":"#DIV/0!"},{"$error":"#DIV/0!"},{"$error":"#DIV/0!"},{"$error":"#DIV/0!"},{"$error":"#DIV/0!"},{"$error":"#DIV/0!"},{"$error":"#DIV/0!"},{"$error":"#DIV/0!"},{"$error":"#DIV/0!"},{"$error":"#DIV/0!"},{"$error":"#DIV/0!"},{"$error":"#DIV/0!"},{"$error":"#DIV/0!"},{"$error":"#DIV/0!"},{"$error":"#DIV/0!"},{"$error":"#DIV/0!"},{"$error":"#DIV/0!"},{"$error":"#DIV/0!"},{"$error":"#DIV/0!"},{"$error":"#DIV/0!"},{"$error":"#DIV/0!"},{"$error":"#DIV/0!"},{"$error":"#DIV/0!"},{"$error":"#DIV/0!"},"暖房COP","σw"]
[null,null,"暖房COP比",{"$f":"D560/$X$50","v":{"$error":"#DIV/0!"}},{"$f":"E560/$X$50","v":{"$error":"#DIV/0!"}},{"$error":"#DIV/0!"},{"$error":"#DIV/0!"},{"$error":"#DIV/0!"},{"$error":"#DIV/0!"},{"$error":"#DIV/0!"},{"$error":"#DIV/0!"},{"$error":"#DIV/0!"},{"$error":"#DIV/0!"},{"$error":"#DIV/0!"},{"$error":"#DIV/0!"},{"$error":"#DIV/0!"},{"$error":"#DIV/0!"},{"$error":"#DIV/0!"},{"$error":"#DIV/0!"},{"$error":"#DIV/0!"},{"$error":"#DIV/0!"},{"$error":"#DIV/0!"},{"$error":"#DIV/0!"},{"$error":"#DIV/0!"},{"$error":"#DIV/0!"},{"$error":"#DIV/0!"},{"$error":"#DIV/0!"},{"$error":"#DIV/0!"},{"$error":"#DIV/0!"},{"$error":"#DIV/0!"},{"$error":"#DIV/0!"},{"$error":"#DIV/0!"},{"$error":"#DIV/0!"},{"$error":"#DIV/0!"},{"$error":"#DIV/0!"},{"$error":"#DIV/0!"},{"$error":"#DIV/0!"},{"$error":"#DIV/0!"},{"$error":"#DIV/0!"},{"$error":"#DIV/0!"},{"$error":"#DIV/0!"},{"$error":"#DIV/0!"},{"$error":"#DIV/0!"},{"$error":"#DIV/0!"},{"$error":"#DIV/0!"},"暖房COP比","βw"]
[null,null,"∑",{"$f":"D$379*D555*D$382","v":{"$error":"#DIV/0!"}},{"$f":"E$379*E555*E$382","v":{"$error":"#DIV/0!"}},{"$error":"#DIV/0!"},{"$error":"#DIV/0!"},{"$error":"#DIV/0!"},{"$error":"#DIV/0!"},{"$error":"#DIV/0!"},{"$error":"#DIV/0!"},{"$error":"#DIV/0!"},{"$error":"#DIV/0!"},{"$error":"#DIV/0!"},{"$error":"#DIV/0!"},{"$error":"#DIV/0!"},{"$error":"#DIV/0!"},{"$error":"#DIV/0!"},{"$error":"#DIV/0!"},{"$error":"#DIV/0!"},{"$error":"#DIV/0!"},{"$error":"#DIV/0!"},{"$error":"#DIV/0!"},{"$error":"#DIV/0!"},{"$error":"#DIV/0!"},{"$error":"#DIV/0!"},{"$error":"#DIV/0!"},{"$error":"#DIV/0!"},{"$error":"#DIV/0!"},{"$error":"#DIV/0!"},{"$error":"#DIV/0!"},{"$error":"#DIV/0!"},{"$error":"#DIV/0!"},{"$error":"#DIV/0!"},{"$error":"#DIV/0!"},{"$error":"#DIV/0!"},{"$error":"#DIV/0!"},{"$error":"#DIV/0!"},{"$error":"#DIV/0!"},{"$error":"#DIV/0!"},{"$error":"#DIV/0!"},{"$error":"#DIV/0!"},{"$error":"#DIV/0!"},{"$error":"#DIV/0!"},{"$error":"#DIV/0!"},"∑"]
[null,null,"Φwd/σww",{"$f":"$AB$26/$X$53","v":{"$error":"#VALUE!"}},{"$error":"#VALUE!"},{"$error":"#VALUE!"},{"$error":"#VALUE!"},{"$error":"#VALUE!"},{"$error":"#VALUE!"},{"$error":"#VALUE!"},{"$error":"#VALUE!"},{"$error":"#VALUE!"},{"$error":"#VALUE!"},{"$error":"#VALUE!"},{"$f":"$AB$26/$X$50","v":{"$error":"#VALUE!"}},{"$error":"#VALUE!"},{"$error":"#VALUE!"},{"$error":"#VALUE!"},{"$error":"#VALUE!"},{"$error":"#VALUE!"},{"$error":"#VALUE!"},{"$error":"#VALUE!"},{"$error":"#VALUE!"},{"$error":"#VALUE!"},{"$error":"#VALUE!"},{"$error":"#VALUE!"},{"$error":"#VALUE!"},{"$error":"#VALUE!"},{"$error":"#VALUE!"},{"$error":"#VALUE!"},{"$error":"#VALUE!"},{"$error":"#VALUE!"},{"$error":"#VALUE!"},{"$error":"#VALUE!"},{"$error":"#VALUE!"},{"$error":"#VALUE!"},{"$error":"#VALUE!"},{"$error":"#VALUE!"},{"$error":"#VALUE!"},{"$error":"#VALUE!"},{"$error":"#VALUE!"},{"$error":"#VALUE!"},{"$error":"#VALUE!"},{"$error":"#VALUE!"},{"$error":"#VALUE!"}]
[null,null,"エネルギー使用量",{"$f":"D563*D562","v":{"$error":"#VALUE!"}},{"$f":"E563*E562","v":{"$error":"#VALUE!"}},{"$f":"F563*F562","v":{"$error":"#VALUE!"}},{"$f":"G563*G562","v":{"$error":"#VALUE!"}},{"$f":"H563*H562","v":{"$error":"#VALUE!"}},{"$f":"I563*I562","v":{"$error":"#VALUE!"}},{"$f":"J563*J562","v":{"$error":"#VALUE!"}},{"$f":"K563*K562","v":{"$error":"#VALUE!"}},{"$f":"L563*L562","v":{"$error":"#VALUE!"}},{"$f":"M563*M562","v":{"$error":"#VALUE!"}},{"$f":"N563*N562","v":{"$error":"#VALUE!"}},{"$f":"O563*O562","v":{"$error":"#VALUE!"}},{"$f":"P563*P562","v":{"$error":"#VALUE!"}},{"$f":"Q563*Q562","v":{"$error":"#VALUE!"}},{"$f":"R563*R562","v":{"$error":"#VALUE!"}},{"$f":"S563*S562","v":{"$error":"#VALUE!"}},{"$f":"T563*T562","v":{"$error":"#VALUE!"}},{"$f":"U563*U562","v":{"$error":"#VALUE!"}},{"$f":"V563*V562","v":{"$error":"#VALUE!"}},{"$f":"W563*W562","v":{"$error":"#VALUE!"}},{"$f":"X563*X562","v":{"$error":"#VALUE!"}},{"$f":"Y563*Y562","v":{"$error":"#VALUE!"}},{"$f":"Z563*Z562","v":{"$error":"#VALUE!"}},{"$f":"AA563*AA562","v":{"$error":"#VALUE!"}},{"$f":"AB563*AB562","v":{"$error":"#VALUE!"}},{"$f":"AC563*AC562","v":{"$error":"#VALUE!"}},{"$f":"AD563*AD562","v":{"$error":"#VALUE!"}},{"$f":"AE563*AE562","v":{"$error":"#VALUE!"}},{"$f":"AF563*AF562","v":{"$error":"#VALUE!"}},{"$f":"AG563*AG562","v":{"$error":"#VALUE!"}},{"$f":"AH563*AH562","v":{"$error":"#VALUE!"}},{"$f":"AI563*AI562","v":{"$error":"#VALUE!"}},{"$f":"AJ563*AJ562","v":{"$error":"#VALUE!"}},{"$f":"AK563*AK562","v":{"$error":"#VALUE!"}},{"$f":"AL563*AL562","v":{"$error":"#VALUE!"}},{"$f":"AM563*AM562","v":{"$error":"#VALUE!"}},{"$f":"AN563*AN562","v":{"$error":"#VALUE!"}},{"$f":"AO563*AO562","v":{"$error":"#VALUE!"}},{"$f":"AP563*AP562","v":{"$error":"#VALUE!"}},{"$f":"AQ563*AQ562","v":{"$error":"#VALUE!"}},{"$f":"AR563*AR562","v":{"$error":"#VALUE!"}},{"$f":"AS563*AS562","v":{"$error":"#VALUE!"}},{"$f":"SUM(D564:AS564)","v":{"$error":"#VALUE!"}}]
[null,"後9","暖房時エネルギー消費電力比",{"$f":"D$380/D571","v":{"$error":"#DIV/0!"}},{"$f":"E$380/E571","v":{"$error":"#DIV/0!"}},{"$error":"#DIV/0!"},{"$error":"#DIV/0!"},{"$error":"#DIV/0!"},{"$error":"#DIV/0!"},{"$error":"#DIV/0!"},{"$error":"#DIV/0!"},{"$error":"#DIV/0!"},{"$error":"#DIV/0!"},{"$error":"#DIV/0!"},{"$error":"#DIV/0!"},{"$error":"#DIV/0!"},{"$error":"#DIV/0!"},{"$error":"#DIV/0!"},{"$error":"#DIV/0!"},{"$error":"#DIV/0!"},{"$error":"#DIV/0!"},{"$error":"#DIV/0!"},{"$error":"#DIV/0!"},{"$error":"#DIV/0!"},{"$error":"#DIV/0!"},{"$error":"#DIV/0!"},{"$error":"#DIV/0!"},{"$error":"#DIV/0!"},{"$error":"#DIV/0!"},{"$error":"#DIV/0!"},{"$error":"#DIV/0!"},{"$error":"#DIV/0!"},{"$error":"#DIV/0!"},{"$error":"#DIV/0!"},{"$error":"#DIV/0!"},{"$error":"#DIV/0!"},{"$error":"#DIV/0!"},{"$error":"#DIV/0!"},{"$error":"#DIV/0!"},{"$error":"#DIV/0!"},{"$error":"#DIV/0!"},{"$error":"#DIV/0!"},{"$error":"#DIV/0!"},{"$error":"#DIV/0!"},{"$error":"#DIV/0!"},"暖房時エネルギー消費電力比","εw"]
[null,null,"暖房能力",{"$f":"($Y$47-0.65*$Y$47)/14*(D$366-7)+$Y$47","v":0},0,0,0,0,0,0,0,0,0,0,0,0,0,0,0,0,0,0,0,0,0,0,0,0,0,0,0,0,0,0,0,0,0,0,0,0,0,0,0,0,0,"暖房能力","Φw"]
[null,null,"着霜時暖房能力",{"$f":"($Y$51-0.65*$Y$47)/9*(D$366-2)+$Y$51","v":0},{"$f":"($Y$51-0.65*$Y$47)/9*(E$366-2)+$Y$51","v":0},0,0,0,0,0,0,0,0,0,null,null,null,null,null,null,null,null,null,null,null,null,null,null,null,null,null,null,null,null,null,null,null,null,null,null,null,null,null,null,null,"着霜時暖房能力","Φwf"]
[null,null,"暖房エネルギー消費量",{"$f":"($Y$48-0.93*$Y$48)/14*(D$366-7)+$Y$48","v":0},0,0,0,0,0,0,0,0,0,0,0,0,0,0,0,0,0,0,0,0,0,0,0,0,0,0,0,0,0,0,0,0,0,0,0,0,0,0,0,0,0,"暖房エネルギー消費量","Pw"]
[null,null,"暖房ガス消費量",{"$f":"($Y$52-0.93*$Y$48)/9*(D$366-2)+$Y$52","v":0},{"$f":"($Y$52-0.93*$Y$48)/9*(E$366-2)+$Y$52","v":0},0,0,0,0,0,0,0,0,0,null,null,null,null,null,null,null,null,null,null,null,null,null,null,null,null,null,null,null,null,null,null,null,null,null,null,null,null,null,null,null,"暖房ガス消費量","Pwf"]
[null,null,"暖房COP",{"$f":"D567/(D569+$Y$49*$I$46*D$380)","v":{"$error":"#DIV/0!"}},{"$f":"E567/(E569+$Y$49*$I$46*E$380)","v":{"$error":"#DIV/0!"}},{"$error":"#DIV/0!"},{"$error":"#DIV/0!"},{"$error":"#DIV/0!"},{"$error":"#DIV/0!"},{"$error":"#DIV/0!"},{"$error":"#DIV/0!"},{"$error":"#DIV/0!"},{"$error":"#DIV/0!"},{"$error":"#DIV/0!"},{"$f":"O566/(O568+$Y$49*$I$46*O$380)","v":{"$error":"#DIV/0!"}},{"$f":"P566/(P568+$Y$49*$I$46*P$380)","v":{"$error":"#DIV/0!"}},{"$error":"#DIV/0!"},{"$error":"#DIV/0!"},{"$error":"#DIV/0!"},{"$error":"#DIV/0!"},{"$error":"#DIV/0!"},{"$error":"#DIV/0!"},{"$error":"#DIV/0!"},{"$error":"#DIV/0!"},{"$error":"#DIV/0!"},{"$error":"#DIV/0!"},{"$error":"#DIV/0!"},{"$error":"#DIV/0!"},{"$error":"#DIV/0!"},{"$error":"#DIV/0!"},{"$error":"#DIV/0!"},{"$error":"#DIV/0!"},{"$error":"#DIV/0!"},{"$error":"#DIV/0!"},{"$error":"#DIV/0!"},{"$error":"#DIV/0!"},{"$error":"#DIV/0!"},{"$error":"#DIV/0!"},{"$error":"#DIV/0!"},{"$error":"#DIV/0!"},{"$error":"#DIV/0!"},{"$error":"#DIV/0!"},{"$error":"#DIV/0!"},{"$error":"#DIV/0!"},{"$error":"#DIV/0!"},"暖房COP","σw"]
[null,null,"暖房COP比",{"$f":"D570/$Y$50","v":{"$error":"#DIV/0!"}},{"$f":"E570/$Y$50","v":{"$error":"#DIV/0!"}},{"$error":"#DIV/0!"},{"$error":"#DIV/0!"},{"$error":"#DIV/0!"},{"$error":"#DIV/0!"},{"$error":"#DIV/0!"},{"$error":"#DIV/0!"},{"$error":"#DIV/0!"},{"$error":"#DIV/0!"},{"$error":"#DIV/0!"},{"$error":"#DIV/0!"},{"$error":"#DIV/0!"},{"$error":"#DIV/0!"},{"$error":"#DIV/0!"},{"$error":"#DIV/0!"},{"$error":"#DIV/0!"},{"$error":"#DIV/0!"},{"$error":"#DIV/0!"},{"$error":"#DIV/0!"},{"$error":"#DIV/0!"},{"$error":"#DIV/0!"},{"$error":"#DIV/0!"},{"$error":"#DIV/0!"},{"$error":"#DIV/0!"},{"$error":"#DIV/0!"},{"$error":"#DIV/0!"},{"$error":"#DIV/0!"},{"$error":"#DIV/0!"},{"$error":"#DIV/0!"},{"$error":"#DIV/0!"},{"$error":"#DIV/0!"},{"$error":"#DIV/0!"},{"$error":"#DIV/0!"},{"$error":"#DIV/0!"},{"$error":"#DIV/0!"},{"$error":"#DIV/0!"},{"$error":"#DIV/0!"},{"$error":"#DIV/0!"},{"$error":"#DIV/0!"},{"$error":"#DIV/0!"},{"$error":"#DIV/0!"},"暖房COP比","βw"]
[null,null,"∑",{"$f":"D$379*D565*D$382","v":{"$error":"#DIV/0!"}},{"$f":"E$379*E565*E$382","v":{"$error":"#DIV/0!"}},{"$error":"#DIV/0!"},{"$error":"#DIV/0!"},{"$error":"#DIV/0!"},{"$error":"#DIV/0!"},{"$error":"#DIV/0!"},{"$error":"#DIV/0!"},{"$error":"#DIV/0!"},{"$error":"#DIV/0!"},{"$error":"#DIV/0!"},{"$error":"#DIV/0!"},{"$error":"#DIV/0!"},{"$error":"#DIV/0!"},{"$error":"#DIV/0!"},{"$error":"#DIV/0!"},{"$error":"#DIV/0!"},{"$error":"#DIV/0!"},{"$error":"#DIV/0!"},{"$error":"#DIV/0!"},{"$error":"#DIV/0!"},{"$error":"#DIV/0!"},{"$error":"#DIV/0!"},{"$error":"#DIV/0!"},{"$error":"#DIV/0!"},{"$error":"#DIV/0!"},{"$error":"#DIV/0!"},{"$error":"#DIV/0!"},{"$error":"#DIV/0!"},{"$error":"#DIV/0!"},{"$error":"#DIV/0!"},{"$error":"#DIV/0!"},{"$error":"#DIV/0!"},{"$error":"#DIV/0!"},{"$error":"#DIV/0!"},{"$error":"#DIV/0!"},{"$error":"#DIV/0!"},{"$error":"#DIV/0!"},{"$error":"#DIV/0!"},{"$error":"#DIV/0!"},{"$error":"#DIV/0!"},{"$error":"#DIV/0!"},"∑"]
[null,null,"Φwd/σww",{"$f":"$AB$26/$Y$53","v":{"$error":"#VALUE!"}},{"$error":"#VALUE!"},{"$error":"#VALUE!"},{"$error":"#VALUE!"},{"$error":"#VALUE!"},{"$error":"#VALUE!"},{"$error":"#VALUE!"},{"$error":"#VALUE!"},{"$error":"#VALUE!"},{"$error":"#VALUE!"},{"$error":"#VALUE!"},{"$f":"$AB$26/$Y$50","v":{"$error":"#VALUE!"}},{"$error":"#VALUE!"},{"$error":"#VALUE!"},{"$error":"#VALUE!"},{"$error":"#VALUE!"},{"$error":"#VALUE!"},{"$error":"#VALUE!"},{"$error":"#VALUE!"},{"$error":"#VALUE!"},{"$error":"#VALUE!"},{"$error":"#VALUE!"},{"$error":"#VALUE!"},{"$error":"#VALUE!"},{"$error":"#VALUE!"},{"$error":"#VALUE!"},{"$error":"#VALUE!"},{"$error":"#VALUE!"},{"$error":"#VALUE!"},{"$error":"#VALUE!"},{"$error":"#VALUE!"},{"$error":"#VALUE!"},{"$error":"#VALUE!"},{"$error":"#VALUE!"},{"$error":"#VALUE!"},{"$error":"#VALUE!"},{"$error":"#VALUE!"},{"$error":"#VALUE!"},{"$error":"#VALUE!"},{"$error":"#VALUE!"},{"$error":"#VALUE!"},{"$error":"#VALUE!"}]
[null,null,"エネルギー使用量",{"$f":"D573*D572","v":{"$error":"#VALUE!"}},{"$f":"E573*E572","v":{"$error":"#VALUE!"}},{"$f":"F573*F572","v":{"$error":"#VALUE!"}},{"$f":"G573*G572","v":{"$error":"#VALUE!"}},{"$f":"H573*H572","v":{"$error":"#VALUE!"}},{"$f":"I573*I572","v":{"$error":"#VALUE!"}},{"$f":"J573*J572","v":{"$error":"#VALUE!"}},{"$f":"K573*K572","v":{"$error":"#VALUE!"}},{"$f":"L573*L572","v":{"$error":"#VALUE!"}},{"$f":"M573*M572","v":{"$error":"#VALUE!"}},{"$f":"N573*N572","v":{"$error":"#VALUE!"}},{"$f":"O573*O572","v":{"$error":"#VALUE!"}},{"$f":"P573*P572","v":{"$error":"#VALUE!"}},{"$f":"Q573*Q572","v":{"$error":"#VALUE!"}},{"$f":"R573*R572","v":{"$error":"#VALUE!"}},{"$f":"S573*S572","v":{"$error":"#VALUE!"}},{"$f":"T573*T572","v":{"$error":"#VALUE!"}},{"$f":"U573*U572","v":{"$error":"#VALUE!"}},{"$f":"V573*V572","v":{"$error":"#VALUE!"}},{"$f":"W573*W572","v":{"$error":"#VALUE!"}},{"$f":"X573*X572","v":{"$error":"#VALUE!"}},{"$f":"Y573*Y572","v":{"$error":"#VALUE!"}},{"$f":"Z573*Z572","v":{"$error":"#VALUE!"}},{"$f":"AA573*AA572","v":{"$error":"#VALUE!"}},{"$f":"AB573*AB572","v":{"$error":"#VALUE!"}},{"$f":"AC573*AC572","v":{"$error":"#VALUE!"}},{"$f":"AD573*AD572","v":{"$error":"#VALUE!"}},{"$f":"AE573*AE572","v":{"$error":"#VALUE!"}},{"$f":"AF573*AF572","v":{"$error":"#VALUE!"}},{"$f":"AG573*AG572","v":{"$error":"#VALUE!"}},{"$f":"AH573*AH572","v":{"$error":"#VALUE!"}},{"$f":"AI573*AI572","v":{"$error":"#VALUE!"}},{"$f":"AJ573*AJ572","v":{"$error":"#VALUE!"}},{"$f":"AK573*AK572","v":{"$error":"#VALUE!"}},{"$f":"AL573*AL572","v":{"$error":"#VALUE!"}},{"$f":"AM573*AM572","v":{"$error":"#VALUE!"}},{"$f":"AN573*AN572","v":{"$error":"#VALUE!"}},{"$f":"AO573*AO572","v":{"$error":"#VALUE!"}},{"$f":"AP573*AP572","v":{"$error":"#VALUE!"}},{"$f":"AQ573*AQ572","v":{"$error":"#VALUE!"}},{"$f":"AR573*AR572","v":{"$error":"#VALUE!"}},{"$f":"AS573*AS572","v":{"$error":"#VALUE!"}},{"$f":"SUM(D574:AS574)","v":{"$error":"#VALUE!"}}]
[null,"後10","暖房時エネルギー消費電力比",{"$f":"D$380/D581","v":{"$error":"#DIV/0!"}},{"$f":"E$380/E581","v":{"$error":"#DIV/0!"}},{"$error":"#DIV/0!"},{"$error":"#DIV/0!"},{"$error":"#DIV/0!"},{"$error":"#DIV/0!"},{"$error":"#DIV/0!"},{"$error":"#DIV/0!"},{"$error":"#DIV/0!"},{"$error":"#DIV/0!"},{"$error":"#DIV/0!"},{"$error":"#DIV/0!"},{"$error":"#DIV/0!"},{"$error":"#DIV/0!"},{"$error":"#DIV/0!"},{"$error":"#DIV/0!"},{"$error":"#DIV/0!"},{"$error":"#DIV/0!"},{"$error":"#DIV/0!"},{"$error":"#DIV/0!"},{"$error":"#DIV/0!"},{"$error":"#DIV/0!"},{"$error":"#DIV/0!"},{"$error":"#DIV/0!"},{"$error":"#DIV/0!"},{"$error":"#DIV/0!"},{"$error":"#DIV/0!"},{"$error":"#DIV/0!"},{"$error":"#DIV/0!"},{"$error":"#DIV/0!"},{"$error":"#DIV/0!"},{"$error":"#DIV/0!"},{"$error":"#DIV/0!"},{"$error":"#DIV/0!"},{"$error":"#DIV/0!"},{"$error":"#DIV/0!"},{"$error":"#DIV/0!"},{"$error":"#DIV/0!"},{"$error":"#DIV/0!"},{"$error":"#DIV/0!"},{"$error":"#DIV/0!"},{"$error":"#DIV/0!"},"暖房時エネルギー消費電力比","εw"]
[null,null,"暖房能力",{"$f":"($Z$47-0.65*$Z$47)/14*(D$366-7)+$Z$47","v":0},0,0,0,0,0,0,0,0,0,0,0,0,0,0,0,0,0,0,0,0,0,0,0,0,0,0,0,0,0,0,0,0,0,0,0,0,0,0,0,0,0,"暖房能力","Φw"]
[null,null,"着霜時暖房能力",{"$f":"($Z$51-0.65*$Z$47)/9*(D$366-2)+$Z$51","v":0},{"$f":"($Z$51-0.65*$Z$47)/9*(E$366-2)+$Z$51","v":0},0,0,0,0,0,0,0,0,0,null,null,null,null,null,null,null,null,null,null,null,null,null,null,null,null,null,null,null,null,null,null,null,null,null,null,null,null,null,null,null,"着霜時暖房能力","Φwf"]
[null,null,"暖房エネルギー消費量",{"$f":"($Z$48-0.93*$Z$48)/14*(D$366-7)+$Z$48","v":0},0,0,0,0,0,0,0,0,0,0,0,0,0,0,0,0,0,0,0,0,0,0,0,0,0,0,0,0,0,0,0,0,0,0,0,0,0,0,0,0,0,"暖房エネルギー消費量","Pw"]
[null,null,"暖房ガス消費量",{"$f":"($Z$52-0.93*$Z$48)/9*(D$366-2)+$Z$52","v":0},{"$f":"($Z$52-0.93*$Z$48)/9*(E$366-2)+$Z$52","v":0},0,0,0,0,0,0,0,0,0,null,null,null,null,null,null,null,null,null,null,null,null,null,null,null,null,null,null,null,null,null,null,null,null,null,null,null,null,null,null,null,"暖房ガス消費量","Pwf"]
[null,null,"暖房COP",{"$f":"D577/(D579+$Z$49*$I$46*D$380)","v":{"$error":"#DIV/0!"}},{"$f":"E577/(E579+$Z$49*$I$46*E$380)","v":{"$error":"#DIV/0!"}},{"$error":"#DIV/0!"},{"$error":"#DIV/0!"},{"$error":"#DIV/0!"},{"$error":"#DIV/0!"},{"$error":"#DIV/0!"},{"$error":"#DIV/0!"},{"$error":"#DIV/0!"},{"$error":"#DIV/0!"},{"$error":"#DIV/0!"},{"$f":"O576/(O578+$Z$49*$I$46*O$380)","v":{"$error":"#DIV/0!"}},{"$f":"P576/(P578+$Z$49*$I$46*P$380)","v":{"$error":"#DIV/0!"}},{"$error":"#DIV/0!"},{"$error":"#DIV/0!"},{"$error":"#DIV/0!"},{"$error":"#DIV/0!"},{"$error":"#DIV/0!"},{"$error":"#DIV/0!"},{"$error":"#DIV/0!"},{"$error":"#DIV/0!"},{"$error":"#DIV/0!"},{"$error":"#DIV/0!"},{"$error":"#DIV/0!"},{"$error":"#DIV/0!"},{"$error":"#DIV/0!"},{"$error":"#DIV/0!"},{"$error":"#DIV/0!"},{"$error":"#DIV/0!"},{"$error":"#DIV/0!"},{"$error":"#DIV/0!"},{"$error":"#DIV/0!"},{"$error":"#DIV/0!"},{"$error":"#DIV/0!"},{"$error":"#DIV/0!"},{"$error":"#DIV/0!"},{"$error":"#DIV/0!"},{"$error":"#DIV/0!"},{"$error":"#DIV/0!"},{"$error":"#DIV/0!"},{"$error":"#DIV/0!"},{"$error":"#DIV/0!"},"暖房COP","σw"]
[null,null,"暖房COP比",{"$f":"D580/$Z$50","v":{"$error":"#DIV/0!"}},{"$f":"E580/$Z$50","v":{"$error":"#DIV/0!"}},{"$error":"#DIV/0!"},{"$error":"#DIV/0!"},{"$error":"#DIV/0!"},{"$error":"#DIV/0!"},{"$error":"#DIV/0!"},{"$error":"#DIV/0!"},{"$error":"#DIV/0!"},{"$error":"#DIV/0!"},{"$error":"#DIV/0!"},{"$error":"#DIV/0!"},{"$error":"#DIV/0!"},{"$error":"#DIV/0!"},{"$error":"#DIV/0!"},{"$error":"#DIV/0!"},{"$error":"#DIV/0!"},{"$error":"#DIV/0!"},{"$error":"#DIV/0!"},{"$error":"#DIV/0!"},{"$error":"#DIV/0!"},{"$error":"#DIV/0!"},{"$error":"#DIV/0!"},{"$error":"#DIV/0!"},{"$error":"#DIV/0!"},{"$error":"#DIV/0!"},{"$error":"#DIV/0!"},{"$error":"#DIV/0!"},{"$error":"#DIV/0!"},{"$error":"#DIV/0!"},{"$error":"#DIV/0!"},{"$error":"#DIV/0!"},{"$error":"#DIV/0!"},{"$error":"#DIV/0!"},{"$error":"#DIV/0!"},{"$error":"#DIV/0!"},{"$error":"#DIV/0!"},{"$error":"#DIV/0!"},{"$error":"#DIV/0!"},{"$error":"#DIV/0!"},{"$error":"#DIV/0!"},{"$error":"#DIV/0!"},"暖房COP比","βw"]
[null,null,"∑",{"$f":"D$379*D575*D$382","v":{"$error":"#DIV/0!"}},{"$f":"E$379*E575*E$382","v":{"$error":"#DIV/0!"}},{"$error":"#DIV/0!"},{"$error":"#DIV/0!"},{"$error":"#DIV/0!"},{"$error":"#DIV/0!"},{"$error":"#DIV/0!"},{"$error":"#DIV/0!"},{"$error":"#DIV/0!"},{"$error":"#DIV/0!"},{"$error":"#DIV/0!"},{"$f":"O$379*O575*O$382","v":{"$error":"#DIV/0!"}},{"$error":"#DIV/0!"},{"$error":"#DIV/0!"},{"$error":"#DIV/0!"},{"$error":"#DIV/0!"},{"$error":"#DIV/0!"},{"$error":"#DIV/0!"},{"$error":"#DIV/0!"},{"$error":"#DIV/0!"},{"$error":"#DIV/0!"},{"$error":"#DIV/0!"},{"$error":"#DIV/0!"},{"$error":"#DIV/0!"},{"$error":"#DIV/0!"},{"$error":"#DIV/0!"},{"$error":"#DIV/0!"},{"$error":"#DIV/0!"},{"$error":"#DIV/0!"},{"$error":"#DIV/0!"},{"$error":"#DIV/0!"},{"$error":"#DIV/0!"},{"$error":"#DIV/0!"},{"$error":"#DIV/0!"},{"$error":"#DIV/0!"},{"$error":"#DIV/0!"},{"$error":"#DIV/0!"},{"$error":"#DIV/0!"},{"$error":"#DIV/0!"},{"$error":"#DIV/0!"},{"$error":"#DIV/0!"},{"$error":"#DIV/0!"},"∑"]
[null,null,"Φwd/σww",{"$f":"$AB$26/$Z$53","v":{"$error":"#VALUE!"}},{"$error":"#VALUE!"},{"$error":"#VALUE!"},{"$error":"#VALUE!"},{"$error":"#VALUE!"},{"$error":"#VALUE!"},{"$error":"#VALUE!"},{"$error":"#VALUE!"},{"$error":"#VALUE!"},{"$error":"#VALUE!"},{"$error":"#VALUE!"},{"$f":"$AB$26/$Z$50","v":{"$error":"#VALUE!"}},{"$error":"#VALUE!"},{"$error":"#VALUE!"},{"$error":"#VALUE!"},{"$error":"#VALUE!"},{"$error":"#VALUE!"},{"$error":"#VALUE!"},{"$error":"#VALUE!"},{"$error":"#VALUE!"},{"$error":"#VALUE!"},{"$error":"#VALUE!"},{"$error":"#VALUE!"},{"$error":"#VALUE!"},{"$error":"#VALUE!"},{"$error":"#VALUE!"},{"$error":"#VALUE!"},{"$error":"#VALUE!"},{"$error":"#VALUE!"},{"$error":"#VALUE!"},{"$error":"#VALUE!"},{"$error":"#VALUE!"},{"$error":"#VALUE!"},{"$error":"#VALUE!"},{"$error":"#VALUE!"},{"$error":"#VALUE!"},{"$error":"#VALUE!"},{"$error":"#VALUE!"},{"$error":"#VALUE!"},{"$error":"#VALUE!"},{"$error":"#VALUE!"},{"$error":"#VALUE!"}]
[null,null,"エネルギー使用量",{"$f":"D583*D582","v":{"$error":"#VALUE!"}},{"$f":"E583*E582","v":{"$error":"#VALUE!"}},{"$f":"F583*F582","v":{"$error":"#VALUE!"}},{"$f":"G583*G582","v":{"$error":"#VALUE!"}},{"$f":"H583*H582","v":{"$error":"#VALUE!"}},{"$f":"I583*I582","v":{"$error":"#VALUE!"}},{"$f":"J583*J582","v":{"$error":"#VALUE!"}},{"$f":"K583*K582","v":{"$error":"#VALUE!"}},{"$f":"L583*L582","v":{"$error":"#VALUE!"}},{"$f":"M583*M582","v":{"$error":"#VALUE!"}},{"$f":"N583*N582","v":{"$error":"#VALUE!"}},{"$f":"O583*O582","v":{"$error":"#VALUE!"}},{"$f":"P583*P582","v":{"$error":"#VALUE!"}},{"$f":"Q583*Q582","v":{"$error":"#VALUE!"}},{"$f":"R583*R582","v":{"$error":"#VALUE!"}},{"$f":"S583*S582","v":{"$error":"#VALUE!"}},{"$f":"T583*T582","v":{"$error":"#VALUE!"}},{"$f":"U583*U582","v":{"$error":"#VALUE!"}},{"$f":"V583*V582","v":{"$error":"#VALUE!"}},{"$f":"W583*W582","v":{"$error":"#VALUE!"}},{"$f":"X583*X582","v":{"$error":"#VALUE!"}},{"$f":"Y583*Y582","v":{"$error":"#VALUE!"}},{"$f":"Z583*Z582","v":{"$error":"#VALUE!"}},{"$f":"AA583*AA582","v":{"$error":"#VALUE!"}},{"$f":"AB583*AB582","v":{"$error":"#VALUE!"}},{"$f":"AC583*AC582","v":{"$error":"#VALUE!"}},{"$f":"AD583*AD582","v":{"$error":"#VALUE!"}},{"$f":"AE583*AE582","v":{"$error":"#VALUE!"}},{"$f":"AF583*AF582","v":{"$error":"#VALUE!"}},{"$f":"AG583*AG582","v":{"$error":"#VALUE!"}},{"$f":"AH583*AH582","v":{"$error":"#VALUE!"}},{"$f":"AI583*AI582","v":{"$error":"#VALUE!"}},{"$f":"AJ583*AJ582","v":{"$error":"#VALUE!"}},{"$f":"AK583*AK582","v":{"$error":"#VALUE!"}},{"$f":"AL583*AL582","v":{"$error":"#VALUE!"}},{"$f":"AM583*AM582","v":{"$error":"#VALUE!"}},{"$f":"AN583*AN582","v":{"$error":"#VALUE!"}},{"$f":"AO583*AO582","v":{"$error":"#VALUE!"}},{"$f":"AP583*AP582","v":{"$error":"#VALUE!"}},{"$f":"AQ583*AQ582","v":{"$error":"#VALUE!"}},{"$f":"AR583*AR582","v":{"$error":"#VALUE!"}},{"$f":"AS583*AS582","v":{"$error":"#VALUE!"}},{"$f":"SUM(D584:AS584)","v":{"$error":"#VALUE!"}}]

{"sheet":"温暖地(γ個別入力)","index":3,"n_rows":540,"n_cols":67,"rows_kept":540,"cut":false,"hidden":false,"merged":[[1,2,1,3],[2,2,2,3],[3,2,3,3],[5,2,5,3],[6,2,6,3],[55,7,55,8],[8,34,8,36],[8,39,8,41],[9,3,9,26],[9,31,10,31],[9,33,10,33],[9,36,10,36],[9,38,10,38],[9,41,10,41],[8,29,8,31],[24,3,25,3],[27,3,37,3],[41,3,51,3],[55,3,55,4],[55,5,55,6],[75,3,75,4],[75,5,75,6],[75,7,75,8],[92,49,113,50],[95,3,95,4],[95,5,95,6],[95,7,95,8],[115,3,115,4],[115,5,115,6],[115,7,115,8],[135,3,135,4],[135,5,135,6],[135,7,135,8],[263,1,268,1],[155,3,155,4],[155,5,155,6],[155,7,155,8],[174,3,174,26],[190,3,190,26],[206,3,206,26],[222,3,222,44],[239,1,244,1],[245,1,250,1],[251,1,256,1],[257,1,262,1],[336,1,341,1],[269,1,274,1],[275,1,280,1],[281,1,286,1],[287,1,292,1],[293,1,298,1],[300,1,305,1],[306,1,311,1],[312,1,317,1],[318,1,323,1],[324,1,329,1],[330,1,335,1],[435,1,442,1],[342,1,347,1],[348,1,353,1],[354,1,359,1],[362,3,362,44],[379,1,386,1],[387,1,394,1],[395,1,402,1],[403,1,410,1],[411,1,418,1],[419,1,426,1],[427,1,434,1],[532,1,539,1],[443,1,450,1],[451,1,458,1],[460,1,467,1],[468,1,475,1],[476,1,483,1],[484,1,491,1],[492,1,499,1],[500,1,507,1],[508,1,515,1],[516,1,523,1],[524,1,531,1]]}
[]
[null,null,"GHPの設置場所"]
[null,null,{"$f":"IF(必ずこのシートから始めてください!$L$8=\"\",\"\",必ずこのシートから始めてください!$L$8)","v":""},null,null,"手順1：空調を行う月、時間を下記の指定の色で塗る(指定の色以外で塗ると計算できません。)"]
[null,null,{"$f":"VLOOKUP($C$3,γ一覧表!$C$3:$E$50,2,FALSE)","v":{"$error":"#N/A"}},null,null,null,"冷房","青","【左から5列目、一番薄い色(アクセント1,白＋基本色80％)】"]
[null,null,null,null,null,null,"暖房","オレンジ","【左から6番目、一番薄い色(アクセント2,白＋基本色80％)】"]
[null,null,"使用するγ値",null,null,"手順2：各月の運転日数を入力する"]
[null,null,{"$f":"IF(必ずこのシートから始めてください!$L$22=\"\",\"---\",IF(必ずこのシートから始めてください!$L$22>1,\"---\",必ずこのシートから始めてください!$L$22))","v":"---"},null,null,"手順3：Ctrl + Alt + F9を同時に押す",null,null,null,null,null,null,null,null,null,null,null,"●時刻別平均気温表記載の数値は、選択された都道府県の県庁所在地の月別、時刻別平均気温"]
[null,null,null,null,null,"手順4：黄色のセルに値を入力する(緑は自動計算)",null,null,null,null,null,null,null,null,null,null,null,"●本データは気象庁発表の1992年4月1日から2022年3月31日までの30年の1時間データを整理したもの"]
[null,null,"時刻別平均気温[℃]",null,null,null,null,null,null,null,null,null,null,null,null,null,null,"●2月はうるう日を含みます"]
[null,null,null," 時刻",null,null,null,null,null,null,null,null,null,null,null,null,null,null,null,null,null,null,null,null,null,null,null,{"$f":"SUM(AB12:AB23)","v":0},{"$f":"必ずこのシートから始めてください!$M$3","v":"Ver.1.2"}]
[null,null,"月",0,1,2,3,4,5,6,7,8,9,10,11,12,13,14,15,16,17,18,19,20,21,22,23,"運転日数","月"]
[null,null,4,{"$f":"IFERROR(INDIRECT($C$4&\"!B5\"),\"\")","v":""},{"$f":"IFERROR(INDIRECT($C$4&\"!C5\"),\"\")","v":""},{"$f":"IFERROR(INDIRECT($C$4&\"!D5\"),\"\")","v":""},{"$f":"IFERROR(INDIRECT($C$4&\"!E5\"),\"\")","v":""},{"$f":"IFERROR(INDIRECT($C$4&\"!F5\"),\"\")","v":""},{"$f":"IFERROR(INDIRECT($C$4&\"!G5\"),\"\")","v":""},{"$f":"IFERROR(INDIRECT($C$4&\"!H5\"),\"\")","v":""},{"$f":"IFERROR(INDIRECT($C$4&\"!I5\"),\"\")","v":""},{"$f":"IFERROR(INDIRECT($C$4&\"!J5\"),\"\")","v":""},{"$f":"IFERROR(INDIRECT($C$4&\"!K5\"),\"\")","v":""},{"$f":"IFERROR(INDIRECT($C$4&\"!L5\"),\"\")","v":""},{"$f":"IFERROR(INDIRECT($C$4&\"!M5\"),\"\")","v":""},{"$f":"IFERROR(INDIRECT($C$4&\"!N5\"),\"\")","v":""},{"$f":"IFERROR(INDIRECT($C$4&\"!O5\"),\"\")","v":""},{"$f":"IFERROR(INDIRECT($C$4&\"!P5\"),\"\")","v":""},{"$f":"IFERROR(INDIRECT($C$4&\"!Q5\"),\"\")","v":""},{"$f":"IFERROR(INDIRECT($C$4&\"!R5\"),\"\")","v":""},{"$f":"IFERROR(INDIRECT($C$4&\"!S5\"),\"\")","v":""},{"$f":"IFERROR(INDIRECT($C$4&\"!T5\"),\"\")","v":""},{"$f":"IFERROR(INDIRECT($C$4&\"!U5\"),\"\")","v":""},{"$f":"IFERROR(INDIRECT($C$4&\"!V5\"),\"\")","v":""},{"$f":"IFERROR(INDIRECT($C$4&\"!W5\"),\"\")","v":""},{"$f":"IFERROR(INDIRECT($C$4&\"!X5\"),\"\")","v":""},{"$f":"IFERROR(INDIRECT($C$4&\"!Y5\"),\"\")","v":""},null,4]
[null,null,5,{"$f":"IFERROR(INDIRECT($C$4&\"!B6\"),\"\")","v":""},{"$f":"IFERROR(INDIRECT($C$4&\"!C6\"),\"\")","v":""},{"$f":"IFERROR(INDIRECT($C$4&\"!D6\"),\"\")","v":""},{"$f":"IFERROR(INDIRECT($C$4&\"!E6\"),\"\")","v":""},{"$f":"IFERROR(INDIRECT($C$4&\"!F6\"),\"\")","v":""},{"$f":"IFERROR(INDIRECT($C$4&\"!G6\"),\"\")","v":""},{"$f":"IFERROR(INDIRECT($C$4&\"!H6\"),\"\")","v":""},{"$f":"IFERROR(INDIRECT($C$4&\"!I6\"),\"\")","v":""},{"$f":"IFERROR(INDIRECT($C$4&\"!J6\"),\"\")","v":""},{"$f":"IFERROR(INDIRECT($C$4&\"!K6\"),\"\")","v":""},{"$f":"IFERROR(INDIRECT($C$4&\"!L6\"),\"\")","v":""},{"$f":"IFERROR(INDIRECT($C$4&\"!M6\"),\"\")","v":""},{"$f":"IFERROR(INDIRECT($C$4&\"!N6\"),\"\")","v":""},{"$f":"IFERROR(INDIRECT($C$4&\"!O6\"),\"\")","v":""},{"$f":"IFERROR(INDIRECT($C$4&\"!P6\"),\"\")","v":""},{"$f":"IFERROR(INDIRECT($C$4&\"!Q6\"),\"\")","v":""},{"$f":"IFERROR(INDIRECT($C$4&\"!R6\"),\"\")","v":""},{"$f":"IFERROR(INDIRECT($C$4&\"!S6\"),\"\")","v":""},{"$f":"IFERROR(INDIRECT($C$4&\"!T6\"),\"\")","v":""},{"$f":"IFERROR(INDIRECT($C$4&\"!U6\"),\"\")","v":""},{"$f":"IFERROR(INDIRECT($C$4&\"!V6\"),\"\")","v":""},{"$f":"IFERROR(INDIRECT($C$4&\"!W6\"),\"\")","v":""},{"$f":"IFERROR(INDIRECT($C$4&\"!X6\"),\"\")","v":""},{"$f":"IFERROR(INDIRECT($C$4&\"!Y6\"),\"\")","v":""},null,5]
[null,null,6,{"$f":"IFERROR(INDIRECT($C$4&\"!B7\"),\"\")","v":""},{"$f":"IFERROR(INDIRECT($C$4&\"!C7\"),\"\")","v":""},{"$f":"IFERROR(INDIRECT($C$4&\"!D7\"),\"\")","v":""},{"$f":"IFERROR(INDIRECT($C$4&\"!E7\"),\"\")","v":""},{"$f":"IFERROR(INDIRECT($C$4&\"!F7\"),\"\")","v":""},{"$f":"IFERROR(INDIRECT($C$4&\"!G7\"),\"\")","v":""},{"$f":"IFERROR(INDIRECT($C$4&\"!H7\"),\"\")","v":""},{"$f":"IFERROR(INDIRECT($C$4&\"!I7\"),\"\")","v":""},{"$f":"IFERROR(INDIRECT($C$4&\"!J7\"),\"\")","v":""},{"$f":"IFERROR(INDIRECT($C$4&\"!K7\"),\"\")","v":""},{"$f":"IFERROR(INDIRECT($C$4&\"!L7\"),\"\")","v":""},{"$f":"IFERROR(INDIRECT($C$4&\"!M7\"),\"\")","v":""},{"$f":"IFERROR(INDIRECT($C$4&\"!N7\"),\"\")","v":""},{"$f":"IFERROR(INDIRECT($C$4&\"!O7\"),\"\")","v":""},{"$f":"IFERROR(INDIRECT($C$4&\"!P7\"),\"\")","v":""},{"$f":"IFERROR(INDIRECT($C$4&\"!Q7\"),\"\")","v":""},{"$f":"IFERROR(INDIRECT($C$4&\"!R7\"),\"\")","v":""},{"$f":"IFERROR(INDIRECT($C$4&\"!S7\"),\"\")","v":""},{"$f":"IFERROR(INDIRECT($C$4&\"!T7\"),\"\")","v":""},{"$f":"IFERROR(INDIRECT($C$4&\"!U7\"),\"\")","v":""},{"$f":"IFERROR(INDIRECT($C$4&\"!V7\"),\"\")","v":""},{"$f":"IFERROR(INDIRECT($C$4&\"!W7\"),\"\")","v":""},{"$f":"IFERROR(INDIRECT($C$4&\"!X7\"),\"\")","v":""},{"$f":"IFERROR(INDIRECT($C$4&\"!Y7\"),\"\")","v":""},null,6]
[null,null,7,{"$f":"IFERROR(INDIRECT($C$4&\"!B8\"),\"\")","v":""},{"$f":"IFERROR(INDIRECT($C$4&\"!C8\"),\"\")","v":""},{"$f":"IFERROR(INDIRECT($C$4&\"!D8\"),\"\")","v":""},{"$f":"IFERROR(INDIRECT($C$4&\"!E8\"),\"\")","v":""},{"$f":"IFERROR(INDIRECT($C$4&\"!F8\"),\"\")","v":""},{"$f":"IFERROR(INDIRECT($C$4&\"!G8\"),\"\")","v":""},{"$f":"IFERROR(INDIRECT($C$4&\"!H8\"),\"\")","v":""},{"$f":"IFERROR(INDIRECT($C$4&\"!I8\"),\"\")","v":""},{"$f":"IFERROR(INDIRECT($C$4&\"!J8\"),\"\")","v":""},{"$f":"IFERROR(INDIRECT($C$4&\"!K8\"),\"\")","v":""},{"$f":"IFERROR(INDIRECT($C$4&\"!L8\"),\"\")","v":""},{"$f":"IFERROR(INDIRECT($C$4&\"!M8\"),\"\")","v":""},{"$f":"IFERROR(INDIRECT($C$4&\"!N8\"),\"\")","v":""},{"$f":"IFERROR(INDIRECT($C$4&\"!O8\"),\"\")","v":""},{"$f":"IFERROR(INDIRECT($C$4&\"!P8\"),\"\")","v":""},{"$f":"IFERROR(INDIRECT($C$4&\"!Q8\"),\"\")","v":""},{"$f":"IFERROR(INDIRECT($C$4&\"!R8\"),\"\")","v":""},{"$f":"IFERROR(INDIRECT($C$4&\"!S8\"),\"\")","v":""},{"$f":"IFERROR(INDIRECT($C$4&\"!T8\"),\"\")","v":""},{"$f":"IFERROR(INDIRECT($C$4&\"!U8\"),\"\")","v":""},{"$f":"IFERROR(INDIRECT($C$4&\"!V8\"),\"\")","v":""},{"$f":"IFERROR(INDIRECT($C$4&\"!W8\"),\"\")","v":""},{"$f":"IFERROR(INDIRECT($C$4&\"!X8\"),\"\")","v":""},{"$f":"IFERROR(INDIRECT($C$4&\"!Y8\"),\"\")","v":""},null,7]
[null,null,8,{"$f":"IFERROR(INDIRECT($C$4&\"!B9\"),\"\")","v":""},{"$f":"IFERROR(INDIRECT($C$4&\"!C9\"),\"\")","v":""},{"$f":"IFERROR(INDIRECT($C$4&\"!D9\"),\"\")","v":""},{"$f":"IFERROR(INDIRECT($C$4&\"!E9\"),\"\")","v":""},{"$f":"IFERROR(INDIRECT($C$4&\"!F9\"),\"\")","v":""},{"$f":"IFERROR(INDIRECT($C$4&\"!G9\"),\"\")","v":""},{"$f":"IFERROR(INDIRECT($C$4&\"!H9\"),\"\")","v":""},{"$f":"IFERROR(INDIRECT($C$4&\"!I9\"),\"\")","v":""},{"$f":"IFERROR(INDIRECT($C$4&\"!J9\"),\"\")","v":""},{"$f":"IFERROR(INDIRECT($C$4&\"!K9\"),\"\")","v":""},{"$f":"IFERROR(INDIRECT($C$4&\"!L9\"),\"\")","v":""},{"$f":"IFERROR(INDIRECT($C$4&\"!M9\"),\"\")","v":""},{"$f":"IFERROR(INDIRECT($C$4&\"!N9\"),\"\")","v":""},{"$f":"IFERROR(INDIRECT($C$4&\"!O9\"),\"\")","v":""},{"$f":"IFERROR(INDIRECT($C$4&\"!P9\"),\"\")","v":""},{"$f":"IFERROR(INDIRECT($C$4&\"!Q9\"),\"\")","v":""},{"$f":"IFERROR(INDIRECT($C$4&\"!R9\"),\"\")","v":""},{"$f":"IFERROR(INDIRECT($C$4&\"!S9\"),\"\")","v":""},{"$f":"IFERROR(INDIRECT($C$4&\"!T9\"),\"\")","v":""},{"$f":"IFERROR(INDIRECT($C$4&\"!U9\"),\"\")","v":""},{"$f":"IFERROR(INDIRECT($C$4&\"!V9\"),\"\")","v":""},{"$f":"IFERROR(INDIRECT($C$4&\"!W9\"),\"\")","v":""},{"$f":"IFERROR(INDIRECT($C$4&\"!X9\"),\"\")","v":""},{"$f":"IFERROR(INDIRECT($C$4&\"!Y9\"),\"\")","v":""},null,8]
[null,null,9,{"$f":"IFERROR(INDIRECT($C$4&\"!B10\"),\"\")","v":""},{"$f":"IFERROR(INDIRECT($C$4&\"!C10\"),\"\")","v":""},{"$f":"IFERROR(INDIRECT($C$4&\"!D10\"),\"\")","v":""},{"$f":"IFERROR(INDIRECT($C$4&\"!e10\"),\"\")","v":""},{"$f":"IFERROR(INDIRECT($C$4&\"!F10\"),\"\")","v":""},{"$f":"IFERROR(INDIRECT($C$4&\"!G10\"),\"\")","v":""},{"$f":"IFERROR(INDIRECT($C$4&\"!H10\"),\"\")","v":""},{"$f":"IFERROR(INDIRECT($C$4&\"!I10\"),\"\")","v":""},{"$f":"IFERROR(INDIRECT($C$4&\"!J10\"),\"\")","v":""},{"$f":"IFERROR(INDIRECT($C$4&\"!K10\"),\"\")","v":""},{"$f":"IFERROR(INDIRECT($C$4&\"!L10\"),\"\")","v":""},{"$f":"IFERROR(INDIRECT($C$4&\"!M10\"),\"\")","v":""},{"$f":"IFERROR(INDIRECT($C$4&\"!N10\"),\"\")","v":""},{"$f":"IFERROR(INDIRECT($C$4&\"!O10\"),\"\")","v":""},{"$f":"IFERROR(INDIRECT($C$4&\"!P10\"),\"\")","v":""},{"$f":"IFERROR(INDIRECT($C$4&\"!Q10\"),\"\")","v":""},{"$f":"IFERROR(INDIRECT($C$4&\"!R10\"),\"\")","v":""},{"$f":"IFERROR(INDIRECT($C$4&\"!S10\"),\"\")","v":""},{"$f":"IFERROR(INDIRECT($C$4&\"!T10\"),\"\")","v":""},{"$f":"IFERROR(INDIRECT($C$4&\"!U10\"),\"\")","v":""},{"$f":"IFERROR(INDIRECT($C$4&\"!V10\"),\"\")","v":""},{"$f":"IFERROR(INDIRECT($C$4&\"!W10\"),\"\")","v":""},{"$f":"IFERROR(INDIRECT($C$4&\"!X10\"),\"\")","v":""},{"$f":"IFERROR(INDIRECT($C$4&\"!Y10\"),\"\")","v":""},null,9]
[null,null,10,{"$f":"IFERROR(INDIRECT($C$4&\"!B11\"),\"\")","v":""},{"$f":"IFERROR(INDIRECT($C$4&\"!C11\"),\"\")","v":""},{"$f":"IFERROR(INDIRECT($C$4&\"!D11\"),\"\")","v":""},{"$f":"IFERROR(INDIRECT($C$4&\"!E11\"),\"\")","v":""},{"$f":"IFERROR(INDIRECT($C$4&\"!F11\"),\"\")","v":""},{"$f":"IFERROR(INDIRECT($C$4&\"!G11\"),\"\")","v":""},{"$f":"IFERROR(INDIRECT($C$4&\"!H11\"),\"\")","v":""},{"$f":"IFERROR(INDIRECT($C$4&\"!I11\"),\"\")","v":""},{"$f":"IFERROR(INDIRECT($C$4&\"!J11\"),\"\")","v":""},{"$f":"IFERROR(INDIRECT($C$4&\"!K11\"),\"\")","v":""},{"$f":"IFERROR(INDIRECT($C$4&\"!L11\"),\"\")","v":""},{"$f":"IFERROR(INDIRECT($C$4&\"!M11\"),\"\")","v":""},{"$f":"IFERROR(INDIRECT($C$4&\"!N11\"),\"\")","v":""},{"$f":"IFERROR(INDIRECT($C$4&\"!O11\"),\"\")","v":""},{"$f":"IFERROR(INDIRECT($C$4&\"!P11\"),\"\")","v":""},{"$f":"IFERROR(INDIRECT($C$4&\"!Q11\"),\"\")","v":""},{"$f":"IFERROR(INDIRECT($C$4&\"!R11\"),\"\")","v":""},{"$f":"IFERROR(INDIRECT($C$4&\"!S11\"),\"\")","v":""},{"$f":"IFERROR(INDIRECT($C$4&\"!T11\"),\"\")","v":""},{"$f":"IFERROR(INDIRECT($C$4&\"!U11\"),\"\")","v":""},{"$f":"IFERROR(INDIRECT($C$4&\"!V11\"),\"\")","v":""},{"$f":"IFERROR(INDIRECT($C$4&\"!W11\"),\"\")","v":""},{"$f":"IFERROR(INDIRECT($C$4&\"!X11\"),\"\")","v":""},{"$f":"IFERROR(INDIRECT($C$4&\"!Y11\"),\"\")","v":""},null,10]
[null,null,11,{"$f":"IFERROR(INDIRECT($C$4&\"!B12\"),\"\")","v":""},{"$f":"IFERROR(INDIRECT($C$4&\"!C12\"),\"\")","v":""},{"$f":"IFERROR(INDIRECT($C$4&\"!D12\"),\"\")","v":""},{"$f":"IFERROR(INDIRECT($C$4&\"!E12\"),\"\")","v":""},{"$f":"IFERROR(INDIRECT($C$4&\"!F12\"),\"\")","v":""},{"$f":"IFERROR(INDIRECT($C$4&\"!G12\"),\"\")","v":""},{"$f":"IFERROR(INDIRECT($C$4&\"!H12\"),\"\")","v":""},{"$f":"IFERROR(INDIRECT($C$4&\"!I12\"),\"\")","v":""},{"$f":"IFERROR(INDIRECT($C$4&\"!J12\"),\"\")","v":""},{"$f":"IFERROR(INDIRECT($C$4&\"!K12\"),\"\")","v":""},{"$f":"IFERROR(INDIRECT($C$4&\"!L12\"),\"\")","v":""},{"$f":"IFERROR(INDIRECT($C$4&\"!M12\"),\"\")","v":""},{"$f":"IFERROR(INDIRECT($C$4&\"!N12\"),\"\")","v":""},{"$f":"IFERROR(INDIRECT($C$4&\"!O12\"),\"\")","v":""},{"$f":"IFERROR(INDIRECT($C$4&\"!P12\"),\"\")","v":""},{"$f":"IFERROR(INDIRECT($C$4&\"!Q12\"),\"\")","v":""},{"$f":"IFERROR(INDIRECT($C$4&\"!R12\"),\"\")","v":""},{"$f":"IFERROR(INDIRECT($C$4&\"!S12\"),\"\")","v":""},{"$f":"IFERROR(INDIRECT($C$4&\"!T12\"),\"\")","v":""},{"$f":"IFERROR(INDIRECT($C$4&\"!U12\"),\"\")","v":""},{"$f":"IFERROR(INDIRECT($C$4&\"!V12\"),\"\")","v":""},{"$f":"IFERROR(INDIRECT($C$4&\"!W12\"),\"\")","v":""},{"$f":"IFERROR(INDIRECT($C$4&\"!X12\"),\"\")","v":""},{"$f":"IFERROR(INDIRECT($C$4&\"!Y12\"),\"\")","v":""},null,11]
[null,null,12,{"$f":"IFERROR(INDIRECT($C$4&\"!B13\"),\"\")","v":""},{"$f":"IFERROR(INDIRECT($C$4&\"!C13\"),\"\")","v":""},{"$f":"IFERROR(INDIRECT($C$4&\"!D13\"),\"\")","v":""},{"$f":"IFERROR(INDIRECT($C$4&\"!E13\"),\"\")","v":""},{"$f":"IFERROR(INDIRECT($C$4&\"!F13\"),\"\")","v":""},{"$f":"IFERROR(INDIRECT($C$4&\"!G13\"),\"\")","v":""},{"$f":"IFERROR(INDIRECT($C$4&\"!H13\"),\"\")","v":""},{"$f":"IFERROR(INDIRECT($C$4&\"!I13\"),\"\")","v":""},{"$f":"IFERROR(INDIRECT($C$4&\"!J13\"),\"\")","v":""},{"$f":"IFERROR(INDIRECT($C$4&\"!K13\"),\"\")","v":""},{"$f":"IFERROR(INDIRECT($C$4&\"!L13\"),\"\")","v":""},{"$f":"IFERROR(INDIRECT($C$4&\"!M13\"),\"\")","v":""},{"$f":"IFERROR(INDIRECT($C$4&\"!N13\"),\"\")","v":""},{"$f":"IFERROR(INDIRECT($C$4&\"!O13\"),\"\")","v":""},{"$f":"IFERROR(INDIRECT($C$4&\"!P13\"),\"\")","v":""},{"$f":"IFERROR(INDIRECT($C$4&\"!Q13\"),\"\")","v":""},{"$f":"IFERROR(INDIRECT($C$4&\"!R13\"),\"\")","v":""},{"$f":"IFERROR(INDIRECT($C$4&\"!S13\"),\"\")","v":""},{"$f":"IFERROR(INDIRECT($C$4&\"!T13\"),\"\")","v":""},{"$f":"IFERROR(INDIRECT($C$4&\"!U13\"),\"\")","v":""},{"$f":"IFERROR(INDIRECT($C$4&\"!V13\"),\"\")","v":""},{"$f":"IFERROR(INDIRECT($C$4&\"!W13\"),\"\")","v":""},{"$f":"IFERROR(INDIRECT($C$4&\"!X13\"),\"\")","v":""},{"$f":"IFERROR(INDIRECT($C$4&\"!Y13\"),\"\")","v":""},null,12]
[null,null,1,{"$f":"IFERROR(INDIRECT($C$4&\"!B14\"),\"\")","v":""},{"$f":"IFERROR(INDIRECT($C$4&\"!C14\"),\"\")","v":""},{"$f":"IFERROR(INDIRECT($C$4&\"!D14\"),\"\")","v":""},{"$f":"IFERROR(INDIRECT($C$4&\"!E14\"),\"\")","v":""},{"$f":"IFERROR(INDIRECT($C$4&\"!F14\"),\"\")","v":""},{"$f":"IFERROR(INDIRECT($C$4&\"!G14\"),\"\")","v":""},{"$f":"IFERROR(INDIRECT($C$4&\"!H14\"),\"\")","v":""},{"$f":"IFERROR(INDIRECT($C$4&\"!I14\"),\"\")","v":""},{"$f":"IFERROR(INDIRECT($C$4&\"!J14\"),\"\")","v":""},{"$f":"IFERROR(INDIRECT($C$4&\"!K14\"),\"\")","v":""},{"$f":"IFERROR(INDIRECT($C$4&\"!L14\"),\"\")","v":""},{"$f":"IFERROR(INDIRECT($C$4&\"!M14\"),\"\")","v":""},{"$f":"IFERROR(INDIRECT($C$4&\"!N14\"),\"\")","v":""},{"$f":"IFERROR(INDIRECT($C$4&\"!O14\"),\"\")","v":""},{"$f":"IFERROR(INDIRECT($C$4&\"!P14\"),\"\")","v":""},{"$f":"IFERROR(INDIRECT($C$4&\"!Q14\"),\"\")","v":""},{"$f":"IFERROR(INDIRECT($C$4&\"!R14\"),\"\")","v":""},{"$f":"IFERROR(INDIRECT($C$4&\"!S14\"),\"\")","v":""},{"$f":"IFERROR(INDIRECT($C$4&\"!T14\"),\"\")","v":""},{"$f":"IFERROR(INDIRECT($C$4&\"!U14\"),\"\")","v":""},{"$f":"IFERROR(INDIRECT($C$4&\"!V14\"),\"\")","v":""},{"$f":"IFERROR(INDIRECT($C$4&\"!W14\"),\"\")","v":""},{"$f":"IFERROR(INDIRECT($C$4&\"!X14\"),\"\")","v":""},{"$f":"IFERROR(INDIRECT($C$4&\"!Y14\"),\"\")","v":""},null,1]
[null,null,2,{"$f":"IFERROR(INDIRECT($C$4&\"!B15\"),\"\")","v":""},{"$f":"IFERROR(INDIRECT($C$4&\"!C15\"),\"\")","v":""},{"$f":"IFERROR(INDIRECT($C$4&\"!D15\"),\"\")","v":""},{"$f":"IFERROR(INDIRECT($C$4&\"!E15\"),\"\")","v":""},{"$f":"IFERROR(INDIRECT($C$4&\"!F15\"),\"\")","v":""},{"$f":"IFERROR(INDIRECT($C$4&\"!G15\"),\"\")","v":""},{"$f":"IFERROR(INDIRECT($C$4&\"!H15\"),\"\")","v":""},{"$f":"IFERROR(INDIRECT($C$4&\"!I15\"),\"\")","v":""},{"$f":"IFERROR(INDIRECT($C$4&\"!J15\"),\"\")","v":""},{"$f":"IFERROR(INDIRECT($C$4&\"!K15\"),\"\")","v":""},{"$f":"IFERROR(INDIRECT($C$4&\"!L15\"),\"\")","v":""},{"$f":"IFERROR(INDIRECT($C$4&\"!M15\"),\"\")","v":""},{"$f":"IFERROR(INDIRECT($C$4&\"!N15\"),\"\")","v":""},{"$f":"IFERROR(INDIRECT($C$4&\"!O15\"),\"\")","v":""},{"$f":"IFERROR(INDIRECT($C$4&\"!P15\"),\"\")","v":""},{"$f":"IFERROR(INDIRECT($C$4&\"!Q15\"),\"\")","v":""},{"$f":"IFERROR(INDIRECT($C$4&\"!R15\"),\"\")","v":""},{"$f":"IFERROR(INDIRECT($C$4&\"!S15\"),\"\")","v":""},{"$f":"IFERROR(INDIRECT($C$4&\"!T15\"),\"\")","v":""},{"$f":"IFERROR(INDIRECT($C$4&\"!U15\"),\"\")","v":""},{"$f":"IFERROR(INDIRECT($C$4&\"!V15\"),\"\")","v":""},{"$f":"IFERROR(INDIRECT($C$4&\"!W15\"),\"\")","v":""},{"$f":"IFERROR(INDIRECT($C$4&\"!X15\"),\"\")","v":""},{"$f":"IFERROR(INDIRECT($C$4&\"!Y15\"),\"\")","v":""},null,2]
[null,null,3,{"$f":"IFERROR(INDIRECT($C$4&\"!B16\"),\"\")","v":""},{"$f":"IFERROR(INDIRECT($C$4&\"!C16\"),\"\")","v":""},{"$f":"IFERROR(INDIRECT($C$4&\"!D16\"),\"\")","v":""},{"$f":"IFERROR(INDIRECT($C$4&\"!E16\"),\"\")","v":""},{"$f":"IFERROR(INDIRECT($C$4&\"!F16\"),\"\")","v":""},{"$f":"IFERROR(INDIRECT($C$4&\"!G16\"),\"\")","v":""},{"$f":"IFERROR(INDIRECT($C$4&\"!H16\"),\"\")","v":""},{"$f":"IFERROR(INDIRECT($C$4&\"!I16\"),\"\")","v":""},{"$f":"IFERROR(INDIRECT($C$4&\"!J16\"),\"\")","v":""},{"$f":"IFERROR(INDIRECT($C$4&\"!K16\"),\"\")","v":""},{"$f":"IFERROR(INDIRECT($C$4&\"!L16\"),\"\")","v":""},{"$f":"IFERROR(INDIRECT($C$4&\"!M16\"),\"\")","v":""},{"$f":"IFERROR(INDIRECT($C$4&\"!N16\"),\"\")","v":""},{"$f":"IFERROR(INDIRECT($C$4&\"!O16\"),\"\")","v":""},{"$f":"IFERROR(INDIRECT($C$4&\"!P16\"),\"\")","v":""},{"$f":"IFERROR(INDIRECT($C$4&\"!Q16\"),\"\")","v":""},{"$f":"IFERROR(INDIRECT($C$4&\"!R16\"),\"\")","v":""},{"$f":"IFERROR(INDIRECT($C$4&\"!S16\"),\"\")","v":""},{"$f":"IFERROR(INDIRECT($C$4&\"!T16\"),\"\")","v":""},{"$f":"IFERROR(INDIRECT($C$4&\"!U16\"),\"\")","v":""},{"$f":"IFERROR(INDIRECT($C$4&\"!V16\"),\"\")","v":""},{"$f":"IFERROR(INDIRECT($C$4&\"!W16\"),\"\")","v":""},{"$f":"IFERROR(INDIRECT($C$4&\"!X16\"),\"\")","v":""},{"$f":"IFERROR(INDIRECT($C$4&\"!Y16\"),\"\")","v":""},null,3]
[]
[null,null,null,"共通","冷房負荷ゼロ点",null,"冷房が不要になると思われる外気温度を入力",null,null,null,null,"Tco",18,"℃"]
[null,null,null,null,"暖房負荷ゼロ点",null,"暖房が不要になると思われる外気温度を入力",null,null,null,null,"Two",12,"℃"]
[]
[null,null,null,"設備導入前",null,null,null,null,null,null,null,null,null,null,null,null,"前1","前2","前3","前4","前5","前6","前7","前8","前9","前10"]
[null,null,null,null,"定格冷房能力",null,"GHPの仕様を入力",null,null,null,null,null,null,null,null,"Φco",22.4,null,null,null,null,null,null,null,null,null,"kW"]
[null,null,null,null,"定格冷房ガス消費量",null,"GHPの仕様を入力",null,null,null,null,null,null,null,null,"Pco",19.100000000000001,null,null,null,null,null,null,null,null,null,"kW"]
[null,null,null,null,"冷房消費電力",null,"GHPの仕様を入力",null,null,null,null,null,null,null,null,"Ac",0.38,null,null,null,null,null,null,null,null,null,"kW"]
[null,null,null,null,"定格冷房COP",null,"自動計算","(ep=",2.4,")",null,null,null,null,null,"σco",{"$f":"IFERROR(Q$29/(Q$30+Q$31*$I$32),\"\")","v":1.1193284029582249},{"$f":"IFERROR(R$29/(R$30+R$31*$I$32),\"\")","v":""},"","","","","","","","","σco＝Φco／(Pco+Ac×ep)"]
[null,null,null,null,"定格暖房能力",null,"GHPの仕様を入力",null,null,null,null,null,null,null,null,"Φwo",25,null,null,null,null,null,null,null,null,null,"kW"]
[null,null,null,null,"定格暖房ガス消費量",null,"GHPの仕様を入力",null,null,null,null,null,null,null,null,"Pwo",18.7,null,null,null,null,null,null,null,null,null,"kW"]
[null,null,null,null,"暖房消費電力",null,"GHPの仕様を入力",null,null,null,null,null,null,null,null,"Aw",0.47,null,null,null,null,null,null,null,null,null,"kW"]
[null,null,null,null,"定格暖房COP",null,"自動計算",null,null,null,null,null,null,null,null,"σwo",{"$f":"IFERROR(Q$33/(Q$34+Q$35*$I$32),\"\")","v":1.2608432519669155},{"$f":"IFERROR(R$33/(R$34+R$35*$I$32),\"\")","v":""},"","","","","","","","","σwo＝Φwo／(Pwo+Aw×ep)"]
[null,null,null,null,"最大冷房負荷",null,"設計時の値を入力（不明の際は空白のまま）",null,null,null,null,null,null,null,null,"Qc",null,null,null,null,null,null,null,null,null,null,"kW"]
[null,null,null,null,"台数",null,"同じ容量の空調機の台数を入力",null,null,null,null,null,null,null,null,null,null,null,null,null,null,null,null,null,null,null,"台"]
[null,null,null,null,null,null,null,null,null,null,null,null,null,null,null,null,{"$f":"IF(Q$37=\"\",0.8,IF(Q$37=0,0.8,IF(Q$29<Q$37,1,Q$37/Q$29)))","v":0.8},{"$f":"IF(R$37=\"\",0.8,IF(R$37=0,0.8,IF(R$29<R$37,1,R$37/R$29)))","v":0.8},0.8,0.8,0.8,0.8,0.8,0.8,0.8,0.8]
[]
[]
[null,null,null,"設備導入後",null,null,null,null,null,null,null,null,null,null,null,null,"後1","後2","後3","後4","後5","後6","後7","後8","後9","後10"]
[null,null,null,null,"定格冷房能力",null,"GHPの仕様を入力",null,null,null,null,null,null,null,null,"Φco",null,null,null,null,null,null,null,null,null,null,"kW"]
[null,null,null,null,"定格冷房ガス消費量",null,"GHPの仕様を入力",null,null,null,null,null,null,null,null,"Pco",null,null,null,null,null,null,null,null,null,null,"kW"]
[null,null,null,null,"冷房消費電力",null,"GHPの仕様を入力",null,null,null,null,null,null,null,null,"Ac",null,null,null,null,null,null,null,null,null,null,"kW"]
[null,null,null,null,"定格冷房COP",null,"自動計算","(ep=",2.4,")",null,null,null,null,null,"σco",{"$f":"IFERROR(Q$43/(Q$44+Q$45*$I$46),\"\")","v":""},{"$f":"IFERROR(R$43/(R$44+R$45*$I$46),\"\")","v":""},"","","","","","","","","σco＝Φco／(Pco+Ac×ep)"]
[null,null,null,null,"定格暖房能力",null,"GHPの仕様を入力",null,null,null,null,null,null,null,null,"Φwo",null,null,null,null,null,null,null,null,null,null,"kW"]
[null,null,null,null,"定格暖房ガス消費量",null,"GHPの仕様を入力",null,null,null,null,null,null,null,null,"Pwo",null,null,null,null,null,null,null,null,null,null,"kW"]
[null,null,null,null,"暖房消費電力",null,"GHPの仕様を入力",null,null,null,null,null,null,null,null,"Aw",null,null,null,null,null,null,null,null,null,null,"kW"]
[null,null,null,null,"定格暖房COP",null,"自動計算",null,null,null,null,null,null,null,null,"σwo",{"$f":"IFERROR(Q$47/(Q$48+Q$49*$I$46),\"\")","v":""},{"$f":"IFERROR(R$47/(R$48+R$49*$I$46),\"\")","v":""},"","","","","","","","","σwo＝Φwo／(Pwo+Aw×ep)"]
[null,null,null,null,"最大冷房負荷",null,"設計時の値を入力（不明の際は空白のまま）",null,null,null,null,null,null,null,null,"Qc",null,null,null,null,null,null,null,null,null,null,"kW"]
[null,null,null,null,"台数",null,"同じ容量の空調機の台数を入力",null,null,null,null,null,null,null,null,null,null,null,null,null,null,null,null,null,null,null,"台"]
[null,null,null,null,null,null,null,null,null,null,null,null,null,null,null,null,{"$f":"IF(Q$51=\"\",0.8,IF(Q$51=0,0.8,IF(Q$43<Q$51,1,Q$51/Q$43)))","v":0.8},{"$f":"IF(R$51=\"\",0.8,IF(R$51=0,0.8,IF(R$43<R$51,1,R$51/R$43)))","v":0.8},0.8,0.8,0.8,0.8,0.8,0.8,0.8,0.8]
[null,null,"設備導入前ガス使用量［MJ]"]
[null,null,null,"冷房(Gc)",null,"暖房(Gw)",null,"合計(G)"]
[null,null,null,{"$f":"IFERROR(D72*F58+G72*I58+J72*L58+M72*O58+P72*R58+S72*U58+V72*X58+Y72*AA58+AB72*AD58+AE72*AG58,\"\")","v":0},null,{"$f":"IFERROR(E72*F58+H72*I58+K72*L58+N72*O58+Q72*R58+T72*U58+W72*X58+Z72*AA58+AC72*AD58+AF72*AG58,\"\")","v":0},null,{"$f":"IFERROR(SUM(D56:G56),\"\")","v":0}]
[]
[null,null,null,"前1",null,{"$f":"IF($Q$38=\"\",1,$Q$38)","v":1},"前2",null,{"$f":"IF($R$38=\"\",1,$R$38)","v":1},"前3",null,{"$f":"IF($S$38=\"\",1,$S$38)","v":1},"前4",null,{"$f":"IF($T$38=\"\",1,$T$38)","v":1},"前5",null,{"$f":"IF($U$38=\"\",1,$U$38)","v":1},"前6",null,{"$f":"IF($V$38=\"\",1,$V$38)","v":1},"前7",null,{"$f":"IF($W$38=\"\",1,$W$38)","v":1},"前8",null,{"$f":"IF($X$38=\"\",1,$X$38)","v":1},"前9",null,{"$f":"IF($Y$38=\"\",1,$Y$38)","v":1},"前10",null,{"$f":"IF($Z$38=\"\",1,$Z$38)","v":1}]
[null,null,"月    期間","冷房","暖房","月合計","冷房","暖房","月合計","冷房","暖房","月合計","冷房","暖房","月合計","冷房","暖房","月合計","冷房","暖房","月合計","冷房","暖房","月合計","冷房","暖房","月合計","冷房","暖房","月合計","冷房","暖房","月合計","期間    月"]
[null,null,4,{"$f":"IF($C$7=\"---\",\"\",IFERROR(3.6*(D100-D80*$I$32),\"\"))","v":""},{"$f":"IF($C$7=\"---\",\"\",IFERROR(3.6*(E100-E80*$I$32),\"\"))","v":""},{"$f":"IFERROR(D$60+E$60,\"\")","v":""},{"$f":"IF($C$7=\"---\",\"\",IFERROR(3.6*(G100-G80*$I$32),\"\"))","v":""},{"$f":"IF($C$7=\"---\",\"\",IFERROR(3.6*(H100-H80*$I$32),\"\"))","v":""},{"$f":"IFERROR(G$60+H$60,\"\")","v":""},{"$f":"IF($C$7=\"---\",\"\",IFERROR(3.6*(J100-J80*$I$32),\"\"))","v":""},{"$f":"IF($C$7=\"---\",\"\",IFERROR(3.6*(K100-K80*$I$32),\"\"))","v":""},{"$f":"IFERROR(J$60+K$60,\"\")","v":""},{"$f":"IF($C$7=\"---\",\"\",IFERROR(3.6*(M100-M80*$I$32),\"\"))","v":""},{"$f":"IF($C$7=\"---\",\"\",IFERROR(3.6*(N100-N80*$I$32),\"\"))","v":""},{"$f":"IFERROR(M$60+N$60,\"\")","v":""},{"$f":"IF($C$7=\"---\",\"\",IFERROR(3.6*(P100-P80*$I$32),\"\"))","v":""},{"$f":"IF($C$7=\"---\",\"\",IFERROR(3.6*(Q100-Q80*$I$32),\"\"))","v":""},{"$f":"IFERROR(P$60+Q$60,\"\")","v":""},{"$f":"IF($C$7=\"---\",\"\",IFERROR(3.6*(S100-S80*$I$32),\"\"))","v":""},{"$f":"IF($C$7=\"---\",\"\",IFERROR(3.6*(T100-T80*$I$32),\"\"))","v":""},{"$f":"IFERROR(S$60+T$60,\"\")","v":""},{"$f":"IF($C$7=\"---\",\"\",IFERROR(3.6*(V100-V80*$I$32),\"\"))","v":""},{"$f":"IF($C$7=\"---\",\"\",IFERROR(3.6*(W100-W80*$I$32),\"\"))","v":""},{"$f":"IFERROR(V$60+W$60,\"\")","v":""},{"$f":"IF($C$7=\"---\",\"\",IFERROR(3.6*(Y100-Y80*$I$32),\"\"))","v":""},{"$f":"IF($C$7=\"---\",\"\",IFERROR(3.6*(Z100-Z80*$I$32),\"\"))","v":""},{"$f":"IFERROR(Y$60+Z$60,\"\")","v":""},{"$f":"IF($C$7=\"---\",\"\",IFERROR(3.6*(AB100-AB80*$I$32),\"\"))","v":""},{"$f":"IF($C$7=\"---\",\"\",IFERROR(3.6*(AC100-AC80*$I$32),\"\"))","v":""},{"$f":"IFERROR(AB$60+AC$60,\"\")","v":""},{"$f":"IF($C$7=\"---\",\"\",IFERROR(3.6*(AE100-AE80*$I$32),\"\"))","v":""},{"$f":"IF($C$7=\"---\",\"\",IFERROR(3.6*(AF100-AF80*$I$32),\"\"))","v":""},{"$f":"IFERROR(AE$60+AF$60,\"\")","v":""},4]
[null,null,5,{"$f":"IF($C$7=\"---\",\"\",IFERROR(3.6*(D101-D81*$I$32),\"\"))","v":""},"",{"$f":"IFERROR(D$61+E$61,\"\")","v":""},{"$f":"IF($C$7=\"---\",\"\",IFERROR(3.6*(G101-G81*$I$32),\"\"))","v":""},"",{"$f":"IFERROR(G$61+H$61,\"\")","v":""},{"$f":"IF($C$7=\"---\",\"\",IFERROR(3.6*(J101-J81*$I$32),\"\"))","v":""},"",{"$f":"IFERROR(J$61+K$61,\"\")","v":""},{"$f":"IF($C$7=\"---\",\"\",IFERROR(3.6*(M101-M81*$I$32),\"\"))","v":""},"",{"$f":"IFERROR(M$61+N$61,\"\")","v":""},{"$f":"IF($C$7=\"---\",\"\",IFERROR(3.6*(P101-P81*$I$32),\"\"))","v":""},"",{"$f":"IFERROR(P$61+Q$61,\"\")","v":""},{"$f":"IF($C$7=\"---\",\"\",IFERROR(3.6*(S101-S81*$I$32),\"\"))","v":""},"",{"$f":"IFERROR(S$61+T$61,\"\")","v":""},{"$f":"IF($C$7=\"---\",\"\",IFERROR(3.6*(V101-V81*$I$32),\"\"))","v":""},"",{"$f":"IFERROR(V$61+W$61,\"\")","v":""},{"$f":"IF($C$7=\"---\",\"\",IFERROR(3.6*(Y101-Y81*$I$32),\"\"))","v":""},"",{"$f":"IFERROR(Y$61+Z$61,\"\")","v":""},{"$f":"IF($C$7=\"---\",\"\",IFERROR(3.6*(AB101-AB81*$I$32),\"\"))","v":""},"",{"$f":"IFERROR(AB$61+AC$61,\"\")","v":""},{"$f":"IF($C$7=\"---\",\"\",IFERROR(3.6*(AE101-AE81*$I$32),\"\"))","v":""},"",{"$f":"IFERROR(AE$61+AF$61,\"\")","v":""},5]
[null,null,6,"","",{"$f":"IFERROR(D$62+E$62,\"\")","v":""},"","",{"$f":"IFERROR(G$62+H$62,\"\")","v":""},"","",{"$f":"IFERROR(J$62+K$62,\"\")","v":""},"","",{"$f":"IFERROR(M$62+N$62,\"\")","v":""},"","",{"$f":"IFERROR(P$62+Q$62,\"\")","v":""},{"$f":"IF($C$7=\"---\",\"\",IFERROR(3.6*(S102-S82*$I$32),\"\"))","v":""},"",{"$f":"IFERROR(S$62+T$62,\"\")","v":""},"","",{"$f":"IFERROR(V$62+W$62,\"\")","v":""},"","",{"$f":"IFERROR(Y$62+Z$62,\"\")","v":""},{"$f":"IF($C$7=\"---\",\"\",IFERROR(3.6*(AB102-AB82*$I$32),\"\"))","v":""},"",{"$f":"IFERROR(AB$62+AC$62,\"\")","v":""},"","",{"$f":"IFERROR(AE$62+AF$62,\"\")","v":""},6]
[null,null,7,"","",{"$f":"IFERROR(D$63+E$63,\"\")","v":""},"","",{"$f":"IFERROR(G$63+H$63,\"\")","v":""},"","",{"$f":"IFERROR(J$63+K$63,\"\")","v":""},"","",{"$f":"IFERROR(M$63+N$63,\"\")","v":""},"","",{"$f":"IFERROR(P$63+Q$63,\"\")","v":""},{"$f":"IF($C$7=\"---\",\"\",IFERROR(3.6*(S103-S83*$I$32),\"\"))","v":""},"",{"$f":"IFERROR(S$63+T$63,\"\")","v":""},"","",{"$f":"IFERROR(V$63+W$63,\"\")","v":""},"","",{"$f":"IFERROR(Y$63+Z$63,\"\")","v":""},{"$f":"IF($C$7=\"---\",\"\",IFERROR(3.6*(AB103-AB83*$I$32),\"\"))","v":""},"",{"$f":"IFERROR(AB$63+AC$63,\"\")","v":""},"","",{"$f":"IFERROR(AE$63+AF$63,\"\")","v":""},7]
[null,null,8,"","",{"$f":"IFERROR(D$64+E$64,\"\")","v":""},"","",{"$f":"IFERROR(G$64+H$64,\"\")","v":""},"","",{"$f":"IFERROR(J$64+K$64,\"\")","v":""},{"$f":"IF($C$7=\"---\",\"\",IFERROR(3.6*(M104-M84*$I$32),\"\"))","v":""},"",{"$f":"IFERROR(M$64+N$64,\"\")","v":""},"","",{"$f":"IFERROR(P$64+Q$64,\"\")","v":""},"","",{"$f":"IFERROR(S$64+T$64,\"\")","v":""},"","",{"$f":"IFERROR(V$64+W$64,\"\")","v":""},"","",{"$f":"IFERROR(Y$64+Z$64,\"\")","v":""},"","",{"$f":"IFERROR(AB$64+AC$64,\"\")","v":""},"","",{"$f":"IFERROR(AE$64+AF$64,\"\")","v":""},8]
[null,null,9,"","",{"$f":"IFERROR(D$65+E$65,\"\")","v":""},"","",{"$f":"IFERROR(G$65+H$65,\"\")","v":""},"","",{"$f":"IFERROR(J$65+K$65,\"\")","v":""},{"$f":"IF($C$7=\"---\",\"\",IFERROR(3.6*(M105-M85*$I$32),\"\"))","v":""},"",{"$f":"IFERROR(M$65+N$65,\"\")","v":""},"","",{"$f":"IFERROR(P$65+Q$65,\"\")","v":""},"","",{"$f":"IFERROR(S$65+T$65,\"\")","v":""},"","",{"$f":"IFERROR(V$65+W$65,\"\")","v":""},"","",{"$f":"IFERROR(Y$65+Z$65,\"\")","v":""},"","",{"$f":"IFERROR(AB$65+AC$65,\"\")","v":""},"","",{"$f":"IFERROR(AE$65+AF$65,\"\")","v":""},9]
[null,null,10,"","",{"$f":"IFERROR(D$66+E$66,\"\")","v":""},"","",{"$f":"IFERROR(G$66+H$66,\"\")","v":""},"","",{"$f":"IFERROR(J$66+K$66,\"\")","v":""},"","",{"$f":"IFERROR(M$66+N$66,\"\")","v":""},"","",{"$f":"IFERROR(P$66+Q$66,\"\")","v":""},"","",{"$f":"IFERROR(S$66+T$66,\"\")","v":""},"","",{"$f":"IFERROR(V$66+W$66,\"\")","v":""},"","",{"$f":"IFERROR(Y$66+Z$66,\"\")","v":""},"","",{"$f":"IFERROR(AB$66+AC$66,\"\")","v":""},"","",{"$f":"IFERROR(AE$66+AF$66,\"\")","v":""},10]
[null,null,11,"","",{"$f":"IFERROR(D$67+E$67,\"\")","v":""},"","",{"$f":"IFERROR(G$67+H$67,\"\")","v":""},"","",{"$f":"IFERROR(J$67+K$67,\"\")","v":""},"","",{"$f":"IFERROR(M$67+N$67,\"\")","v":""},"","",{"$f":"IFERROR(P$67+Q$67,\"\")","v":""},"","",{"$f":"IFERROR(S$67+T$67,\"\")","v":""},"","",{"$f":"IFERROR(V$67+W$67,\"\")","v":""},"","",{"$f":"IFERROR(Y$67+Z$67,\"\")","v":""},"","",{"$f":"IFERROR(AB$67+AC$67,\"\")","v":""},"","",{"$f":"IFERROR(AE$67+AF$67,\"\")","v":""},11]
[null,null,12,"","",{"$f":"IFERROR(D$68+E$68,\"\")","v":""},"","",{"$f":"IFERROR(G$68+H$68,\"\")","v":""},"","",{"$f":"IFERROR(J$68+K$68,\"\")","v":""},"","",{"$f":"IFERROR(M$68+N$68,\"\")","v":""},"","",{"$f":"IFERROR(P$68+Q$68,\"\")","v":""},"","",{"$f":"IFERROR(S$68+T$68,\"\")","v":""},"","",{"$f":"IFERROR(V$68+W$68,\"\")","v":""},"","",{"$f":"IFERROR(Y$68+Z$68,\"\")","v":""},"","",{"$f":"IFERROR(AB$68+AC$68,\"\")","v":""},"","",{"$f":"IFERROR(AE$68+AF$68,\"\")","v":""},12]
[null,null,1,"","",{"$f":"IFERROR(D$69+E$69,\"\")","v":""},"","",{"$f":"IFERROR(G$69+H$69,\"\")","v":""},"","",{"$f":"IFERROR(J$69+K$69,\"\")","v":""},"","",{"$f":"IFERROR(M$69+N$69,\"\")","v":""},"","",{"$f":"IFERROR(P$69+Q$69,\"\")","v":""},"","",{"$f":"IFERROR(S$69+T$69,\"\")","v":""},"","",{"$f":"IFERROR(V$69+W$69,\"\")","v":""},"","",{"$f":"IFERROR(Y$69+Z$69,\"\")","v":""},"","",{"$f":"IFERROR(AB$69+AC$69,\"\")","v":""},"","",{"$f":"IFERROR(AE$69+AF$69,\"\")","v":""},1]
[null,null,2,"","",{"$f":"IFERROR(D$70+E$70,\"\")","v":""},"","",{"$f":"IFERROR(G$70+H$70,\"\")","v":""},"","",{"$f":"IFERROR(J$70+K$70,\"\")","v":""},"","",{"$f":"IFERROR(M$70+N$70,\"\")","v":""},"","",{"$f":"IFERROR(P$70+Q$70,\"\")","v":""},"","",{"$f":"IFERROR(S$70+T$70,\"\")","v":""},"","",{"$f":"IFERROR(V$70+W$70,\"\")","v":""},"","",{"$f":"IFERROR(Y$70+Z$70,\"\")","v":""},"","",{"$f":"IFERROR(AB$70+AC$70,\"\")","v":""},"","",{"$f":"IFERROR(AE$70+AF$70,\"\")","v":""},2]
[null,null,3,"","",{"$f":"IFERROR(D$71+E$71,\"\")","v":""},"","",{"$f":"IFERROR(G$71+H$71,\"\")","v":""},"","",{"$f":"IFERROR(J$71+K$71,\"\")","v":""},"","",{"$f":"IFERROR(M$71+N$71,\"\")","v":""},"","",{"$f":"IFERROR(P$71+Q$71,\"\")","v":""},"","",{"$f":"IFERROR(S$71+T$71,\"\")","v":""},"","",{"$f":"IFERROR(V$71+W$71,\"\")","v":""},"","",{"$f":"IFERROR(Y$71+Z$71,\"\")","v":""},"","",{"$f":"IFERROR(AB$71+AC$71,\"\")","v":""},"","",{"$f":"IFERROR(AE$71+AF$71,\"\")","v":""},3]
[null,null,"合計",{"$f":"IFERROR(SUM($D$60:$D$71),\"\")","v":0},{"$f":"IFERROR(SUM($E$60:$E$71),\"\")","v":0},{"$f":"IFERROR(SUM(F$60:F$71),\"\")","v":0},{"$f":"IFERROR(SUM($G$60:$G$71),\"\")","v":0},{"$f":"IFERROR(SUM($H$60:$H$71),\"\")","v":0},{"$f":"IFERROR(SUM(I$60:I$71),\"\")","v":0},{"$f":"IFERROR(SUM($J$60:$J$71),\"\")","v":0},{"$f":"IFERROR(SUM($K$60:$K$71),\"\")","v":0},{"$f":"IFERROR(SUM(L$60:L$71),\"\")","v":0},{"$f":"IFERROR(SUM($M$60:$M$71),\"\")","v":0},{"$f":"IFERROR(SUM($N$60:$N$71),\"\")","v":0},{"$f":"IFERROR(SUM(O$60:O$71),\"\")","v":0},{"$f":"IFERROR(SUM($P$60:$P$71),\"\")","v":0},{"$f":"IFERROR(SUM($Q$60:$Q$71),\"\")","v":0},{"$f":"IFERROR(SUM(R$60:R$71),\"\")","v":0},{"$f":"IFERROR(SUM($S$60:$S$71),\"\")","v":0},{"$f":"IFERROR(SUM($T$60:$T$71),\"\")","v":0},{"$f":"IFERROR(SUM(U$60:U$71),\"\")","v":0},{"$f":"IFERROR(SUM($V$60:$V$71),\"\")","v":0},{"$f":"IFERROR(SUM($W$60:$W$71),\"\")","v":0},{"$f":"IFERROR(SUM(X$60:X$71),\"\")","v":0},{"$f":"IFERROR(SUM($Y$60:$Y$71),\"\")","v":0},{"$f":"IFERROR(SUM($Z$60:$Z$71),\"\")","v":0},{"$f":"IFERROR(SUM(AA$60:AA$71),\"\")","v":0},{"$f":"IFERROR(SUM($AB$60:$AB$71),\"\")","v":0},{"$f":"IFERROR(SUM($AC$60:$AC$71),\"\")","v":0},{"$f":"IFERROR(SUM(AD$60:AD$71),\"\")","v":0},{"$f":"IFERROR(SUM($AE$60:$AE$71),\"\")","v":0},{"$f":"IFERROR(SUM($AF$60:$AF$71),\"\")","v":0},{"$f":"IFERROR(SUM(AG$60:AG$71),\"\")","v":0},"合計"]
[]
[null,null,"設備導入前電力使用量[kWh]"]
[null,null,null,"冷房(Auxc)",null,"暖房(Auxw)",null,"合計(Aux)"]
[null,null,null,{"$f":"IFERROR(D92*F78+G92*I78+J92*L78+M92*O78+P92*R78+S92*U78+V92*X78+Y92*AA78+AB92*AD78+AE92*AG78,\"\")","v":0},null,{"$f":"IFERROR(E92*F78+H92*I78+K92*L78+N92*O78+Q92*R78+T92*U78+W92*X78+Z92*AA78+AC92*AD78+AF92*AG78,\"\")","v":0},null,{"$f":"IFERROR(SUM(D76:G76),\"\")","v":0}]
[]
[null,null,null,"前1",null,{"$f":"IF($Q$38=\"\",1,$Q$38)","v":1},"前2",null,{"$f":"IF($R$38=\"\",1,$R$38)","v":1},"前3",null,{"$f":"IF($S$38=\"\",1,$S$38)","v":1},"前4",null,{"$f":"IF($T$38=\"\",1,$T$38)","v":1},"前5",null,{"$f":"IF($U$38=\"\",1,$U$38)","v":1},"前6",null,{"$f":"IF($V$38=\"\",1,$V$38)","v":1},"前7",null,{"$f":"IF($W$38=\"\",1,$W$38)","v":1},"前8",null,{"$f":"IF($X$38=\"\",1,$X$38)","v":1},"前9",null,{"$f":"IF($Y$38=\"\",1,$Y$38)","v":1},"前10",null,{"$f":"IF($Z$38=\"\",1,$Z$38)","v":1}]
[null,null,"月    期間","冷房","暖房","月合計","冷房","暖房","月合計","冷房","暖房","月合計","冷房","暖房","月合計","冷房","暖房","月合計","冷房","暖房","月合計","冷房","暖房","月合計","冷房","暖房","月合計","冷房","暖房","月合計","冷房","暖房","月合計","期間    月"]
[null,null,4,{"$f":"IF($C$7=\"---\",\"\",IFERROR(D100*($Q$31*$I$32)/($Q$30+$Q$31*$I$32)/$I$32,\"\"))","v":""},{"$f":"IF($C$7=\"---\",\"\",IFERROR(E100*($Q$35*$I$32)/($Q$34+$Q$35*$I$32)/$I$32,\"\"))","v":""},{"$f":"IFERROR(D$80+E$80,\"\")","v":""},{"$f":"IF($C$7=\"---\",\"\",IFERROR(G100*($R$31*$I$32)/($R$30+$R$31*$I$32)/$I$32,\"\"))","v":""},{"$f":"IF($C$7=\"---\",\"\",IFERROR(H100*($R$35*$I$32)/($R$34+$R$35*$I$32)/$I$32,\"\"))","v":""},{"$f":"IFERROR(G$80+H$80,\"\")","v":""},{"$f":"IF($C$7=\"---\",\"\",IFERROR(J100*($S$31*$I$32)/($S$30+$S$31*$I$32)/$I$32,\"\"))","v":""},{"$f":"IF($C$7=\"---\",\"\",IFERROR(K100*($S$35*$I$32)/($S$34+$S$35*$I$32)/$I$32,\"\"))","v":""},{"$f":"IFERROR(J$80+K$80,\"\")","v":""},{"$f":"IF($C$7=\"---\",\"\",IFERROR(M100*($T$31*$I$32)/($T$30+$T$31*$I$32)/$I$32,\"\"))","v":""},{"$f":"IF($C$7=\"---\",\"\",IFERROR(N100*($T$35*$I$32)/($T$34+$T$35*$I$32)/$I$32,\"\"))","v":""},{"$f":"IFERROR(M$80+N$80,\"\")","v":""},{"$f":"IF($C$7=\"---\",\"\",IFERROR(P100*($U$31*$I$32)/($U$30+$U$31*$I$32)/$I$32,\"\"))","v":""},{"$f":"IF($C$7=\"---\",\"\",IFERROR(Q100*($U$35*$I$32)/($U$34+$U$35*$I$32)/$I$32,\"\"))","v":""},{"$f":"IFERROR(P$80+Q$80,\"\")","v":""},{"$f":"IF($C$7=\"---\",\"\",IFERROR(S100*($V$31*$I$32)/($V$30+$V$31*$I$32)/$I$32,\"\"))","v":""},{"$f":"IF($C$7=\"---\",\"\",IFERROR(T100*($V$35*$I$32)/($V$34+$V$35*$I$32)/$I$32,\"\"))","v":""},{"$f":"IFERROR(S$80+T$80,\"\")","v":""},{"$f":"IF($C$7=\"---\",\"\",IFERROR(V100*($W$31*$I$32)/($W$30+$W$31*$I$32)/$I$32,\"\"))","v":""},{"$f":"IF($C$7=\"---\",\"\",IFERROR(W100*($W$35*$I$32)/($W$34+$W$35*$I$32)/$I$32,\"\"))","v":""},{"$f":"IFERROR(V$80+W$80,\"\")","v":""},{"$f":"IF($C$7=\"---\",\"\",IFERROR(Y100*($X$31*$I$32)/($X$30+$X$31*$I$32)/$I$32,\"\"))","v":""},{"$f":"IF($C$7=\"---\",\"\",IFERROR(Z100*($X$35*$I$32)/($X$34+$X$35*$I$32)/$I$32,\"\"))","v":""},{"$f":"IFERROR(Y$80+Z$80,\"\")","v":""},{"$f":"IF($C$7=\"---\",\"\",IFERROR(AB100*($Y$31*$I$32)/($Y$30+$Y$31*$I$32)/$I$32,\"\"))","v":""},{"$f":"IF($C$7=\"---\",\"\",IFERROR(AC100*($Y$35*$I$32)/($Y$34+$Y$35*$I$32)/$I$32,\"\"))","v":""},{"$f":"IFERROR(AB$80+AC$80,\"\")","v":""},{"$f":"IF($C$7=\"---\",\"\",IFERROR(AE100*($Z$31*$I$32)/($Z$30+$Z$31*$I$32)/$I$32,\"\"))","v":""},{"$f":"IF($C$7=\"---\",\"\",IFERROR(AF100*($Z$35*$I$32)/($Z$34+$Z$35*$I$32)/$I$32,\"\"))","v":""},{"$f":"IFERROR(AE$80+AF$80,\"\")","v":""},4]
[null,null,5,{"$f":"IF($C$7=\"---\",\"\",IFERROR(D101*($Q$31*$I$32)/($Q$30+$Q$31*$I$32)/$I$32,\"\"))","v":""},{"$f":"IF($C$7=\"---\",\"\",IFERROR(E101*($Q$35*$I$32)/($Q$34+$Q$35*$I$32)/$I$32,\"\"))","v":""},{"$f":"IFERROR(D$81+E$81,\"\")","v":""},{"$f":"IF($C$7=\"---\",\"\",IFERROR(G101*($R$31*$I$32)/($R$30+$R$31*$I$32)/$I$32,\"\"))","v":""},{"$f":"IF($C$7=\"---\",\"\",IFERROR(H101*($R$35*$I$32)/($R$34+$R$35*$I$32)/$I$32,\"\"))","v":""},{"$f":"IFERROR(G$81+H$81,\"\")","v":""},{"$f":"IF($C$7=\"---\",\"\",IFERROR(J101*($S$31*$I$32)/($S$30+$S$31*$I$32)/$I$32,\"\"))","v":""},{"$f":"IF($C$7=\"---\",\"\",IFERROR(K101*($S$35*$I$32)/($S$34+$S$35*$I$32)/$I$32,\"\"))","v":""},{"$f":"IFERROR(J$81+K$81,\"\")","v":""},{"$f":"IF($C$7=\"---\",\"\",IFERROR(M101*($T$31*$I$32)/($T$30+$T$31*$I$32)/$I$32,\"\"))","v":""},{"$f":"IF($C$7=\"---\",\"\",IFERROR(N101*($T$35*$I$32)/($T$34+$T$35*$I$32)/$I$32,\"\"))","v":""},{"$f":"IFERROR(M$81+N$81,\"\")","v":""},{"$f":"IF($C$7=\"---\",\"\",IFERROR(P101*($U$31*$I$32)/($U$30+$U$31*$I$32)/$I$32,\"\"))","v":""},{"$f":"IF($C$7=\"---\",\"\",IFERROR(Q101*($U$35*$I$32)/($U$34+$U$35*$I$32)/$I$32,\"\"))","v":""},{"$f":"IFERROR(P$81+Q$81,\"\")","v":""},{"$f":"IF($C$7=\"---\",\"\",IFERROR(S101*($V$31*$I$32)/($V$30+$V$31*$I$32)/$I$32,\"\"))","v":""},{"$f":"IF($C$7=\"---\",\"\",IFERROR(T101*($V$35*$I$32)/($V$34+$V$35*$I$32)/$I$32,\"\"))","v":""},{"$f":"IFERROR(S$81+T$81,\"\")","v":""},{"$f":"IF($C$7=\"---\",\"\",IFERROR(V101*($W$31*$I$32)/($W$30+$W$31*$I$32)/$I$32,\"\"))","v":""},{"$f":"IF($C$7=\"---\",\"\",IFERROR(W101*($W$35*$I$32)/($W$34+$W$35*$I$32)/$I$32,\"\"))","v":""},{"$f":"IFERROR(V$81+W$81,\"\")","v":""},{"$f":"IF($C$7=\"---\",\"\",IFERROR(Y101*($X$31*$I$32)/($X$30+$X$31*$I$32)/$I$32,\"\"))","v":""},{"$f":"IF($C$7=\"---\",\"\",IFERROR(Z101*($X$35*$I$32)/($X$34+$X$35*$I$32)/$I$32,\"\"))","v":""},{"$f":"IFERROR(Y$81+Z$81,\"\")","v":""},{"$f":"IF($C$7=\"---\",\"\",IFERROR(AB101*($Y$31*$I$32)/($Y$30+$Y$31*$I$32)/$I$32,\"\"))","v":""},{"$f":"IF($C$7=\"---\",\"\",IFERROR(AC101*($Y$35*$I$32)/($Y$34+$Y$35*$I$32)/$I$32,\"\"))","v":""},{"$f":"IFERROR(AB$81+AC$81,\"\")","v":""},{"$f":"IF($C$7=\"---\",\"\",IFERROR(AE101*($Z$31*$I$32)/($Z$30+$Z$31*$I$32)/$I$32,\"\"))","v":""},{"$f":"IF($C$7=\"---\",\"\",IFERROR(AF101*($Z$35*$I$32)/($Z$34+$Z$35*$I$32)/$I$32,\"\"))","v":""},{"$f":"IFERROR(AE$81+AF$81,\"\")","v":""},5]
[null,null,6,"","",{"$f":"IFERROR(D$82+E$82,\"\")","v":""},"","",{"$f":"IFERROR(G$82+H$82,\"\")","v":""},"","",{"$f":"IFERROR(J$82+K$82,\"\")","v":""},"","",{"$f":"IFERROR(M$82+N$82,\"\")","v":""},{"$f":"IF($C$7=\"---\",\"\",IFERROR(P102*($U$31*$I$32)/($U$30+$U$31*$I$32)/$I$32,\"\"))","v":""},"",{"$f":"IFERROR(P$82+Q$82,\"\")","v":""},"","",{"$f":"IFERROR(S$82+T$82,\"\")","v":""},"","",{"$f":"IFERROR(V$82+W$82,\"\")","v":""},"","",{"$f":"IFERROR(Y$82+Z$82,\"\")","v":""},"","",{"$f":"IFERROR(AB$82+AC$82,\"\")","v":""},"","",{"$f":"IFERROR(AE$82+AF$82,\"\")","v":""},6]
[null,null,7,"","",{"$f":"IFERROR(D$83+E$83,\"\")","v":""},"","",{"$f":"IFERROR(G$83+H$83,\"\")","v":""},"","",{"$f":"IFERROR(J$83+K$83,\"\")","v":""},"","",{"$f":"IFERROR(M$83+N$83,\"\")","v":""},"","",{"$f":"IFERROR(P$83+Q$83,\"\")","v":""},"","",{"$f":"IFERROR(S$83+T$83,\"\")","v":""},"","",{"$f":"IFERROR(V$83+W$83,\"\")","v":""},"","",{"$f":"IFERROR(Y$83+Z$83,\"\")","v":""},"","",{"$f":"IFERROR(AB$83+AC$83,\"\")","v":""},"","",{"$f":"IFERROR(AE$83+AF$83,\"\")","v":""},7]
[null,null,8,"","",{"$f":"IFERROR(D$84+E$84,\"\")","v":""},"","",{"$f":"IFERROR(G$84+H$84,\"\")","v":""},"","",{"$f":"IFERROR(J$84+K$84,\"\")","v":""},"","",{"$f":"IFERROR(M$84+N$84,\"\")","v":""},"","",{"$f":"IFERROR(P$84+Q$84,\"\")","v":""},"","",{"$f":"IFERROR(S$84+T$84,\"\")","v":""},"","",{"$f":"IFERROR(V$84+W$84,\"\")","v":""},"","",{"$f":"IFERROR(Y$84+Z$84,\"\")","v":""},"","",{"$f":"IFERROR(AB$84+AC$84,\"\")","v":""},"","",{"$f":"IFERROR(AE$84+AF$84,\"\")","v":""},8]
[null,null,9,"","",{"$f":"IFERROR(D$85+E$85,\"\")","v":""},"","",{"$f":"IFERROR(G$85+H$85,\"\")","v":""},"","",{"$f":"IFERROR(J$85+K$85,\"\")","v":""},"","",{"$f":"IFERROR(M$85+N$85,\"\")","v":""},"","",{"$f":"IFERROR(P$85+Q$85,\"\")","v":""},"","",{"$f":"IFERROR(S$85+T$85,\"\")","v":""},"","",{"$f":"IFERROR(V$85+W$85,\"\")","v":""},"","",{"$f":"IFERROR(Y$85+Z$85,\"\")","v":""},"","",{"$f":"IFERROR(AB$85+AC$85,\"\")","v":""},"","",{"$f":"IFERROR(AE$85+AF$85,\"\")","v":""},9]
[null,null,10,"","",{"$f":"IFERROR(D$86+E$86,\"\")","v":""},"","",{"$f":"IFERROR(G$86+H$86,\"\")","v":""},"","",{"$f":"IFERROR(J$86+K$86,\"\")","v":""},"","",{"$f":"IFERROR(M$86+N$86,\"\")","v":""},"","",{"$f":"IFERROR(P$86+Q$86,\"\")","v":""},"","",{"$f":"IFERROR(S$86+T$86,\"\")","v":""},"","",{"$f":"IFERROR(V$86+W$86,\"\")","v":""},"","",{"$f":"IFERROR(Y$86+Z$86,\"\")","v":""},"","",{"$f":"IFERROR(AB$86+AC$86,\"\")","v":""},"","",{"$f":"IFERROR(AE$86+AF$86,\"\")","v":""},10]
[null,null,11,"","",{"$f":"IFERROR(D$87+E$87,\"\")","v":""},"","",{"$f":"IFERROR(G$87+H$87,\"\")","v":""},"","",{"$f":"IFERROR(J$87+K$87,\"\")","v":""},"","",{"$f":"IFERROR(M$87+N$87,\"\")","v":""},"","",{"$f":"IFERROR(P$87+Q$87,\"\")","v":""},"","",{"$f":"IFERROR(S$87+T$87,\"\")","v":""},"","",{"$f":"IFERROR(V$87+W$87,\"\")","v":""},"","",{"$f":"IFERROR(Y$87+Z$87,\"\")","v":""},"","",{"$f":"IFERROR(AB$87+AC$87,\"\")","v":""},"","",{"$f":"IFERROR(AE$87+AF$87,\"\")","v":""},11]
[null,null,12,"","",{"$f":"IFERROR(D$88+E$88,\"\")","v":""},"","",{"$f":"IFERROR(G$88+H$88,\"\")","v":""},"","",{"$f":"IFERROR(J$88+K$88,\"\")","v":""},"","",{"$f":"IFERROR(M$88+N$88,\"\")","v":""},"","",{"$f":"IFERROR(P$88+Q$88,\"\")","v":""},"","",{"$f":"IFERROR(S$88+T$88,\"\")","v":""},"","",{"$f":"IFERROR(V$88+W$88,\"\")","v":""},"","",{"$f":"IFERROR(Y$88+Z$88,\"\")","v":""},"","",{"$f":"IFERROR(AB$88+AC$88,\"\")","v":""},"","",{"$f":"IFERROR(AE$88+AF$88,\"\")","v":""},12]
[null,null,1,"","",{"$f":"IFERROR(D$89+E$89,\"\")","v":""},"","",{"$f":"IFERROR(G$89+H$89,\"\")","v":""},"","",{"$f":"IFERROR(J$89+K$89,\"\")","v":""},"","",{"$f":"IFERROR(M$89+N$89,\"\")","v":""},"","",{"$f":"IFERROR(P$89+Q$89,\"\")","v":""},"","",{"$f":"IFERROR(S$89+T$89,\"\")","v":""},"","",{"$f":"IFERROR(V$89+W$89,\"\")","v":""},"","",{"$f":"IFERROR(Y$89+Z$89,\"\")","v":""},"","",{"$f":"IFERROR(AB$89+AC$89,\"\")","v":""},"","",{"$f":"IFERROR(AE$89+AF$89,\"\")","v":""},1]
[null,null,2,"","",{"$f":"IFERROR(D$90+E$90,\"\")","v":""},"","",{"$f":"IFERROR(G$90+H$90,\"\")","v":""},"","",{"$f":"IFERROR(J$90+K$90,\"\")","v":""},"","",{"$f":"IFERROR(M$90+N$90,\"\")","v":""},"","",{"$f":"IFERROR(P$90+Q$90,\"\")","v":""},"","",{"$f":"IFERROR(S$90+T$90,\"\")","v":""},"","",{"$f":"IFERROR(V$90+W$90,\"\")","v":""},"","",{"$f":"IFERROR(Y$90+Z$90,\"\")","v":""},"","",{"$f":"IFERROR(AB$90+AC$90,\"\")","v":""},"","",{"$f":"IFERROR(AE$90+AF$90,\"\")","v":""},2]
[null,null,3,"","",{"$f":"IFERROR(D$91+E$91,\"\")","v":""},"","",{"$f":"IFERROR(G$91+H$91,\"\")","v":""},"","",{"$f":"IFERROR(J$91+K$91,\"\")","v":""},"","",{"$f":"IFERROR(M$91+N$91,\"\")","v":""},"","",{"$f":"IFERROR(P$91+Q$91,\"\")","v":""},"","",{"$f":"IFERROR(S$91+T$91,\"\")","v":""},"","",{"$f":"IFERROR(V$91+W$91,\"\")","v":""},"","",{"$f":"IFERROR(Y$91+Z$91,\"\")","v":""},"","",{"$f":"IFERROR(AB$91+AC$91,\"\")","v":""},"","",{"$f":"IFERROR(AE$91+AF$91,\"\")","v":""},3]
[null,null,"合計",{"$f":"IFERROR(SUM(D$80:D$91),\"\")","v":0},0,0,0,0,0,0,0,0,0,0,0,0,0,0,0,0,0,0,0,0,0,0,0,0,0,0,0,0,0,"合計"]
[]
[null,null,"設備導入前エネルギー使用量［kWh]"]
[null,null,null,"冷房(Ec)",null,"暖房(Ew)",null,"合計(E)"]
[null,null,null,{"$f":"IFERROR(D112*F98+G112*I98+J112*L98+M112*O98+P112*R98+S112*U98+V112*X98+Y112*AA98+AB112*AD98+AE112*AG98,\"\")","v":0},null,{"$f":"IFERROR(E112*F98+H112*I98+K112*L98+N112*O98+Q112*R98+T112*U98+W112*X98+Z112*AA98+AC112*AD98+AF112*AG98,\"\")","v":0},null,{"$f":"IFERROR(SUM(D96:G96),\"\")","v":0}]
[]
[null,null,null,"前1",null,{"$f":"IF($Q$38=\"\",1,$Q$38)","v":1},"前2",null,{"$f":"IF($R$38=\"\",1,$R$38)","v":1},"前3",null,{"$f":"IF($S$38=\"\",1,$S$38)","v":1},"前4",null,{"$f":"IF($T$38=\"\",1,$T$38)","v":1},"前5",null,{"$f":"IF($U$38=\"\",1,$U$38)","v":1},"前6",null,{"$f":"IF($V$38=\"\",1,$V$38)","v":1},"前7",null,{"$f":"IF($W$38=\"\",1,$W$38)","v":1},"前8",null,{"$f":"IF($X$38=\"\",1,$X$38)","v":1},"前9",null,{"$f":"IF($Y$38=\"\",1,$Y$38)","v":1},"前10",null,{"$f":"IF($Z$38=\"\",1,$Z$38)","v":1}]
[null,null,"月    期間","冷房","暖房","月合計","冷房","暖房","月合計","冷房","暖房","月合計","冷房","暖房","月合計","冷房","暖房","月合計","冷房","暖房","月合計","冷房","暖房","月合計","冷房","暖房","月合計","冷房","暖房","月合計","冷房","暖房","月合計","期間    月"]
[null,null,4,{"$f":"IF($C$7=\"---\",\"\",IFERROR($Q$29/$Q$32*$AU225*$Q$39,\"\"))","v":""},{"$f":"IF($C$7=\"---\",\"\",IFERROR($Q$29*$C$7/$Q$36*$AU365*$Q$39,\"\"))","v":""},{"$f":"IFERROR(D$100+E$100,\"\")","v":""},{"$f":"IF($C$7=\"---\",\"\",IFERROR($R$29/$R$32*$AV225*$R$39,\"\"))","v":""},{"$f":"IF($C$7=\"---\",\"\",IFERROR($R$29*$C$7/$R$36*$AV365*$R$39,\"\"))","v":""},{"$f":"IFERROR(G$100+H$100,\"\")","v":""},{"$f":"IF($C$7=\"---\",\"\",IFERROR($S$29/$S$32*$AW225*$S$39,\"\"))","v":""},{"$f":"IF($C$7=\"---\",\"\",IFERROR($S$29*$C$7/$S$36*$AW365*$S$39,\"\"))","v":""},{"$f":"IFERROR(J$100+K$100,\"\")","v":""},{"$f":"IF($C$7=\"---\",\"\",IFERROR($T$29/$T$32*$AX225*$T$39,\"\"))","v":""},{"$f":"IF($C$7=\"---\",\"\",IFERROR($T$29*$C$7/$T$36*$AX365*$T$39,\"\"))","v":""},{"$f":"IFERROR(M$100+N$100,\"\")","v":""},{"$f":"IF($C$7=\"---\",\"\",IFERROR($U$29/$U$32*$AY225*$U$39,\"\"))","v":""},{"$f":"IF($C$7=\"---\",\"\",IFERROR($U$29*$C$7/$U$36*$AY365*$U$39,\"\"))","v":""},{"$f":"IFERROR(P$100+Q$100,\"\")","v":""},{"$f":"IF($C$7=\"---\",\"\",IFERROR($V$29/$V$32*$AZ225*$V$39,\"\"))","v":""},{"$f":"IF($C$7=\"---\",\"\",IFERROR($V$29*$C$7/$V$36*$AZ365*$V$39,\"\"))","v":""},{"$f":"IFERROR(S$100+T$100,\"\")","v":""},{"$f":"IF($C$7=\"---\",\"\",IFERROR($W$29/$W$32*$BA225*$W$39,\"\"))","v":""},{"$f":"IF($C$7=\"---\",\"\",IFERROR($W$29*$C$7/$W$36*$BA365*$W$39,\"\"))","v":""},{"$f":"IFERROR(V$100+W$100,\"\")","v":""},{"$f":"IF($C$7=\"---\",\"\",IFERROR($X$29/$X$32*$BB225*$X$39,\"\"))","v":""},{"$f":"IF($C$7=\"---\",\"\",IFERROR($X$29*$C$7/$X$36*$BB365*$X$39,\"\"))","v":""},{"$f":"IFERROR(Y$100+Z$100,\"\")","v":""},{"$f":"IF($C$7=\"---\",\"\",IFERROR($Y$29/$Y$32*$BC225*$Y$39,\"\"))","v":""},{"$f":"IF($C$7=\"---\",\"\",IFERROR($Y$29*$C$7/$Y$36*$BC365*$Y$39,\"\"))","v":""},{"$f":"IFERROR(AB$100+AC$100,\"\")","v":""},{"$f":"IF($C$7=\"---\",\"\",IFERROR($Z$29/$Z$32*$BD225*$Z$39,\"\"))","v":""},{"$f":"IF($C$7=\"---\",\"\",IFERROR($Z$29*$C$7/$Z$36*$BD365*$Z$39,\"\"))","v":""},{"$f":"IFERROR(AE$100+AF$100,\"\")","v":""},4]
[null,null,5,"","",{"$f":"IFERROR(D$101+E$101,\"\")","v":""},"","",{"$f":"IFERROR(G$101+H$101,\"\")","v":""},"","",{"$f":"IFERROR(J$101+K$101,\"\")","v":""},"","",{"$f":"IFERROR(M$101+N$101,\"\")","v":""},"","",{"$f":"IFERROR(P$101+Q$101,\"\")","v":""},"","",{"$f":"IFERROR(S$101+T$101,\"\")","v":""},"","",{"$f":"IFERROR(V$101+W$101,\"\")","v":""},"","",{"$f":"IFERROR(Y$101+Z$101,\"\")","v":""},"","",{"$f":"IFERROR(AB$101+AC$101,\"\")","v":""},"","",{"$f":"IFERROR(AE$101+AF$101,\"\")","v":""},5]
[null,null,6,"","",{"$f":"IFERROR(D$102+E$102,\"\")","v":""},"","",{"$f":"IFERROR(G$102+H$102,\"\")","v":""},"","",{"$f":"IFERROR(J$102+K$102,\"\")","v":""},"","",{"$f":"IFERROR(M$102+N$102,\"\")","v":""},"","",{"$f":"IFERROR(P$102+Q$102,\"\")","v":""},"","",{"$f":"IFERROR(S$102+T$102,\"\")","v":""},"","",{"$f":"IFERROR(V$102+W$102,\"\")","v":""},"","",{"$f":"IFERROR(Y$102+Z$102,\"\")","v":""},"","",{"$f":"IFERROR(AB$102+AC$102,\"\")","v":""},"","",{"$f":"IFERROR(AE$102+AF$102,\"\")","v":""},6]
[null,null,7,"","",{"$f":"IFERROR(D$103+E$103,\"\")","v":""},"","",{"$f":"IFERROR(G$103+H$103,\"\")","v":""},"","",{"$f":"IFERROR(J$103+K$103,\"\")","v":""},"","",{"$f":"IFERROR(M$103+N$103,\"\")","v":""},"","",{"$f":"IFERROR(P$103+Q$103,\"\")","v":""},"","",{"$f":"IFERROR(S$103+T$103,\"\")","v":""},"","",{"$f":"IFERROR(V$103+W$103,\"\")","v":""},"","",{"$f":"IFERROR(Y$103+Z$103,\"\")","v":""},"","",{"$f":"IFERROR(AB$103+AC$103,\"\")","v":""},"","",{"$f":"IFERROR(AE$103+AF$103,\"\")","v":""},7]
[null,null,8,"","",{"$f":"IFERROR(D$104+E$104,\"\")","v":""},"","",{"$f":"IFERROR(G$104+H$104,\"\")","v":""},"","",{"$f":"IFERROR(J$104+K$104,\"\")","v":""},"","",{"$f":"IFERROR(M$104+N$104,\"\")","v":""},"","",{"$f":"IFERROR(P$104+Q$104,\"\")","v":""},"","",{"$f":"IFERROR(S$104+T$104,\"\")","v":""},"","",{"$f":"IFERROR(V$104+W$104,\"\")","v":""},"","",{"$f":"IFERROR(Y$104+Z$104,\"\")","v":""},"","",{"$f":"IFERROR(AB$104+AC$104,\"\")","v":""},"","",{"$f":"IFERROR(AE$104+AF$104,\"\")","v":""},8]
[null,null,9,"","",{"$f":"IFERROR(D$105+E$105,\"\")","v":""},"","",{"$f":"IFERROR(G$105+H$105,\"\")","v":""},"","",{"$f":"IFERROR(J$105+K$105,\"\")","v":""},"","",{"$f":"IFERROR(M$105+N$105,\"\")","v":""},"","",{"$f":"IFERROR(P$105+Q$105,\"\")","v":""},"","",{"$f":"IFERROR(S$105+T$105,\"\")","v":""},"","",{"$f":"IFERROR(V$105+W$105,\"\")","v":""},"","",{"$f":"IFERROR(Y$105+Z$105,\"\")","v":""},"","",{"$f":"IFERROR(AB$105+AC$105,\"\")","v":""},"","",{"$f":"IFERROR(AE$105+AF$105,\"\")","v":""},9]
[null,null,10,"","",{"$f":"IFERROR(D$106+E$106,\"\")","v":""},"","",{"$f":"IFERROR(G$106+H$106,\"\")","v":""},"","",{"$f":"IFERROR(J$106+K$106,\"\")","v":""},"","",{"$f":"IFERROR(M$106+N$106,\"\")","v":""},"","",{"$f":"IFERROR(P$106+Q$106,\"\")","v":""},"","",{"$f":"IFERROR(S$106+T$106,\"\")","v":""},"","",{"$f":"IFERROR(V$106+W$106,\"\")","v":""},"","",{"$f":"IFERROR(Y$106+Z$106,\"\")","v":""},"","",{"$f":"IFERROR(AB$106+AC$106,\"\")","v":""},"","",{"$f":"IFERROR(AE$106+AF$106,\"\")","v":""},10]
[null,null,11,"","",{"$f":"IFERROR(D$107+E$107,\"\")","v":""},"","",{"$f":"IFERROR(G$107+H$107,\"\")","v":""},"","",{"$f":"IFERROR(J$107+K$107,\"\")","v":""},"","",{"$f":"IFERROR(M$107+N$107,\"\")","v":""},"","",{"$f":"IFERROR(P$107+Q$107,\"\")","v":""},"","",{"$f":"IFERROR(S$107+T$107,\"\")","v":""},"","",{"$f":"IFERROR(V$107+W$107,\"\")","v":""},"","",{"$f":"IFERROR(Y$107+Z$107,\"\")","v":""},"","",{"$f":"IFERROR(AB$107+AC$107,\"\")","v":""},"","",{"$f":"IFERROR(AE$107+AF$107,\"\")","v":""},11]
[null,null,12,"","",{"$f":"IFERROR(D$108+E$108,\"\")","v":""},"","",{"$f":"IFERROR(G$108+H$108,\"\")","v":""},"","",{"$f":"IFERROR(J$108+K$108,\"\")","v":""},"","",{"$f":"IFERROR(M$108+N$108,\"\")","v":""},"","",{"$f":"IFERROR(P$108+Q$108,\"\")","v":""},"","",{"$f":"IFERROR(S$108+T$108,\"\")","v":""},"","",{"$f":"IFERROR(V$108+W$108,\"\")","v":""},"","",{"$f":"IFERROR(Y$108+Z$108,\"\")","v":""},"","",{"$f":"IFERROR(AB$108+AC$108,\"\")","v":""},"","",{"$f":"IFERROR(AE$108+AF$108,\"\")","v":""},12]
[null,null,1,"","",{"$f":"IFERROR(D$109+E$109,\"\")","v":""},"","",{"$f":"IFERROR(G$109+H$109,\"\")","v":""},"","",{"$f":"IFERROR(J$109+K$109,\"\")","v":""},"","",{"$f":"IFERROR(M$109+N$109,\"\")","v":""},"","",{"$f":"IFERROR(P$109+Q$109,\"\")","v":""},"","",{"$f":"IFERROR(S$109+T$109,\"\")","v":""},"","",{"$f":"IFERROR(V$109+W$109,\"\")","v":""},"","",{"$f":"IFERROR(Y$109+Z$109,\"\")","v":""},"","",{"$f":"IFERROR(AB$109+AC$109,\"\")","v":""},"","",{"$f":"IFERROR(AE$109+AF$109,\"\")","v":""},1]
[null,null,2,"","",{"$f":"IFERROR(D$110+E$110,\"\")","v":""},"","",{"$f":"IFERROR(G$110+H$110,\"\")","v":""},"","",{"$f":"IFERROR(J$110+K$110,\"\")","v":""},"","",{"$f":"IFERROR(M$110+N$110,\"\")","v":""},"","",{"$f":"IFERROR(P$110+Q$110,\"\")","v":""},"","",{"$f":"IFERROR(S$110+T$110,\"\")","v":""},"","",{"$f":"IFERROR(V$110+W$110,\"\")","v":""},"","",{"$f":"IFERROR(Y$110+Z$110,\"\")","v":""},"","",{"$f":"IFERROR(AB$110+AC$110,\"\")","v":""},"","",{"$f":"IFERROR(AE$110+AF$110,\"\")","v":""},2]
[null,null,3,"","",{"$f":"IFERROR(D$111+E$111,\"\")","v":""},"","",{"$f":"IFERROR(G$111+H$111,\"\")","v":""},"","",{"$f":"IFERROR(J$111+K$111,\"\")","v":""},"","",{"$f":"IFERROR(M$111+N$111,\"\")","v":""},"","",{"$f":"IFERROR(P$111+Q$111,\"\")","v":""},"","",{"$f":"IFERROR(S$111+T$111,\"\")","v":""},"","",{"$f":"IFERROR(V$111+W$111,\"\")","v":""},"","",{"$f":"IFERROR(Y$111+Z$111,\"\")","v":""},"","",{"$f":"IFERROR(AB$111+AC$111,\"\")","v":""},"","",{"$f":"IFERROR(AE$111+AF$111,\"\")","v":""},3]
[null,null,"合計",{"$f":"IFERROR(SUM(D$100:D$111),\"\")","v":0},{"$f":"IFERROR(SUM(E$100:E$111),\"\")","v":0},{"$f":"IFERROR(SUM(F$100:F$111),\"\")","v":0},{"$f":"IFERROR(SUM(G$100:G$111),\"\")","v":0},{"$f":"IFERROR(SUM(H$100:H$111),\"\")","v":0},0,0,0,0,0,0,0,0,0,0,0,0,0,0,0,0,0,0,0,0,0,0,0,0,0,"合計"]
[]
[null,null,"設備導入後ガス使用量［MJ]"]
[null,null,null,"冷房(Gc)",null,"暖房(Gw)",null,"合計"]
[null,null,null,{"$f":"IFERROR(D132*F118+G132*I118+J132*L118+M132*O118+P132*R118+S132*U118+V132*X118+Y132*AA118+AB132*AD118+AE132*AG118,\"\")","v":0},null,{"$f":"IFERROR(E132*F118+H132*I118+K132*L118+N132*O118+Q132*R118+T132*U118+W132*X118+Z132*AA118+AC132*AD118+AF132*AG118,\"\")","v":0},null,{"$f":"IFERROR(SUM(D116:G116),\"\")","v":0}]
[]
[null,null,null,"後1",null,{"$f":"IF($Q$52=\"\",1,$Q$52)","v":1},"後2",null,{"$f":"IF($R$52=\"\",1,$R$52)","v":1},"後3",null,{"$f":"IF($S$52=\"\",1,$S$52)","v":1},"後4",null,{"$f":"IF($T$52=\"\",1,$T$52)","v":1},"後5",null,{"$f":"IF($U$52=\"\",1,$U$52)","v":1},"後6",null,{"$f":"IF($V$52=\"\",1,$V$52)","v":1},"後7",null,{"$f":"IF($W$52=\"\",1,$W$52)","v":1},"後8",null,{"$f":"IF($X$52=\"\",1,$X$52)","v":1},"後9",null,{"$f":"IF($Y$52=\"\",1,$Y$52)","v":1},"後10",null,{"$f":"IF($Z$52=\"\",1,$Z$52)","v":1}]
[null,null,"月    期間","冷房","暖房","月合計","冷房","暖房","月合計","冷房","暖房","月合計","冷房","暖房","月合計","冷房","暖房","月合計","冷房","暖房","月合計","冷房","暖房","月合計","冷房","暖房","月合計","冷房","暖房","月合計","冷房","暖房","月合計","期間    月"]
[null,null,4,{"$f":"IF($C$7=\"---\",\"\",IFERROR(3.6*(D160-D140*$I$46),\"\"))","v":""},{"$f":"IF($C$7=\"---\",\"\",IFERROR(3.6*(E160-E140*$I$46),\"\"))","v":""},{"$f":"IFERROR(D120+E120,\"\")","v":""},{"$f":"IF($C$7=\"---\",\"\",IFERROR(3.6*(G160-G140*$I$46),\"\"))","v":""},{"$f":"IF($C$7=\"---\",\"\",IFERROR(3.6*(H160-H140*$I$46),\"\"))","v":""},{"$f":"IFERROR(G120+H120,\"\")","v":""},{"$f":"IF($C$7=\"---\",\"\",IFERROR(3.6*(J160-J140*$I$46),\"\"))","v":""},{"$f":"IF($C$7=\"---\",\"\",IFERROR(3.6*(K160-K140*$I$46),\"\"))","v":""},{"$f":"IFERROR(J120+K120,\"\")","v":""},{"$f":"IF($C$7=\"---\",\"\",IFERROR(3.6*(M160-M140*$I$46),\"\"))","v":""},{"$f":"IF($C$7=\"---\",\"\",IFERROR(3.6*(N160-N140*$I$46),\"\"))","v":""},{"$f":"IFERROR(M120+N120,\"\")","v":""},{"$f":"IF($C$7=\"---\",\"\",IFERROR(3.6*(P160-P140*$I$46),\"\"))","v":""},{"$f":"IF($C$7=\"---\",\"\",IFERROR(3.6*(Q160-Q140*$I$46),\"\"))","v":""},{"$f":"IFERROR(P120+Q120,\"\")","v":""},{"$f":"IF($C$7=\"---\",\"\",IFERROR(3.6*(S160-S140*$I$46),\"\"))","v":""},{"$f":"IF($C$7=\"---\",\"\",IFERROR(3.6*(T160-T140*$I$46),\"\"))","v":""},{"$f":"IFERROR(S120+T120,\"\")","v":""},{"$f":"IF($C$7=\"---\",\"\",IFERROR(3.6*(V160-V140*$I$46),\"\"))","v":""},{"$f":"IF($C$7=\"---\",\"\",IFERROR(3.6*(W160-W140*$I$46),\"\"))","v":""},{"$f":"IFERROR(V120+W120,\"\")","v":""},{"$f":"IF($C$7=\"---\",\"\",IFERROR(3.6*(Y160-Y140*$I$46),\"\"))","v":""},{"$f":"IF($C$7=\"---\",\"\",IFERROR(3.6*(Z160-Z140*$I$46),\"\"))","v":""},{"$f":"IFERROR(Y120+Z120,\"\")","v":""},{"$f":"IF($C$7=\"---\",\"\",IFERROR(3.6*(AB160-AB140*$I$46),\"\"))","v":""},{"$f":"IF($C$7=\"---\",\"\",IFERROR(3.6*(AC160-AC140*$I$46),\"\"))","v":""},{"$f":"IFERROR(AB120+AC120,\"\")","v":""},{"$f":"IF($C$7=\"---\",\"\",IFERROR(3.6*(AE160-AE140*$I$46),\"\"))","v":""},{"$f":"IF($C$7=\"---\",\"\",IFERROR(3.6*(AF160-AF140*$I$46),\"\"))","v":""},{"$f":"IFERROR(AE120+AF120,\"\")","v":""},4]
[null,null,5,{"$f":"IF($C$7=\"---\",\"\",IFERROR(3.6*(D161-D141*$I$46),\"\"))","v":""},"",{"$f":"IFERROR(D121+E121,\"\")","v":""},{"$f":"IF($C$7=\"---\",\"\",IFERROR(3.6*(G161-G141*$I$46),\"\"))","v":""},"",{"$f":"IFERROR(G121+H121,\"\")","v":""},{"$f":"IF($C$7=\"---\",\"\",IFERROR(3.6*(J161-J141*$I$46),\"\"))","v":""},"",{"$f":"IFERROR(J121+K121,\"\")","v":""},{"$f":"IF($C$7=\"---\",\"\",IFERROR(3.6*(M161-M141*$I$46),\"\"))","v":""},"",{"$f":"IFERROR(M121+N121,\"\")","v":""},{"$f":"IF($C$7=\"---\",\"\",IFERROR(3.6*(P161-P141*$I$46),\"\"))","v":""},"",{"$f":"IFERROR(P121+Q121,\"\")","v":""},{"$f":"IF($C$7=\"---\",\"\",IFERROR(3.6*(S161-S141*$I$46),\"\"))","v":""},"",{"$f":"IFERROR(S121+T121,\"\")","v":""},{"$f":"IF($C$7=\"---\",\"\",IFERROR(3.6*(V161-V141*$I$46),\"\"))","v":""},"",{"$f":"IFERROR(V121+W121,\"\")","v":""},{"$f":"IF($C$7=\"---\",\"\",IFERROR(3.6*(Y161-Y141*$I$46),\"\"))","v":""},"",{"$f":"IFERROR(Y121+Z121,\"\")","v":""},{"$f":"IF($C$7=\"---\",\"\",IFERROR(3.6*(AB161-AB141*$I$46),\"\"))","v":""},"",{"$f":"IFERROR(AB121+AC121,\"\")","v":""},{"$f":"IF($C$7=\"---\",\"\",IFERROR(3.6*(AE161-AE141*$I$46),\"\"))","v":""},"",{"$f":"IFERROR(AE121+AF121,\"\")","v":""},5]
[null,null,6,"","","","","","","","","","","","","","","","","","","","","","","","","","","","","","",6]
[null,null,7,"","","","","","","","","","","","","","","","","","","","","","","","","","","","","","",7]
[null,null,8,"","","","","","","","","","","","","","","","","","","","","","","","","","","","","","",8]
[null,null,9,"","","","","","","","","","","","","","","","","","","","","","","","","","","","","","",9]
[null,null,10,"","","","","","","","","","","","","","","","","","","","","","","","","","","","","","",10]
[null,null,11,"","","","","","","","","","","","","","","","","","","","","","","","","","","","","","",11]
[null,null,12,"","","","","","","","","","","","","","","","","","","","","","","","","","","","","","",12]
[null,null,1,"","","","","","","","","","","","","","","","","","","","","","","","","","","","","","",1]
[null,null,2,"","","","","","","","","","","","","","","","","","","","","","","","","","","","","","",2]
[null,null,3,"","","","","","","","","","","","","","","","","","","","","","","","","","","","","","",3]
[null,null,"合計",{"$f":"IFERROR(SUM(D120:D131),\"\")","v":0},{"$f":"IFERROR(SUM(E120:E131),\"\")","v":0},{"$f":"IFERROR(SUM(F120:F131),\"\")","v":0},{"$f":"IFERROR(SUM(G120:G131),\"\")","v":0},{"$f":"IFERROR(SUM(H120:H131),\"\")","v":0},{"$f":"IFERROR(SUM(I120:I131),\"\")","v":0},0,0,0,0,0,0,0,0,0,0,0,0,0,0,0,0,0,0,0,0,0,0,0,0,"合計"]
[]
[null,null,"設備導入後電力使用量[kWh]"]
[null,null,null,"冷房(Auxc)",null,"暖房(Auxw)",null,"合計"]
[null,null,null,{"$f":"IFERROR(D152*F138+G152*I138+J152*L138+M152*O138+P152*R138+S152*U138+V152*X138+Y152*AA138+AB152*AD138+AE152*AG138,\"\")","v":0},null,{"$f":"IFERROR(E152*F138+H152*I138+K152*L138+N152*O138+Q152*R138+T152*U138+W152*X138+Z152*AA138+AC152*AD138+AF152*AG138,\"\")","v":0},null,{"$f":"IFERROR(SUM(D136:G136),\"\")","v":0}]
[]
[null,null,null,"後1",null,{"$f":"IF($Q$52=\"\",1,$Q$52)","v":1},"後2",null,{"$f":"IF($R$52=\"\",1,$R$52)","v":1},"後3",null,{"$f":"IF($S$52=\"\",1,$S$52)","v":1},"後4",null,{"$f":"IF($T$52=\"\",1,$T$52)","v":1},"後5",null,{"$f":"IF($U$52=\"\",1,$U$52)","v":1},"後6",null,{"$f":"IF($V$52=\"\",1,$V$52)","v":1},"後7",null,{"$f":"IF($W$52=\"\",1,$W$52)","v":1},"後8",null,{"$f":"IF($X$52=\"\",1,$X$52)","v":1},"後9",null,{"$f":"IF($Y$52=\"\",1,$Y$52)","v":1},"後10",null,{"$f":"IF($Z$52=\"\",1,$Z$52)","v":1}]
[null,null,"月    期間","冷房","暖房","月合計","冷房","暖房","月合計","冷房","暖房","月合計","冷房","暖房","月合計","冷房","暖房","月合計","冷房","暖房","月合計","冷房","暖房","月合計","冷房","暖房","月合計","冷房","暖房","月合計","冷房","暖房","月合計","期間    月"]
[null,null,4,{"$f":"IF($C$7=\"---\",\"\",IFERROR(D160*($Q$45*$I$46)/($Q$44+$Q$45*$I$46)/$I$46,\"\"))","v":""},{"$f":"IF($C$7=\"---\",\"\",IFERROR(E160*($Q$49*$I$46)/($Q$48+$Q$49*$I$46)/$I$46,\"\"))","v":""},{"$f":"IFERROR(D140+E140,\"\")","v":""},{"$f":"IF($C$7=\"---\",\"\",IFERROR(G160*($R$45*$I$46)/($R$44+$R$45*$I$46)/$I$46,\"\"))","v":""},{"$f":"IF($C$7=\"---\",\"\",IFERROR(H160*($R$49*$I$46)/($R$48+$R$49*$I$46)/$I$46,\"\"))","v":""},{"$f":"IFERROR(G140+H140,\"\")","v":""},{"$f":"IF($C$7=\"---\",\"\",IFERROR(J160*($S$45*$I$46)/($S$44+$S$45*$I$46)/$I$46,\"\"))","v":""},{"$f":"IF($C$7=\"---\",\"\",IFERROR(K160*($S$49*$I$46)/($S$48+$S$49*$I$46)/$I$46,\"\"))","v":""},{"$f":"IFERROR(J140+K140,\"\")","v":""},{"$f":"IF($C$7=\"---\",\"\",IFERROR(M160*($T$45*$I$46)/($T$44+$T$45*$I$46)/$I$46,\"\"))","v":""},{"$f":"IF($C$7=\"---\",\"\",IFERROR(N160*($T$49*$I$46)/($T$48+$T$49*$I$46)/$I$46,\"\"))","v":""},{"$f":"IFERROR(M140+N140,\"\")","v":""},{"$f":"IF($C$7=\"---\",\"\",IFERROR(P160*($U$45*$I$46)/($U$44+$U$45*$I$46)/$I$46,\"\"))","v":""},{"$f":"IF($C$7=\"---\",\"\",IFERROR(Q160*($U$49*$I$46)/($U$48+$U$49*$I$46)/$I$46,\"\"))","v":""},{"$f":"IFERROR(P140+Q140,\"\")","v":""},{"$f":"IF($C$7=\"---\",\"\",IFERROR(S160*($V$45*$I$46)/($V$44+$V$45*$I$46)/$I$46,\"\"))","v":""},{"$f":"IF($C$7=\"---\",\"\",IFERROR(T160*($V$49*$I$46)/($V$48+$V$49*$I$46)/$I$46,\"\"))","v":""},{"$f":"IFERROR(S140+T140,\"\")","v":""},{"$f":"IF($C$7=\"---\",\"\",IFERROR(V160*($W$45*$I$46)/($W$44+$W$45*$I$46)/$I$46,\"\"))","v":""},{"$f":"IF($C$7=\"---\",\"\",IFERROR(W160*($W$49*$I$46)/($W$48+$W$49*$I$46)/$I$46,\"\"))","v":""},{"$f":"IFERROR(V140+W140,\"\")","v":""},{"$f":"IF($C$7=\"---\",\"\",IFERROR(Y160*($X$45*$I$46)/($X$44+$X$45*$I$46)/$I$46,\"\"))","v":""},{"$f":"IF($C$7=\"---\",\"\",IFERROR(Z160*($X$49*$I$46)/($X$48+$X$49*$I$46)/$I$46,\"\"))","v":""},{"$f":"IFERROR(Y140+Z140,\"\")","v":""},{"$f":"IF($C$7=\"---\",\"\",IFERROR(AB160*($Y$45*$I$46)/($Y$44+$Y$45*$I$46)/$I$46,\"\"))","v":""},{"$f":"IF($C$7=\"---\",\"\",IFERROR(AC160*($Y$49*$I$46)/($Y$48+$Y$49*$I$46)/$I$46,\"\"))","v":""},{"$f":"IFERROR(AB140+AC140,\"\")","v":""},{"$f":"IF($C$7=\"---\",\"\",IFERROR(AE160*($Z$45*$I$46)/($Z$44+$Z$45*$I$46)/$I$46,\"\"))","v":""},{"$f":"IF($C$7=\"---\",\"\",IFERROR(AF160*($Z$49*$I$46)/($Z$48+$Z$49*$I$46)/$I$46,\"\"))","v":""},{"$f":"IFERROR(AE140+AF140,\"\")","v":""},4]
[null,null,5,"","",{"$f":"IFERROR(D141+E141,\"\")","v":""},"","",{"$f":"IFERROR(G141+H141,\"\")","v":""},"","",{"$f":"IFERROR(J141+K141,\"\")","v":""},"","",{"$f":"IFERROR(M141+N141,\"\")","v":""},"","",{"$f":"IFERROR(P141+Q141,\"\")","v":""},"","",{"$f":"IFERROR(S141+T141,\"\")","v":""},"","",{"$f":"IFERROR(V141+W141,\"\")","v":""},"","",{"$f":"IFERROR(Y141+Z141,\"\")","v":""},"","",{"$f":"IFERROR(AB141+AC141,\"\")","v":""},"","",{"$f":"IFERROR(AE141+AF141,\"\")","v":""},5]
[null,null,6,"","","","","","","","","","","","","","","","","","","","","","","","","","","","","","",6]
[null,null,7,"","","","","","","","","","","","","","","","","","","","","","","","","","","","","","",7]
[null,null,8,"","","","","","","","","","","","","","","","","","","","","","","","","","","","","","",8]
[null,null,9,"","","","","","","","","","","","","","","","","","","","","","","","","","","","","","",9]
[null,null,10,"","","","","","","","","","","","","","","","","","","","","","","","","","","","","","",10]
[null,null,11,"","","","","","","","","","","","","","","","","","","","","","","","","","","","","","",11]
[null,null,12,"","","","","","","","","","","","","","","","","","","","","","","","","","","","","","",12]
[null,null,1,"","","","","","","","","","","","","","","","","","","","","","","","","","","","","","",1]
[null,null,2,"","","","","","","","","","","","","","","","","","","","","","","","","","","","","","",2]
[null,null,3,"","","","","","","","","","","","","","","","","","","","","","","","","","","","","","",3]
[null,null,"合計",{"$f":"IFERROR(SUM(D140:D151),\"\")","v":0},0,0,0,0,0,0,0,0,0,0,0,0,0,0,0,0,0,0,0,0,0,0,0,0,0,0,0,0,0,"合計"]
[]
[null,null,"設備導入後エネルギー使用量［kWh]"]
[null,null,null,"冷房(Ec)",null,"暖房(Ew)",null,"合計"]
[null,null,null,{"$f":"IFERROR(D172*F158+G172*I158+J172*L158+M172*O158+P172*R158+S172*U158+V172*X158+Y172*AA158+AB172*AD158+AE172*AG158,\"\")","v":0},null,{"$f":"IFERROR(E172*F158+H172*I158+K172*L158+N172*O158+Q172*R158+T172*U158+W172*X158+Z172*AA158+AC172*AD158+AF172*AG158,\"\")","v":0},null,{"$f":"IFERROR(SUM(D156:G156),\"\")","v":0}]
[]
[null,null,null,"後1",null,{"$f":"IF($Q$52=\"\",1,$Q$52)","v":1},"後2",null,{"$f":"IF($R$52=\"\",1,$R$52)","v":1},"後3",null,{"$f":"IF($S$52=\"\",1,$S$52)","v":1},"後4",null,{"$f":"IF($T$52=\"\",1,$T$52)","v":1},"後5",null,{"$f":"IF($U$52=\"\",1,$U$52)","v":1},"後6",null,{"$f":"IF($V$52=\"\",1,$V$52)","v":1},"後7",null,{"$f":"IF($W$52=\"\",1,$W$52)","v":1},"後8",null,{"$f":"IF($X$52=\"\",1,$X$52)","v":1},"後9",null,{"$f":"IF($Y$52=\"\",1,$Y$52)","v":1},"後10",null,{"$f":"IF($Z$52=\"\",1,$Z$52)","v":1}]
[null,null,"月    期間","冷房","暖房","月合計","冷房","暖房","月合計","冷房","暖房","月合計","冷房","暖房","月合計","冷房","暖房","月合計","冷房","暖房","月合計","冷房","暖房","月合計","冷房","暖房","月合計","冷房","暖房","月合計","冷房","暖房","月合計","期間    月"]
[null,null,4,{"$f":"IF($C$7=\"---\",\"\",IFERROR($Q$43/$Q$46*$BF225*$Q$53,\"\"))","v":""},{"$f":"IF($C$7=\"---\",\"\",IFERROR($Q$43*$C$7/$Q$50*$BF365*$Q$53,\"\"))","v":""},{"$f":"IFERROR(D160+E160,\"\")","v":""},{"$f":"IF($C$7=\"---\",\"\",IFERROR($R$43/$R$46*$BG225*$R$53,\"\"))","v":""},{"$f":"IF($C$7=\"---\",\"\",IFERROR($R$43*$C$7/$R$50*$BG365*$R$53,\"\"))","v":""},{"$f":"IFERROR(G160+H160,\"\")","v":""},{"$f":"IF($C$7=\"---\",\"\",IFERROR($S$43/$S$46*$BH225*$S$53,\"\"))","v":""},{"$f":"IF($C$7=\"---\",\"\",IFERROR($S$43*$C$7/$S$50*$BH365*$S$53,\"\"))","v":""},{"$f":"IFERROR(J160+K160,\"\")","v":""},{"$f":"IF($C$7=\"---\",\"\",IFERROR($T$43/$T$46*$BI225*$T$53,\"\"))","v":""},{"$f":"IF($C$7=\"---\",\"\",IFERROR($T$43*$C$7/$T$50*$BI365*$T$53,\"\"))","v":""},{"$f":"IFERROR(M160+N160,\"\")","v":""},{"$f":"IF($C$7=\"---\",\"\",IFERROR($U$43/$U$46*$BJ225*$U$53,\"\"))","v":""},{"$f":"IF($C$7=\"---\",\"\",IFERROR($U$43*$C$7/$U$50*$BJ365*$U$53,\"\"))","v":""},{"$f":"IFERROR(P160+Q160,\"\")","v":""},{"$f":"IF($C$7=\"---\",\"\",IFERROR($V$43/$V$46*$BK225*$V$53,\"\"))","v":""},{"$f":"IF($C$7=\"---\",\"\",IFERROR($V$43*$C$7/$V$50*$BK365*$V$53,\"\"))","v":""},{"$f":"IFERROR(S160+T160,\"\")","v":""},{"$f":"IF($C$7=\"---\",\"\",IFERROR($W$43/$W$46*$BL225*$W$53,\"\"))","v":""},{"$f":"IF($C$7=\"---\",\"\",IFERROR($W$43*$C$7/$W$50*$BL365*$W$53,\"\"))","v":""},{"$f":"IFERROR(V160+W160,\"\")","v":""},{"$f":"IF($C$7=\"---\",\"\",IFERROR($X$43/$X$46*$BM225*$X$53,\"\"))","v":""},{"$f":"IF($C$7=\"---\",\"\",IFERROR($X$43*$C$7/$X$50*$BM365*$X$53,\"\"))","v":""},{"$f":"IFERROR(Y160+Z160,\"\")","v":""},{"$f":"IF($C$7=\"---\",\"\",IFERROR($Y$43/$Y$46*$BN225*$Y$53,\"\"))","v":""},{"$f":"IF($C$7=\"---\",\"\",IFERROR($Y$43*$C$7/$Y$50*$BN365*$Y$53,\"\"))","v":""},{"$f":"IFERROR(AB160+AC160,\"\")","v":""},{"$f":"IF($C$7=\"---\",\"\",IFERROR($Z$43/$Z$46*$BO225*$Z$53,\"\"))","v":""},{"$f":"IF($C$7=\"---\",\"\",IFERROR($Z$43*$C$7/$Z$50*$BO365*$Z$53,\"\"))","v":""},{"$f":"IFERROR(AE160+AF160,\"\")","v":""},4]
[null,null,5,"","",{"$f":"IFERROR(D161+E161,\"\")","v":""},"","",{"$f":"IFERROR(G161+H161,\"\")","v":""},"","",{"$f":"IFERROR(J161+K161,\"\")","v":""},"","",{"$f":"IFERROR(M161+N161,\"\")","v":""},"","",{"$f":"IFERROR(P161+Q161,\"\")","v":""},"","",{"$f":"IFERROR(S161+T161,\"\")","v":""},"","",{"$f":"IFERROR(V161+W161,\"\")","v":""},"","",{"$f":"IFERROR(Y161+Z161,\"\")","v":""},"","",{"$f":"IFERROR(AB161+AC161,\"\")","v":""},"","",{"$f":"IFERROR(AE161+AF161,\"\")","v":""},5]
[null,null,6,"","","","","","","","","","","","","","","","","","","","","","","","","","","","","","",6]
[null,null,7,"","","","","","","","","","","","","","","","","","","","","","","","","","","","","","",7]
[null,null,8,"","","","","","","","","","","","","","","","","","","","","","","","","","","","","","",8]
[null,null,9,"","","","","","","","","","","","","","","","","","","","","","","","","","","","","","",9]
[null,null,10,"","","","","","","","","","","","","","","","","","","","","","","","","","","","","","",10]
[null,null,11,"","","","","","","","","","","","","","","","","","","","","","","","","","","","","","",11]
[null,null,12,"","","","","","","","","","","","","","","","","","","","","","","","","","","","","","",12]
[null,null,1,"","","","","","","","","","","","","","","","","","","","","","","","","","","","","","",1]
[null,null,2,"","","","","","","","","","","","","","","","","","","","","","","","","","","","","","",2]
[null,null,3,"","","","","","","","","","","","","","","","","","","","","","","","","","","","","","",3]
[null,null,"合計",{"$f":"IFERROR(SUM(D160:D171),\"\")","v":0},0,0,0,0,0,0,0,0,0,0,0,0,0,0,0,0,0,0,0,0,0,0,0,0,0,0,0,0,0,"合計"]
[]
[null,null,"作業表1(青色のセルを「24」、オレンジ色のセルを「19」として抽出）"]
[null,null,null," 時刻"]
[null,null,"月",0,1,2,3,4,5,6,7,8,9,10,11,12,13,14,15,16,17,18,19,20,21,22,23,"月"]
[null,null,4,{"$f":"CELLCOLOR($D$12)","v":-4142},{"$f":"CELLCOLOR($E$12)","v":-4142},{"$f":"CELLCOLOR($F$12)","v":-4142},{"$f":"CELLCOLOR($G$12)","v":-4142},{"$f":"CELLCOLOR($H$12)","v":-4142},{"$f":"CELLCOLOR($I$12)","v":-4142},{"$f":"CELLCOLOR($J$12)","v":-4142},{"$f":"CELLCOLOR($K$12)","v":-4142},{"$f":"CELLCOLOR($L$12)","v":-4142},{"$f":"CELLCOLOR($M$12)","v":-4142},{"$f":"CELLCOLOR($N$12)","v":-4142},{"$f":"CELLCOLOR($O$12)","v":-4142},{"$f":"CELLCOLOR($P$12)","v":-4142},{"$f":"CELLCOLOR($Q$12)","v":-4142},{"$f":"CELLCOLOR($R$12)","v":-4142},{"$f":"CELLCOLOR($S$12)","v":-4142},{"$f":"CELLCOLOR($T$12)","v":-4142},{"$f":"CELLCOLOR($U$12)","v":-4142},{"$f":"CELLCOLOR($V$12)","v":-4142},{"$f":"CELLCOLOR($W$12)","v":-4142},{"$f":"CELLCOLOR($X$12)","v":-4142},{"$f":"CELLCOLOR($Y$12)","v":-4142},{"$f":"CELLCOLOR($Z$12)","v":-4142},{"$f":"CELLCOLOR($AA$12)","v":-4142},4]
[null,null,5,{"$f":"CELLCOLOR($D$13)","v":-4142},{"$f":"CELLCOLOR($E$13)","v":-4142},{"$f":"CELLCOLOR($F$13)","v":-4142},{"$f":"CELLCOLOR($G$13)","v":-4142},{"$f":"CELLCOLOR($H$13)","v":-4142},{"$f":"CELLCOLOR($I$13)","v":-4142},{"$f":"CELLCOLOR($J$13)","v":-4142},{"$f":"CELLCOLOR($K$13)","v":-4142},{"$f":"CELLCOLOR($L$13)","v":-4142},{"$f":"CELLCOLOR($M$13)","v":-4142},{"$f":"CELLCOLOR($N$13)","v":-4142},{"$f":"CELLCOLOR($O$13)","v":-4142},{"$f":"CELLCOLOR($P$13)","v":-4142},{"$f":"CELLCOLOR($Q$13)","v":-4142},{"$f":"CELLCOLOR($R$13)","v":-4142},{"$f":"CELLCOLOR($S$13)","v":-4142},{"$f":"CELLCOLOR($T$13)","v":-4142},{"$f":"CELLCOLOR($U$13)","v":-4142},{"$f":"CELLCOLOR($V$13)","v":-4142},{"$f":"CELLCOLOR($W$13)","v":-4142},{"$f":"CELLCOLOR($X$13)","v":-4142},{"$f":"CELLCOLOR($Y$13)","v":-4142},{"$f":"CELLCOLOR($Z$13)","v":-4142},{"$f":"CELLCOLOR($AA$13)","v":-4142},5]
[null,null,6,{"$f":"CELLCOLOR($D$14)","v":-4142},{"$f":"CELLCOLOR($E$14)","v":-4142},{"$f":"CELLCOLOR($F$14)","v":-4142},{"$f":"CELLCOLOR($G$14)","v":-4142},{"$f":"CELLCOLOR($H$14)","v":-4142},{"$f":"CELLCOLOR($I$14)","v":-4142},{"$f":"CELLCOLOR($J$14)","v":-4142},{"$f":"CELLCOLOR($K$14)","v":-4142},{"$f":"CELLCOLOR($L$14)","v":-4142},{"$f":"CELLCOLOR($M$14)","v":-4142},{"$f":"CELLCOLOR($N$14)","v":-4142},{"$f":"CELLCOLOR($O$14)","v":-4142},{"$f":"CELLCOLOR($P$14)","v":-4142},{"$f":"CELLCOLOR($Q$14)","v":-4142},{"$f":"CELLCOLOR($R$14)","v":-4142},{"$f":"CELLCOLOR($S$14)","v":-4142},{"$f":"CELLCOLOR($T$14)","v":-4142},{"$f":"CELLCOLOR($U$14)","v":-4142},{"$f":"CELLCOLOR($V$14)","v":-4142},{"$f":"CELLCOLOR($W$14)","v":-4142},{"$f":"CELLCOLOR($X$14)","v":-4142},{"$f":"CELLCOLOR($Y$14)","v":-4142},{"$f":"CELLCOLOR($Z$14)","v":-4142},{"$f":"CELLCOLOR($AA$14)","v":-4142},6]
[null,null,7,{"$f":"CELLCOLOR($D$15)","v":-4142},{"$f":"CELLCOLOR($E$15)","v":-4142},{"$f":"CELLCOLOR($F$15)","v":-4142},{"$f":"CELLCOLOR($G$15)","v":-4142},{"$f":"CELLCOLOR($H$15)","v":-4142},{"$f":"CELLCOLOR($I$15)","v":-4142},{"$f":"CELLCOLOR($J$15)","v":-4142},{"$f":"CELLCOLOR($K$15)","v":-4142},{"$f":"CELLCOLOR($L$15)","v":-4142},{"$f":"CELLCOLOR($M$15)","v":-4142},{"$f":"CELLCOLOR($N$15)","v":-4142},{"$f":"CELLCOLOR($O$15)","v":-4142},{"$f":"CELLCOLOR($P$15)","v":-4142},{"$f":"CELLCOLOR($Q$15)","v":-4142},{"$f":"CELLCOLOR($R$15)","v":-4142},{"$f":"CELLCOLOR($S$15)","v":-4142},{"$f":"CELLCOLOR($T$15)","v":-4142},{"$f":"CELLCOLOR($U$15)","v":-4142},{"$f":"CELLCOLOR($V$15)","v":-4142},{"$f":"CELLCOLOR($W$15)","v":-4142},{"$f":"CELLCOLOR($X$15)","v":-4142},{"$f":"CELLCOLOR($Y$15)","v":-4142},{"$f":"CELLCOLOR($Z$15)","v":-4142},{"$f":"CELLCOLOR($AA$15)","v":-4142},7]
[null,null,8,{"$f":"CELLCOLOR($D$16)","v":-4142},{"$f":"CELLCOLOR($E$16)","v":-4142},{"$f":"CELLCOLOR($F$16)","v":-4142},{"$f":"CELLCOLOR($G$16)","v":-4142},{"$f":"CELLCOLOR($H$16)","v":-4142},{"$f":"CELLCOLOR($I$16)","v":-4142},{"$f":"CELLCOLOR($J$16)","v":-4142},{"$f":"CELLCOLOR($K$16)","v":-4142},{"$f":"CELLCOLOR($L$16)","v":-4142},{"$f":"CELLCOLOR($M$16)","v":-4142},{"$f":"CELLCOLOR($N$16)","v":-4142},{"$f":"CELLCOLOR($O$16)","v":-4142},{"$f":"CELLCOLOR($P$16)","v":-4142},{"$f":"CELLCOLOR($Q$16)","v":-4142},{"$f":"CELLCOLOR($R$16)","v":-4142},{"$f":"CELLCOLOR($S$16)","v":-4142},{"$f":"CELLCOLOR($T$16)","v":-4142},{"$f":"CELLCOLOR($U$16)","v":-4142},{"$f":"CELLCOLOR($V$16)","v":-4142},{"$f":"CELLCOLOR($W$16)","v":-4142},{"$f":"CELLCOLOR($X$16)","v":-4142},{"$f":"CELLCOLOR($Y$16)","v":-4142},{"$f":"CELLCOLOR($Z$16)","v":-4142},{"$f":"CELLCOLOR($AA$16)","v":-4142},8]
[null,null,9,{"$f":"CELLCOLOR($D$17)","v":-4142},{"$f":"CELLCOLOR($E$17)","v":-4142},{"$f":"CELLCOLOR($F$17)","v":-4142},{"$f":"CELLCOLOR($G$17)","v":-4142},{"$f":"CELLCOLOR($H$17)","v":-4142},{"$f":"CELLCOLOR($I$17)","v":-4142},{"$f":"CELLCOLOR($J$17)","v":-4142},{"$f":"CELLCOLOR($K$17)","v":-4142},{"$f":"CELLCOLOR($L$17)","v":-4142},{"$f":"CELLCOLOR($M$17)","v":-4142},{"$f":"CELLCOLOR($N$17)","v":-4142},{"$f":"CELLCOLOR($O$17)","v":-4142},{"$f":"CELLCOLOR($P$17)","v":-4142},{"$f":"CELLCOLOR($Q$17)","v":-4142},{"$f":"CELLCOLOR($R$17)","v":-4142},{"$f":"CELLCOLOR($S$17)","v":-4142},{"$f":"CELLCOLOR($T$17)","v":-4142},{"$f":"CELLCOLOR($U$17)","v":-4142},{"$f":"CELLCOLOR($V$17)","v":-4142},{"$f":"CELLCOLOR($W$17)","v":-4142},{"$f":"CELLCOLOR($X$17)","v":-4142},{"$f":"CELLCOLOR($Y$17)","v":-4142},{"$f":"CELLCOLOR($Z$17)","v":-4142},{"$f":"CELLCOLOR($AA$17)","v":-4142},9]
[null,null,10,{"$f":"CELLCOLOR($D$18)","v":-4142},{"$f":"CELLCOLOR($E$18)","v":-4142},{"$f":"CELLCOLOR($F$18)","v":-4142},{"$f":"CELLCOLOR($G$18)","v":-4142},{"$f":"CELLCOLOR($H$18)","v":-4142},{"$f":"CELLCOLOR($I$18)","v":-4142},{"$f":"CELLCOLOR($J$18)","v":-4142},{"$f":"CELLCOLOR($K$18)","v":-4142},{"$f":"CELLCOLOR($L$18)","v":-4142},{"$f":"CELLCOLOR($M$18)","v":-4142},{"$f":"CELLCOLOR($N$18)","v":-4142},{"$f":"CELLCOLOR($O$18)","v":-4142},{"$f":"CELLCOLOR($P$18)","v":-4142},{"$f":"CELLCOLOR($Q$18)","v":-4142},{"$f":"CELLCOLOR($R$18)","v":-4142},{"$f":"CELLCOLOR($S$18)","v":-4142},{"$f":"CELLCOLOR($T$18)","v":-4142},{"$f":"CELLCOLOR($U$18)","v":-4142},{"$f":"CELLCOLOR($V$18)","v":-4142},{"$f":"CELLCOLOR($W$18)","v":-4142},{"$f":"CELLCOLOR($X$18)","v":-4142},{"$f":"CELLCOLOR($Y$18)","v":-4142},{"$f":"CELLCOLOR($Z$18)","v":-4142},{"$f":"CELLCOLOR($AA$18)","v":-4142},10]
[null,null,11,{"$f":"CELLCOLOR($D$19)","v":-4142},{"$f":"CELLCOLOR($E$19)","v":-4142},{"$f":"CELLCOLOR($F$19)","v":-4142},{"$f":"CELLCOLOR($G$19)","v":-4142},{"$f":"CELLCOLOR($H$19)","v":-4142},{"$f":"CELLCOLOR($I$19)","v":-4142},{"$f":"CELLCOLOR($J$19)","v":-4142},{"$f":"CELLCOLOR($K$19)","v":-4142},{"$f":"CELLCOLOR($L$19)","v":-4142},{"$f":"CELLCOLOR($M$19)","v":-4142},{"$f":"CELLCOLOR($N$19)","v":-4142},{"$f":"CELLCOLOR($O$19)","v":-4142},{"$f":"CELLCOLOR($P$19)","v":-4142},{"$f":"CELLCOLOR($Q$19)","v":-4142},{"$f":"CELLCOLOR($R$19)","v":-4142},{"$f":"CELLCOLOR($S$19)","v":-4142},{"$f":"CELLCOLOR($T$19)","v":-4142},{"$f":"CELLCOLOR($U$19)","v":-4142},{"$f":"CELLCOLOR($V$19)","v":-4142},{"$f":"CELLCOLOR($W$19)","v":-4142},{"$f":"CELLCOLOR($X$19)","v":-4142},{"$f":"CELLCOLOR($Y$19)","v":-4142},{"$f":"CELLCOLOR($Z$19)","v":-4142},{"$f":"CELLCOLOR($AA$19)","v":-4142},11]
[null,null,12,{"$f":"CELLCOLOR($D$20)","v":-4142},{"$f":"CELLCOLOR($E$20)","v":-4142},{"$f":"CELLCOLOR($F$20)","v":-4142},{"$f":"CELLCOLOR($G$20)","v":-4142},{"$f":"CELLCOLOR($H$20)","v":-4142},{"$f":"CELLCOLOR($I$20)","v":-4142},{"$f":"CELLCOLOR($J$20)","v":-4142},{"$f":"CELLCOLOR($K$20)","v":-4142},{"$f":"CELLCOLOR($L$20)","v":-4142},{"$f":"CELLCOLOR($M$20)","v":-4142},{"$f":"CELLCOLOR($N$20)","v":-4142},{"$f":"CELLCOLOR($O$20)","v":-4142},{"$f":"CELLCOLOR($P$20)","v":-4142},{"$f":"CELLCOLOR($Q$20)","v":-4142},{"$f":"CELLCOLOR($R$20)","v":-4142},{"$f":"CELLCOLOR($S$20)","v":-4142},{"$f":"CELLCOLOR($T$20)","v":-4142},{"$f":"CELLCOLOR($U$20)","v":-4142},{"$f":"CELLCOLOR($V$20)","v":-4142},{"$f":"CELLCOLOR($W$20)","v":-4142},{"$f":"CELLCOLOR($X$20)","v":-4142},{"$f":"CELLCOLOR($Y$20)","v":-4142},{"$f":"CELLCOLOR($Z$20)","v":-4142},{"$f":"CELLCOLOR($AA$20)","v":-4142},12]
[null,null,1,{"$f":"CELLCOLOR($D$21)","v":-4142},{"$f":"CELLCOLOR($E$21)","v":-4142},{"$f":"CELLCOLOR($F$21)","v":-4142},{"$f":"CELLCOLOR($G$21)","v":-4142},{"$f":"CELLCOLOR($H$21)","v":-4142},{"$f":"CELLCOLOR($I$21)","v":-4142},{"$f":"CELLCOLOR($J$21)","v":-4142},{"$f":"CELLCOLOR($K$21)","v":-4142},{"$f":"CELLCOLOR($L$21)","v":-4142},{"$f":"CELLCOLOR($M$21)","v":-4142},{"$f":"CELLCOLOR($N$21)","v":-4142},{"$f":"CELLCOLOR($O$21)","v":-4142},{"$f":"CELLCOLOR($P$21)","v":-4142},{"$f":"CELLCOLOR($Q$21)","v":-4142},{"$f":"CELLCOLOR($R$21)","v":-4142},{"$f":"CELLCOLOR($S$21)","v":-4142},{"$f":"CELLCOLOR($T$21)","v":-4142},{"$f":"CELLCOLOR($U$21)","v":-4142},{"$f":"CELLCOLOR($V$21)","v":-4142},{"$f":"CELLCOLOR($W$21)","v":-4142},{"$f":"CELLCOLOR($X$21)","v":-4142},{"$f":"CELLCOLOR($Y$21)","v":-4142},{"$f":"CELLCOLOR($Z$21)","v":-4142},{"$f":"CELLCOLOR($AA$21)","v":-4142},1]
[null,null,2,{"$f":"CELLCOLOR($D$22)","v":-4142},{"$f":"CELLCOLOR($E$22)","v":-4142},{"$f":"CELLCOLOR($F$22)","v":-4142},{"$f":"CELLCOLOR($G$22)","v":-4142},{"$f":"CELLCOLOR($H$22)","v":-4142},{"$f":"CELLCOLOR($I$22)","v":-4142},{"$f":"CELLCOLOR($J$22)","v":-4142},{"$f":"CELLCOLOR($K$22)","v":-4142},{"$f":"CELLCOLOR($L$22)","v":-4142},{"$f":"CELLCOLOR($M$22)","v":-4142},{"$f":"CELLCOLOR($N$22)","v":-4142},{"$f":"CELLCOLOR($O$22)","v":-4142},{"$f":"CELLCOLOR($P$22)","v":-4142},{"$f":"CELLCOLOR($Q$22)","v":-4142},{"$f":"CELLCOLOR($R$22)","v":-4142},{"$f":"CELLCOLOR($S$22)","v":-4142},{"$f":"CELLCOLOR($T$22)","v":-4142},{"$f":"CELLCOLOR($U$22)","v":-4142},{"$f":"CELLCOLOR($V$22)","v":-4142},{"$f":"CELLCOLOR($W$22)","v":-4142},{"$f":"CELLCOLOR($X$22)","v":-4142},{"$f":"CELLCOLOR($Y$22)","v":-4142},{"$f":"CELLCOLOR($Z$22)","v":-4142},{"$f":"CELLCOLOR($AA$22)","v":-4142},2]
[null,null,3,{"$f":"CELLCOLOR($D$23)","v":-4142},{"$f":"CELLCOLOR($E$23)","v":-4142},{"$f":"CELLCOLOR($F$23)","v":-4142},{"$f":"CELLCOLOR($G$23)","v":-4142},{"$f":"CELLCOLOR($H$23)","v":-4142},{"$f":"CELLCOLOR($I$23)","v":-4142},{"$f":"CELLCOLOR($J$23)","v":-4142},{"$f":"CELLCOLOR($K$23)","v":-4142},{"$f":"CELLCOLOR($L$23)","v":-4142},{"$f":"CELLCOLOR($M$23)","v":-4142},{"$f":"CELLCOLOR($N$23)","v":-4142},{"$f":"CELLCOLOR($O$23)","v":-4142},{"$f":"CELLCOLOR($P$23)","v":-4142},{"$f":"CELLCOLOR($Q$23)","v":-4142},{"$f":"CELLCOLOR($R$23)","v":-4142},{"$f":"CELLCOLOR($S$23)","v":-4142},{"$f":"CELLCOLOR($T$23)","v":-4142},{"$f":"CELLCOLOR($U$23)","v":-4142},{"$f":"CELLCOLOR($V$23)","v":-4142},{"$f":"CELLCOLOR($W$23)","v":-4142},{"$f":"CELLCOLOR($X$23)","v":-4142},{"$f":"CELLCOLOR($Y$23)","v":-4142},{"$f":"CELLCOLOR($Z$23)","v":-4142},{"$f":"CELLCOLOR($AA$23)","v":-4142},3]
[]
[null,null,"作業表2-1(冷房)",null,"●月▲時の平均気温(四捨五入で表示）"]
[null,null,null," 時刻"]
[null,null,"月",0,1,2,3,4,5,6,7,8,9,10,11,12,13,14,15,16,17,18,19,20,21,22,23,"月"]
[null,null,4,{"$f":"IF($D$177=24,ROUND($D$12,0),\"\")&\"\"","v":""},{"$f":"IF($E$177=24,ROUND($E$12,0),\"\")&\"\"","v":""},{"$f":"IF($F$177=24,ROUND($F$12,0),\"\")&\"\"","v":""},{"$f":"IF($G$177=24,ROUND($G$12,0),\"\")&\"\"","v":""},{"$f":"IF($H$177=24,ROUND($H$12,0),\"\")&\"\"","v":""},{"$f":"IF($I$177=24,ROUND($I$12,0),\"\")&\"\"","v":""},{"$f":"IF($J$177=24,ROUND($J$12,0),\"\")&\"\"","v":""},{"$f":"IF($K$177=24,ROUND($K$12,0),\"\")&\"\"","v":""},{"$f":"IF($L$177=24,ROUND($L$12,0),\"\")&\"\"","v":""},{"$f":"IF($M$177=24,ROUND($M$12,0),\"\")&\"\"","v":""},{"$f":"IF($N$177=24,ROUND($N$12,0),\"\")&\"\"","v":""},{"$f":"IF($O$177=24,ROUND($O$12,0),\"\")&\"\"","v":""},{"$f":"IF($P$177=24,ROUND($P$12,0),\"\")&\"\"","v":""},{"$f":"IF($Q$177=24,ROUND($Q$12,0),\"\")&\"\"","v":""},{"$f":"IF($R$177=24,ROUND($R$12,0),\"\")&\"\"","v":""},{"$f":"IF($S$177=24,ROUND($S$12,0),\"\")&\"\"","v":""},{"$f":"IF($T$177=24,ROUND($T$12,0),\"\")&\"\"","v":""},{"$f":"IF($U$177=24,ROUND($U$12,0),\"\")&\"\"","v":""},{"$f":"IF($V$177=24,ROUND($V$12,0),\"\")&\"\"","v":""},{"$f":"IF($W$177=24,ROUND($W$12,0),\"\")&\"\"","v":""},{"$f":"IF($X$177=24,ROUND($X$12,0),\"\")&\"\"","v":""},{"$f":"IF($Y$177=24,ROUND($Y$12,0),\"\")&\"\"","v":""},{"$f":"IF($Z$177=24,ROUND($Z$12,0),\"\")&\"\"","v":""},{"$f":"IF($AA$177=24,ROUND($AA$12,0),\"\")&\"\"","v":""},4]
[null,null,5,{"$f":"IF($D$178=24,ROUND($D$13,0),\"\")&\"\"","v":""},{"$f":"IF($E$178=24,ROUND($E$13,0),\"\")&\"\"","v":""},{"$f":"IF($F$178=24,ROUND($F$13,0),\"\")&\"\"","v":""},{"$f":"IF($G$178=24,ROUND($G$13,0),\"\")&\"\"","v":""},{"$f":"IF($H$178=24,ROUND($H$13,0),\"\")&\"\"","v":""},{"$f":"IF($I$178=24,ROUND($I$13,0),\"\")&\"\"","v":""},{"$f":"IF($J$178=24,ROUND($J$13,0),\"\")&\"\"","v":""},{"$f":"IF($K$178=24,ROUND($K$13,0),\"\")&\"\"","v":""},{"$f":"IF($L$178=24,ROUND($L$13,0),\"\")&\"\"","v":""},{"$f":"IF($M$178=24,ROUND($M$13,0),\"\")&\"\"","v":""},{"$f":"IF($N$178=24,ROUND($N$13,0),\"\")&\"\"","v":""},{"$f":"IF($O$178=24,ROUND($O$13,0),\"\")&\"\"","v":""},{"$f":"IF($P$178=24,ROUND($P$13,0),\"\")&\"\"","v":""},{"$f":"IF($Q$178=24,ROUND($Q$13,0),\"\")&\"\"","v":""},{"$f":"IF($R$178=24,ROUND($R$13,0),\"\")&\"\"","v":""},{"$f":"IF($S$178=24,ROUND($S$13,0),\"\")&\"\"","v":""},{"$f":"IF($T$178=24,ROUND($T$13,0),\"\")&\"\"","v":""},{"$f":"IF($U$178=24,ROUND($U$13,0),\"\")&\"\"","v":""},{"$f":"IF($V$178=24,ROUND($V$13,0),\"\")&\"\"","v":""},{"$f":"IF($W$178=24,ROUND($W$13,0),\"\")&\"\"","v":""},{"$f":"IF($X$178=24,ROUND($X$13,0),\"\")&\"\"","v":""},{"$f":"IF($Y$178=24,ROUND($Y$13,0),\"\")&\"\"","v":""},{"$f":"IF($Z$178=24,ROUND($Z$13,0),\"\")&\"\"","v":""},{"$f":"IF($AA$178=24,ROUND($AA$13,0),\"\")&\"\"","v":""},5]
[null,null,6,{"$f":"IF($D$179=24,ROUND($D$14,0),\"\")&\"\"","v":""},{"$f":"IF($E$179=24,ROUND($E$14,0),\"\")&\"\"","v":""},{"$f":"IF($F$179=24,ROUND($F$14,0),\"\")&\"\"","v":""},{"$f":"IF($G$179=24,ROUND($G$14,0),\"\")&\"\"","v":""},{"$f":"IF($H$179=24,ROUND($H$14,0),\"\")&\"\"","v":""},{"$f":"IF($I$179=24,ROUND($I$14,0),\"\")&\"\"","v":""},{"$f":"IF($J$179=24,ROUND($J$14,0),\"\")&\"\"","v":""},{"$f":"IF($K$179=24,ROUND($K$14,0),\"\")&\"\"","v":""},{"$f":"IF($L$179=24,ROUND($L$14,0),\"\")&\"\"","v":""},{"$f":"IF($M$179=24,ROUND($M$14,0),\"\")&\"\"","v":""},{"$f":"IF($N$179=24,ROUND($N$14,0),\"\")&\"\"","v":""},{"$f":"IF($O$179=24,ROUND($O$14,0),\"\")&\"\"","v":""},{"$f":"IF($P$179=24,ROUND($P$14,0),\"\")&\"\"","v":""},{"$f":"IF($Q$179=24,ROUND($Q$14,0),\"\")&\"\"","v":""},{"$f":"IF($R$179=24,ROUND($R$14,0),\"\")&\"\"","v":""},{"$f":"IF($S$179=24,ROUND($S$14,0),\"\")&\"\"","v":""},{"$f":"IF($T$179=24,ROUND($T$14,0),\"\")&\"\"","v":""},{"$f":"IF($U$179=24,ROUND($U$14,0),\"\")&\"\"","v":""},{"$f":"IF($V$179=24,ROUND($V$14,0),\"\")&\"\"","v":""},{"$f":"IF($W$179=24,ROUND($W$14,0),\"\")&\"\"","v":""},{"$f":"IF($X$179=24,ROUND($X$14,0),\"\")&\"\"","v":""},{"$f":"IF($Y$179=24,ROUND($Y$14,0),\"\")&\"\"","v":""},{"$f":"IF($Z$179=24,ROUND($Z$14,0),\"\")&\"\"","v":""},{"$f":"IF($AA$179=24,ROUND($AA$14,0),\"\")&\"\"","v":""},6]
[null,null,7,{"$f":"IF($D$180=24,ROUND($D$15,0),\"\")&\"\"","v":""},{"$f":"IF($E$180=24,ROUND($E$15,0),\"\")&\"\"","v":""},{"$f":"IF($F$180=24,ROUND($F$15,0),\"\")&\"\"","v":""},{"$f":"IF($G$180=24,ROUND($G$15,0),\"\")&\"\"","v":""},{"$f":"IF($H$180=24,ROUND($H$15,0),\"\")&\"\"","v":""},{"$f":"IF($I$180=24,ROUND($I$15,0),\"\")&\"\"","v":""},{"$f":"IF($J$180=24,ROUND($J$15,0),\"\")&\"\"","v":""},{"$f":"IF($K$180=24,ROUND($K$15,0),\"\")&\"\"","v":""},{"$f":"IF($L$180=24,ROUND($L$15,0),\"\")&\"\"","v":""},{"$f":"IF($M$180=24,ROUND($M$15,0),\"\")&\"\"","v":""},{"$f":"IF($N$180=24,ROUND($N$15,0),\"\")&\"\"","v":""},{"$f":"IF($O$180=24,ROUND($O$15,0),\"\")&\"\"","v":""},{"$f":"IF($P$180=24,ROUND($P$15,0),\"\")&\"\"","v":""},{"$f":"IF($Q$180=24,ROUND($Q$15,0),\"\")&\"\"","v":""},{"$f":"IF($R$180=24,ROUND($R$15,0),\"\")&\"\"","v":""},{"$f":"IF($S$180=24,ROUND($S$15,0),\"\")&\"\"","v":""},{"$f":"IF($T$180=24,ROUND($T$15,0),\"\")&\"\"","v":""},{"$f":"IF($U$180=24,ROUND($U$15,0),\"\")&\"\"","v":""},{"$f":"IF($V$180=24,ROUND($V$15,0),\"\")&\"\"","v":""},{"$f":"IF($W$180=24,ROUND($W$15,0),\"\")&\"\"","v":""},{"$f":"IF($X$180=24,ROUND($X$15,0),\"\")&\"\"","v":""},{"$f":"IF($Y$180=24,ROUND($Y$15,0),\"\")&\"\"","v":""},{"$f":"IF($Z$180=24,ROUND($Z$15,0),\"\")&\"\"","v":""},{"$f":"IF($AA$180=24,ROUND($AA$15,0),\"\")&\"\"","v":""},7]
[null,null,8,{"$f":"IF($D$181=24,ROUND($D$16,0),\"\")&\"\"","v":""},{"$f":"IF($E$181=24,ROUND($E$16,0),\"\")&\"\"","v":""},{"$f":"IF($F$181=24,ROUND($F$16,0),\"\")&\"\"","v":""},{"$f":"IF($G$181=24,ROUND($G$16,0),\"\")&\"\"","v":""},{"$f":"IF($H$181=24,ROUND($H$16,0),\"\")&\"\"","v":""},{"$f":"IF($I$181=24,ROUND($I$16,0),\"\")&\"\"","v":""},{"$f":"IF($J$181=24,ROUND($J$16,0),\"\")&\"\"","v":""},{"$f":"IF($K$181=24,ROUND($K$16,0),\"\")&\"\"","v":""},{"$f":"IF($L$181=24,ROUND($L$16,0),\"\")&\"\"","v":""},{"$f":"IF($M$181=24,ROUND($M$16,0),\"\")&\"\"","v":""},{"$f":"IF($N$181=24,ROUND($N$16,0),\"\")&\"\"","v":""},{"$f":"IF($O$181=24,ROUND($O$16,0),\"\")&\"\"","v":""},{"$f":"IF($P$181=24,ROUND($P$16,0),\"\")&\"\"","v":""},{"$f":"IF($Q$181=24,ROUND($Q$16,0),\"\")&\"\"","v":""},{"$f":"IF($R$181=24,ROUND($R$16,0),\"\")&\"\"","v":""},{"$f":"IF($S$181=24,ROUND($S$16,0),\"\")&\"\"","v":""},{"$f":"IF($T$181=24,ROUND($T$16,0),\"\")&\"\"","v":""},{"$f":"IF($U$181=24,ROUND($U$16,0),\"\")&\"\"","v":""},{"$f":"IF($V$181=24,ROUND($V$16,0),\"\")&\"\"","v":""},{"$f":"IF($W$181=24,ROUND($W$16,0),\"\")&\"\"","v":""},{"$f":"IF($X$181=24,ROUND($X$16,0),\"\")&\"\"","v":""},{"$f":"IF($Y$181=24,ROUND($Y$16,0),\"\")&\"\"","v":""},{"$f":"IF($Z$181=24,ROUND($Z$16,0),\"\")&\"\"","v":""},{"$f":"IF($AA$181=24,ROUND($AA$16,0),\"\")&\"\"","v":""},8]
[null,null,9,{"$f":"IF($D$182=24,ROUND($D$17,0),\"\")&\"\"","v":""},{"$f":"IF($E$182=24,ROUND($E$17,0),\"\")&\"\"","v":""},{"$f":"IF($F$182=24,ROUND($F$17,0),\"\")&\"\"","v":""},{"$f":"IF($G$182=24,ROUND($G$17,0),\"\")&\"\"","v":""},{"$f":"IF($H$182=24,ROUND($H$17,0),\"\")&\"\"","v":""},{"$f":"IF($I$182=24,ROUND($I$17,0),\"\")&\"\"","v":""},{"$f":"IF($J$182=24,ROUND($J$17,0),\"\")&\"\"","v":""},{"$f":"IF($K$182=24,ROUND($K$17,0),\"\")&\"\"","v":""},{"$f":"IF($L$182=24,ROUND($L$17,0),\"\")&\"\"","v":""},{"$f":"IF($M$182=24,ROUND($M$17,0),\"\")&\"\"","v":""},{"$f":"IF($N$182=24,ROUND($N$17,0),\"\")&\"\"","v":""},{"$f":"IF($O$182=24,ROUND($O$17,0),\"\")&\"\"","v":""},{"$f":"IF($P$182=24,ROUND($P$17,0),\"\")&\"\"","v":""},{"$f":"IF($Q$182=24,ROUND($Q$17,0),\"\")&\"\"","v":""},{"$f":"IF($R$182=24,ROUND($R$17,0),\"\")&\"\"","v":""},{"$f":"IF($S$182=24,ROUND($S$17,0),\"\")&\"\"","v":""},{"$f":"IF($T$182=24,ROUND($T$17,0),\"\")&\"\"","v":""},{"$f":"IF($U$182=24,ROUND($U$17,0),\"\")&\"\"","v":""},{"$f":"IF($V$182=24,ROUND($V$17,0),\"\")&\"\"","v":""},{"$f":"IF($W$182=24,ROUND($W$17,0),\"\")&\"\"","v":""},{"$f":"IF($X$182=24,ROUND($X$17,0),\"\")&\"\"","v":""},{"$f":"IF($Y$182=24,ROUND($Y$17,0),\"\")&\"\"","v":""},{"$f":"IF($Z$182=24,ROUND($Z$17,0),\"\")&\"\"","v":""},{"$f":"IF($AA$182=24,ROUND($AA$17,0),\"\")&\"\"","v":""},9]
[null,null,10,{"$f":"IF($D$183=24,ROUND($D$18,0),\"\")&\"\"","v":""},{"$f":"IF($E$183=24,ROUND($E$18,0),\"\")&\"\"","v":""},{"$f":"IF($F$183=24,ROUND($F$18,0),\"\")&\"\"","v":""},{"$f":"IF($G$183=24,ROUND($G$18,0),\"\")&\"\"","v":""},{"$f":"IF($H$183=24,ROUND($H$18,0),\"\")&\"\"","v":""},{"$f":"IF($I$183=24,ROUND($I$18,0),\"\")&\"\"","v":""},{"$f":"IF($J$183=24,ROUND($J$18,0),\"\")&\"\"","v":""},{"$f":"IF($K$183=24,ROUND($K$18,0),\"\")&\"\"","v":""},{"$f":"IF($L$183=24,ROUND($L$18,0),\"\")&\"\"","v":""},{"$f":"IF($M$183=24,ROUND($M$18,0),\"\")&\"\"","v":""},{"$f":"IF($N$183=24,ROUND($N$18,0),\"\")&\"\"","v":""},{"$f":"IF($O$183=24,ROUND($O$18,0),\"\")&\"\"","v":""},{"$f":"IF($P$183=24,ROUND($P$18,0),\"\")&\"\"","v":""},{"$f":"IF($Q$183=24,ROUND($Q$18,0),\"\")&\"\"","v":""},{"$f":"IF($R$183=24,ROUND($R$18,0),\"\")&\"\"","v":""},{"$f":"IF($S$183=24,ROUND($S$18,0),\"\")&\"\"","v":""},{"$f":"IF($T$183=24,ROUND($T$18,0),\"\")&\"\"","v":""},{"$f":"IF($U$183=24,ROUND($U$18,0),\"\")&\"\"","v":""},{"$f":"IF($V$183=24,ROUND($V$18,0),\"\")&\"\"","v":""},{"$f":"IF($W$183=24,ROUND($W$18,0),\"\")&\"\"","v":""},{"$f":"IF($X$183=24,ROUND($X$18,0),\"\")&\"\"","v":""},{"$f":"IF($Y$183=24,ROUND($Y$18,0),\"\")&\"\"","v":""},{"$f":"IF($Z$183=24,ROUND($Z$18,0),\"\")&\"\"","v":""},{"$f":"IF($AA$183=24,ROUND($AA$18,0),\"\")&\"\"","v":""},10]
[null,null,11,{"$f":"IF($D$184=24,ROUND($D$19,0),\"\")&\"\"","v":""},{"$f":"IF($E$184=24,ROUND($E$19,0),\"\")&\"\"","v":""},{"$f":"IF($F$184=24,ROUND($F$19,0),\"\")&\"\"","v":""},{"$f":"IF($G$184=24,ROUND($G$19,0),\"\")&\"\"","v":""},{"$f":"IF($H$184=24,ROUND($H$19,0),\"\")&\"\"","v":""},{"$f":"IF($I$184=24,ROUND($I$19,0),\"\")&\"\"","v":""},{"$f":"IF($J$184=24,ROUND($J$19,0),\"\")&\"\"","v":""},{"$f":"IF($K$184=24,ROUND($K$19,0),\"\")&\"\"","v":""},{"$f":"IF($L$184=24,ROUND($L$19,0),\"\")&\"\"","v":""},{"$f":"IF($M$184=24,ROUND($M$19,0),\"\")&\"\"","v":""},{"$f":"IF($N$184=24,ROUND($N$19,0),\"\")&\"\"","v":""},{"$f":"IF($O$184=24,ROUND($O$19,0),\"\")&\"\"","v":""},{"$f":"IF($P$184=24,ROUND($P$19,0),\"\")&\"\"","v":""},{"$f":"IF($Q$184=24,ROUND($Q$19,0),\"\")&\"\"","v":""},{"$f":"IF($R$184=24,ROUND($R$19,0),\"\")&\"\"","v":""},{"$f":"IF($S$184=24,ROUND($S$19,0),\"\")&\"\"","v":""},{"$f":"IF($T$184=24,ROUND($T$19,0),\"\")&\"\"","v":""},{"$f":"IF($U$184=24,ROUND($U$19,0),\"\")&\"\"","v":""},{"$f":"IF($V$184=24,ROUND($V$19,0),\"\")&\"\"","v":""},{"$f":"IF($W$184=24,ROUND($W$19,0),\"\")&\"\"","v":""},{"$f":"IF($X$184=24,ROUND($X$19,0),\"\")&\"\"","v":""},{"$f":"IF($Y$184=24,ROUND($Y$19,0),\"\")&\"\"","v":""},{"$f":"IF($Z$184=24,ROUND($Z$19,0),\"\")&\"\"","v":""},{"$f":"IF($AA$184=24,ROUND($AA$19,0),\"\")&\"\"","v":""},11]
[null,null,12,{"$f":"IF($D$185=24,ROUND($D$20,0),\"\")&\"\"","v":""},{"$f":"IF($E$185=24,ROUND($E$20,0),\"\")&\"\"","v":""},{"$f":"IF($F$185=24,ROUND($F$20,0),\"\")&\"\"","v":""},{"$f":"IF($G$185=24,ROUND($G$20,0),\"\")&\"\"","v":""},{"$f":"IF($H$185=24,ROUND($H$20,0),\"\")&\"\"","v":""},{"$f":"IF($I$185=24,ROUND($I$20,0),\"\")&\"\"","v":""},{"$f":"IF($J$185=24,ROUND($J$20,0),\"\")&\"\"","v":""},{"$f":"IF($K$185=24,ROUND($K$20,0),\"\")&\"\"","v":""},{"$f":"IF($L$185=24,ROUND($L$20,0),\"\")&\"\"","v":""},{"$f":"IF($M$185=24,ROUND($M$20,0),\"\")&\"\"","v":""},{"$f":"IF($N$185=24,ROUND($N$20,0),\"\")&\"\"","v":""},{"$f":"IF($O$185=24,ROUND($O$20,0),\"\")&\"\"","v":""},{"$f":"IF($P$185=24,ROUND($P$20,0),\"\")&\"\"","v":""},{"$f":"IF($Q$185=24,ROUND($Q$20,0),\"\")&\"\"","v":""},{"$f":"IF($R$185=24,ROUND($R$20,0),\"\")&\"\"","v":""},{"$f":"IF($S$185=24,ROUND($S$20,0),\"\")&\"\"","v":""},{"$f":"IF($T$185=24,ROUND($T$20,0),\"\")&\"\"","v":""},{"$f":"IF($U$185=24,ROUND($U$20,0),\"\")&\"\"","v":""},{"$f":"IF($V$185=24,ROUND($V$20,0),\"\")&\"\"","v":""},{"$f":"IF($W$185=24,ROUND($W$20,0),\"\")&\"\"","v":""},{"$f":"IF($X$185=24,ROUND($X$20,0),\"\")&\"\"","v":""},{"$f":"IF($Y$185=24,ROUND($Y$20,0),\"\")&\"\"","v":""},{"$f":"IF($Z$185=24,ROUND($Z$20,0),\"\")&\"\"","v":""},{"$f":"IF($AA$185=24,ROUND($AA$20,0),\"\")&\"\"","v":""},12]
[null,null,1,{"$f":"IF($D$186=24,ROUND($D$21,0),\"\")&\"\"","v":""},{"$f":"IF($E$186=24,ROUND($E$21,0),\"\")&\"\"","v":""},{"$f":"IF($F$186=24,ROUND($F$21,0),\"\")&\"\"","v":""},{"$f":"IF($G$186=24,ROUND($G$21,0),\"\")&\"\"","v":""},{"$f":"IF($H$186=24,ROUND($H$21,0),\"\")&\"\"","v":""},{"$f":"IF($I$186=24,ROUND($I$21,0),\"\")&\"\"","v":""},{"$f":"IF($J$186=24,ROUND($J$21,0),\"\")&\"\"","v":""},{"$f":"IF($K$186=24,ROUND($K$21,0),\"\")&\"\"","v":""},{"$f":"IF($L$186=24,ROUND($L$21,0),\"\")&\"\"","v":""},{"$f":"IF($M$186=24,ROUND($M$21,0),\"\")&\"\"","v":""},{"$f":"IF($N$186=24,ROUND($N$21,0),\"\")&\"\"","v":""},{"$f":"IF($O$186=24,ROUND($O$21,0),\"\")&\"\"","v":""},{"$f":"IF($P$186=24,ROUND($P$21,0),\"\")&\"\"","v":""},{"$f":"IF($Q$186=24,ROUND($Q$21,0),\"\")&\"\"","v":""},{"$f":"IF($R$186=24,ROUND($R$21,0),\"\")&\"\"","v":""},{"$f":"IF($S$186=24,ROUND($S$21,0),\"\")&\"\"","v":""},{"$f":"IF($T$186=24,ROUND($T$21,0),\"\")&\"\"","v":""},{"$f":"IF($U$186=24,ROUND($U$21,0),\"\")&\"\"","v":""},{"$f":"IF($V$186=24,ROUND($V$21,0),\"\")&\"\"","v":""},{"$f":"IF($W$186=24,ROUND($W$21,0),\"\")&\"\"","v":""},{"$f":"IF($X$186=24,ROUND($X$21,0),\"\")&\"\"","v":""},{"$f":"IF($Y$186=24,ROUND($Y$21,0),\"\")&\"\"","v":""},{"$f":"IF($Z$186=24,ROUND($Z$21,0),\"\")&\"\"","v":""},{"$f":"IF($AA$186=24,ROUND($AA$21,0),\"\")&\"\"","v":""},1]
[null,null,2,{"$f":"IF($D$187=24,ROUND($D$22,0),\"\")&\"\"","v":""},{"$f":"IF($E$187=24,ROUND($E$22,0),\"\")&\"\"","v":""},{"$f":"IF($F$187=24,ROUND($F$22,0),\"\")&\"\"","v":""},{"$f":"IF($G$187=24,ROUND($G$22,0),\"\")&\"\"","v":""},{"$f":"IF($H$187=24,ROUND($H$22,0),\"\")&\"\"","v":""},{"$f":"IF($I$187=24,ROUND($I$22,0),\"\")&\"\"","v":""},{"$f":"IF($J$187=24,ROUND($J$22,0),\"\")&\"\"","v":""},{"$f":"IF($K$187=24,ROUND($K$22,0),\"\")&\"\"","v":""},{"$f":"IF($L$187=24,ROUND($L$22,0),\"\")&\"\"","v":""},{"$f":"IF($M$187=24,ROUND($M$22,0),\"\")&\"\"","v":""},{"$f":"IF($N$187=24,ROUND($N$22,0),\"\")&\"\"","v":""},{"$f":"IF($O$187=24,ROUND($O$22,0),\"\")&\"\"","v":""},{"$f":"IF($P$187=24,ROUND($P$22,0),\"\")&\"\"","v":""},{"$f":"IF($Q$187=24,ROUND($Q$22,0),\"\")&\"\"","v":""},{"$f":"IF($R$187=24,ROUND($R$22,0),\"\")&\"\"","v":""},{"$f":"IF($S$187=24,ROUND($S$22,0),\"\")&\"\"","v":""},{"$f":"IF($T$187=24,ROUND($T$22,0),\"\")&\"\"","v":""},{"$f":"IF($U$187=24,ROUND($U$22,0),\"\")&\"\"","v":""},{"$f":"IF($V$187=24,ROUND($V$22,0),\"\")&\"\"","v":""},{"$f":"IF($W$187=24,ROUND($W$22,0),\"\")&\"\"","v":""},{"$f":"IF($X$187=24,ROUND($X$22,0),\"\")&\"\"","v":""},{"$f":"IF($Y$187=24,ROUND($Y$22,0),\"\")&\"\"","v":""},{"$f":"IF($Z$187=24,ROUND($Z$22,0),\"\")&\"\"","v":""},{"$f":"IF($AA$187=24,ROUND($AA$22,0),\"\")&\"\"","v":""},2]
[null,null,3,{"$f":"IF($D$188=24,ROUND($D$23,0),\"\")&\"\"","v":""},{"$f":"IF($E$188=24,ROUND($E$23,0),\"\")&\"\"","v":""},{"$f":"IF($F$188=24,ROUND($F$23,0),\"\")&\"\"","v":""},{"$f":"IF($G$188=24,ROUND($G$23,0),\"\")&\"\"","v":""},{"$f":"IF($H$188=24,ROUND($H$23,0),\"\")&\"\"","v":""},{"$f":"IF($I$188=24,ROUND($I$23,0),\"\")&\"\"","v":""},{"$f":"IF($J$188=24,ROUND($J$23,0),\"\")&\"\"","v":""},{"$f":"IF($K$188=24,ROUND($K$23,0),\"\")&\"\"","v":""},{"$f":"IF($L$188=24,ROUND($L$23,0),\"\")&\"\"","v":""},{"$f":"IF($M$188=24,ROUND($M$23,0),\"\")&\"\"","v":""},{"$f":"IF($N$188=24,ROUND($N$23,0),\"\")&\"\"","v":""},{"$f":"IF($O$188=24,ROUND($O$23,0),\"\")&\"\"","v":""},{"$f":"IF($P$188=24,ROUND($P$23,0),\"\")&\"\"","v":""},{"$f":"IF($Q$188=24,ROUND($Q$23,0),\"\")&\"\"","v":""},{"$f":"IF($R$188=24,ROUND($R$23,0),\"\")&\"\"","v":""},{"$f":"IF($S$188=24,ROUND($S$23,0),\"\")&\"\"","v":""},{"$f":"IF($T$188=24,ROUND($T$23,0),\"\")&\"\"","v":""},{"$f":"IF($U$188=24,ROUND($U$23,0),\"\")&\"\"","v":""},{"$f":"IF($V$188=24,ROUND($V$23,0),\"\")&\"\"","v":""},{"$f":"IF($W$188=24,ROUND($W$23,0),\"\")&\"\"","v":""},{"$f":"IF($X$188=24,ROUND($X$23,0),\"\")&\"\"","v":""},{"$f":"IF($Y$188=24,ROUND($Y$23,0),\"\")&\"\"","v":""},{"$f":"IF($Z$188=24,ROUND($Z$23,0),\"\")&\"\"","v":""},{"$f":"IF($AA$188=24,ROUND($AA$23,0),\"\")&\"\"","v":""},3]
[]
[null,null,"作業表2-2(暖房)",null,"●月▲時の平均気温(四捨五入で表示）"]
[null,null,null," 時刻"]
[null,null,"月",0,1,2,3,4,5,6,7,8,9,10,11,12,13,14,15,16,17,18,19,20,21,22,23,"月"]
[null,null,4,{"$f":"IF($D$177=19,ROUND($D$12,0),\"\")&\"\"","v":""},{"$f":"IF($E$177=19,ROUND($E$12,0),\"\")&\"\"","v":""},{"$f":"IF($F$177=19,ROUND($F$12,0),\"\")&\"\"","v":""},{"$f":"IF($G$177=19,ROUND($G$12,0),\"\")&\"\"","v":""},{"$f":"IF($H$177=19,ROUND($H$12,0),\"\")&\"\"","v":""},{"$f":"IF($I$177=19,ROUND($I$12,0),\"\")&\"\"","v":""},{"$f":"IF($J$177=19,ROUND($J$12,0),\"\")&\"\"","v":""},{"$f":"IF($K$177=19,ROUND($K$12,0),\"\")&\"\"","v":""},{"$f":"IF($L$177=19,ROUND($L$12,0),\"\")&\"\"","v":""},{"$f":"IF($M$177=19,ROUND($M$12,0),\"\")&\"\"","v":""},{"$f":"IF($N$177=19,ROUND($N$12,0),\"\")&\"\"","v":""},{"$f":"IF($O$177=19,ROUND($O$12,0),\"\")&\"\"","v":""},{"$f":"IF($P$177=19,ROUND($P$12,0),\"\")&\"\"","v":""},{"$f":"IF($Q$177=19,ROUND($Q$12,0),\"\")&\"\"","v":""},{"$f":"IF($R$177=19,ROUND($R$12,0),\"\")&\"\"","v":""},{"$f":"IF($S$177=19,ROUND($S$12,0),\"\")&\"\"","v":""},{"$f":"IF($T$177=19,ROUND($T$12,0),\"\")&\"\"","v":""},{"$f":"IF($U$177=19,ROUND($U$12,0),\"\")&\"\"","v":""},{"$f":"IF($V$177=19,ROUND($V$12,0),\"\")&\"\"","v":""},{"$f":"IF($W$177=19,ROUND($W$12,0),\"\")&\"\"","v":""},{"$f":"IF($X$177=19,ROUND($X$12,0),\"\")&\"\"","v":""},{"$f":"IF($Y$177=19,ROUND($Y$12,0),\"\")&\"\"","v":""},{"$f":"IF($Z$177=19,ROUND($Z$12,0),\"\")&\"\"","v":""},{"$f":"IF($AA$177=19,ROUND($AA$12,0),\"\")&\"\"","v":""},4]
[null,null,5,{"$f":"IF($D$178=19,ROUND($D$13,0),\"\")&\"\"","v":""},{"$f":"IF($E$178=19,ROUND($E$13,0),\"\")&\"\"","v":""},{"$f":"IF($F$178=19,ROUND($F$13,0),\"\")&\"\"","v":""},{"$f":"IF($G$178=19,ROUND($G$13,0),\"\")&\"\"","v":""},{"$f":"IF($H$178=19,ROUND($H$13,0),\"\")&\"\"","v":""},{"$f":"IF($I$178=19,ROUND($I$13,0),\"\")&\"\"","v":""},{"$f":"IF($J$178=19,ROUND($J$13,0),\"\")&\"\"","v":""},{"$f":"IF($K$178=19,ROUND($K$13,0),\"\")&\"\"","v":""},{"$f":"IF($L$178=19,ROUND($L$13,0),\"\")&\"\"","v":""},{"$f":"IF($M$178=19,ROUND($M$13,0),\"\")&\"\"","v":""},{"$f":"IF($N$178=19,ROUND($N$13,0),\"\")&\"\"","v":""},{"$f":"IF($O$178=19,ROUND($O$13,0),\"\")&\"\"","v":""},{"$f":"IF($P$178=19,ROUND($P$13,0),\"\")&\"\"","v":""},{"$f":"IF($Q$178=19,ROUND($Q$13,0),\"\")&\"\"","v":""},{"$f":"IF($R$178=19,ROUND($R$13,0),\"\")&\"\"","v":""},{"$f":"IF($S$178=19,ROUND($S$13,0),\"\")&\"\"","v":""},{"$f":"IF($T$178=19,ROUND($T$13,0),\"\")&\"\"","v":""},{"$f":"IF($U$178=19,ROUND($U$13,0),\"\")&\"\"","v":""},{"$f":"IF($V$178=19,ROUND($V$13,0),\"\")&\"\"","v":""},{"$f":"IF($W$178=19,ROUND($W$13,0),\"\")&\"\"","v":""},{"$f":"IF($X$178=19,ROUND($X$13,0),\"\")&\"\"","v":""},{"$f":"IF($Y$178=19,ROUND($Y$13,0),\"\")&\"\"","v":""},{"$f":"IF($Z$178=19,ROUND($Z$13,0),\"\")&\"\"","v":""},{"$f":"IF($AA$178=19,ROUND($AA$13,0),\"\")&\"\"","v":""},5]
[null,null,6,{"$f":"IF($D$179=19,ROUND($D$14,0),\"\")&\"\"","v":""},{"$f":"IF($E$179=19,ROUND($E$14,0),\"\")&\"\"","v":""},{"$f":"IF($F$179=19,ROUND($F$14,0),\"\")&\"\"","v":""},{"$f":"IF($G$179=19,ROUND($G$14,0),\"\")&\"\"","v":""},{"$f":"IF($H$179=19,ROUND($H$14,0),\"\")&\"\"","v":""},{"$f":"IF($I$179=19,ROUND($I$14,0),\"\")&\"\"","v":""},{"$f":"IF($J$179=19,ROUND($J$14,0),\"\")&\"\"","v":""},{"$f":"IF($K$179=19,ROUND($K$14,0),\"\")&\"\"","v":""},{"$f":"IF($L$179=19,ROUND($L$14,0),\"\")&\"\"","v":""},{"$f":"IF($M$179=19,ROUND($M$14,0),\"\")&\"\"","v":""},{"$f":"IF($N$179=19,ROUND($N$14,0),\"\")&\"\"","v":""},{"$f":"IF($O$179=19,ROUND($O$14,0),\"\")&\"\"","v":""},{"$f":"IF($P$179=19,ROUND($P$14,0),\"\")&\"\"","v":""},{"$f":"IF($Q$179=19,ROUND($Q$14,0),\"\")&\"\"","v":""},{"$f":"IF($R$179=19,ROUND($R$14,0),\"\")&\"\"","v":""},{"$f":"IF($S$179=19,ROUND($S$14,0),\"\")&\"\"","v":""},{"$f":"IF($T$179=19,ROUND($T$14,0),\"\")&\"\"","v":""},{"$f":"IF($U$179=19,ROUND($U$14,0),\"\")&\"\"","v":""},{"$f":"IF($V$179=19,ROUND($V$14,0),\"\")&\"\"","v":""},{"$f":"IF($W$179=19,ROUND($W$14,0),\"\")&\"\"","v":""},{"$f":"IF($X$179=19,ROUND($X$14,0),\"\")&\"\"","v":""},{"$f":"IF($Y$179=19,ROUND($Y$14,0),\"\")&\"\"","v":""},{"$f":"IF($Z$179=19,ROUND($Z$14,0),\"\")&\"\"","v":""},{"$f":"IF($AA$179=19,ROUND($AA$14,0),\"\")&\"\"","v":""},6]
[null,null,7,{"$f":"IF($D$180=19,ROUND($D$15,0),\"\")&\"\"","v":""},{"$f":"IF($E$180=19,ROUND($E$15,0),\"\")&\"\"","v":""},{"$f":"IF($F$180=19,ROUND($F$15,0),\"\")&\"\"","v":""},{"$f":"IF($G$180=19,ROUND($G$15,0),\"\")&\"\"","v":""},{"$f":"IF($H$180=19,ROUND($H$15,0),\"\")&\"\"","v":""},{"$f":"IF($I$180=19,ROUND($I$15,0),\"\")&\"\"","v":""},{"$f":"IF($J$180=19,ROUND($J$15,0),\"\")&\"\"","v":""},{"$f":"IF($K$180=19,ROUND($K$15,0),\"\")&\"\"","v":""},{"$f":"IF($L$180=19,ROUND($L$15,0),\"\")&\"\"","v":""},{"$f":"IF($M$180=19,ROUND($M$15,0),\"\")&\"\"","v":""},{"$f":"IF($N$180=19,ROUND($N$15,0),\"\")&\"\"","v":""},{"$f":"IF($O$180=19,ROUND($O$15,0),\"\")&\"\"","v":""},{"$f":"IF($P$180=19,ROUND($P$15,0),\"\")&\"\"","v":""},{"$f":"IF($Q$180=19,ROUND($Q$15,0),\"\")&\"\"","v":""},{"$f":"IF($R$180=19,ROUND($R$15,0),\"\")&\"\"","v":""},{"$f":"IF($S$180=19,ROUND($S$15,0),\"\")&\"\"","v":""},{"$f":"IF($T$180=19,ROUND($T$15,0),\"\")&\"\"","v":""},{"$f":"IF($U$180=19,ROUND($U$15,0),\"\")&\"\"","v":""},{"$f":"IF($V$180=19,ROUND($V$15,0),\"\")&\"\"","v":""},{"$f":"IF($W$180=19,ROUND($W$15,0),\"\")&\"\"","v":""},{"$f":"IF($X$180=19,ROUND($X$15,0),\"\")&\"\"","v":""},{"$f":"IF($Y$180=19,ROUND($Y$15,0),\"\")&\"\"","v":""},{"$f":"IF($Z$180=19,ROUND($Z$15,0),\"\")&\"\"","v":""},{"$f":"IF($AA$180=19,ROUND($AA$15,0),\"\")&\"\"","v":""},7]
[null,null,8,{"$f":"IF($D$181=19,ROUND($D$16,0),\"\")&\"\"","v":""},{"$f":"IF($E$181=19,ROUND($E$16,0),\"\")&\"\"","v":""},{"$f":"IF($F$181=19,ROUND($F$16,0),\"\")&\"\"","v":""},{"$f":"IF($G$181=19,ROUND($G$16,0),\"\")&\"\"","v":""},{"$f":"IF($H$181=19,ROUND($H$16,0),\"\")&\"\"","v":""},{"$f":"IF($I$181=19,ROUND($I$16,0),\"\")&\"\"","v":""},{"$f":"IF($J$181=19,ROUND($J$16,0),\"\")&\"\"","v":""},{"$f":"IF($K$181=19,ROUND($K$16,0),\"\")&\"\"","v":""},{"$f":"IF($L$181=19,ROUND($L$16,0),\"\")&\"\"","v":""},{"$f":"IF($M$181=19,ROUND($M$16,0),\"\")&\"\"","v":""},{"$f":"IF($N$181=19,ROUND($N$16,0),\"\")&\"\"","v":""},{"$f":"IF($O$181=19,ROUND($O$16,0),\"\")&\"\"","v":""},{"$f":"IF($P$181=19,ROUND($P$16,0),\"\")&\"\"","v":""},{"$f":"IF($Q$181=19,ROUND($Q$16,0),\"\")&\"\"","v":""},{"$f":"IF($R$181=19,ROUND($R$16,0),\"\")&\"\"","v":""},{"$f":"IF($S$181=19,ROUND($S$16,0),\"\")&\"\"","v":""},{"$f":"IF($T$181=19,ROUND($T$16,0),\"\")&\"\"","v":""},{"$f":"IF($U$181=19,ROUND($U$16,0),\"\")&\"\"","v":""},{"$f":"IF($V$181=19,ROUND($V$16,0),\"\")&\"\"","v":""},{"$f":"IF($W$181=19,ROUND($W$16,0),\"\")&\"\"","v":""},{"$f":"IF($X$181=19,ROUND($X$16,0),\"\")&\"\"","v":""},{"$f":"IF($Y$181=19,ROUND($Y$16,0),\"\")&\"\"","v":""},{"$f":"IF($Z$181=19,ROUND($Z$16,0),\"\")&\"\"","v":""},{"$f":"IF($AA$181=19,ROUND($AA$16,0),\"\")&\"\"","v":""},8]
[null,null,9,{"$f":"IF($D$182=19,ROUND($D$17,0),\"\")&\"\"","v":""},{"$f":"IF($E$182=19,ROUND($E$17,0),\"\")&\"\"","v":""},{"$f":"IF($F$182=19,ROUND($F$17,0),\"\")&\"\"","v":""},{"$f":"IF($G$182=19,ROUND($G$17,0),\"\")&\"\"","v":""},{"$f":"IF($H$182=19,ROUND($H$17,0),\"\")&\"\"","v":""},{"$f":"IF($I$182=19,ROUND($I$17,0),\"\")&\"\"","v":""},{"$f":"IF($J$182=19,ROUND($J$17,0),\"\")&\"\"","v":""},{"$f":"IF($K$182=19,ROUND($K$17,0),\"\")&\"\"","v":""},{"$f":"IF($L$182=19,ROUND($L$17,0),\"\")&\"\"","v":""},{"$f":"IF($M$182=19,ROUND($M$17,0),\"\")&\"\"","v":""},{"$f":"IF($N$182=19,ROUND($N$17,0),\"\")&\"\"","v":""},{"$f":"IF($O$182=19,ROUND($O$17,0),\"\")&\"\"","v":""},{"$f":"IF($P$182=19,ROUND($P$17,0),\"\")&\"\"","v":""},{"$f":"IF($Q$182=19,ROUND($Q$17,0),\"\")&\"\"","v":""},{"$f":"IF($R$182=19,ROUND($R$17,0),\"\")&\"\"","v":""},{"$f":"IF($S$182=19,ROUND($S$17,0),\"\")&\"\"","v":""},{"$f":"IF($T$182=19,ROUND($T$17,0),\"\")&\"\"","v":""},{"$f":"IF($U$182=19,ROUND($U$17,0),\"\")&\"\"","v":""},{"$f":"IF($V$182=19,ROUND($V$17,0),\"\")&\"\"","v":""},{"$f":"IF($W$182=19,ROUND($W$17,0),\"\")&\"\"","v":""},{"$f":"IF($X$182=19,ROUND($X$17,0),\"\")&\"\"","v":""},{"$f":"IF($Y$182=19,ROUND($Y$17,0),\"\")&\"\"","v":""},{"$f":"IF($Z$182=19,ROUND($Z$17,0),\"\")&\"\"","v":""},{"$f":"IF($AA$182=19,ROUND($AA$17,0),\"\")&\"\"","v":""},9]
[null,null,10,{"$f":"IF($D$183=19,ROUND($D$18,0),\"\")&\"\"","v":""},{"$f":"IF($E$183=19,ROUND($E$18,0),\"\")&\"\"","v":""},{"$f":"IF($F$183=19,ROUND($F$18,0),\"\")&\"\"","v":""},{"$f":"IF($G$183=19,ROUND($G$18,0),\"\")&\"\"","v":""},{"$f":"IF($H$183=19,ROUND($H$18,0),\"\")&\"\"","v":""},{"$f":"IF($I$183=19,ROUND($I$18,0),\"\")&\"\"","v":""},{"$f":"IF($J$183=19,ROUND($J$18,0),\"\")&\"\"","v":""},{"$f":"IF($K$183=19,ROUND($K$18,0),\"\")&\"\"","v":""},{"$f":"IF($L$183=19,ROUND($L$18,0),\"\")&\"\"","v":""},{"$f":"IF($M$183=19,ROUND($M$18,0),\"\")&\"\"","v":""},{"$f":"IF($N$183=19,ROUND($N$18,0),\"\")&\"\"","v":""},{"$f":"IF($O$183=19,ROUND($O$18,0),\"\")&\"\"","v":""},{"$f":"IF($P$183=19,ROUND($P$18,0),\"\")&\"\"","v":""},{"$f":"IF($Q$183=19,ROUND($Q$18,0),\"\")&\"\"","v":""},{"$f":"IF($R$183=19,ROUND($R$18,0),\"\")&\"\"","v":""},{"$f":"IF($S$183=19,ROUND($S$18,0),\"\")&\"\"","v":""},{"$f":"IF($T$183=19,ROUND($T$18,0),\"\")&\"\"","v":""},{"$f":"IF($U$183=19,ROUND($U$18,0),\"\")&\"\"","v":""},{"$f":"IF($V$183=19,ROUND($V$18,0),\"\")&\"\"","v":""},{"$f":"IF($W$183=19,ROUND($W$18,0),\"\")&\"\"","v":""},{"$f":"IF($X$183=19,ROUND($X$18,0),\"\")&\"\"","v":""},{"$f":"IF($Y$183=19,ROUND($Y$18,0),\"\")&\"\"","v":""},{"$f":"IF($Z$183=19,ROUND($Z$18,0),\"\")&\"\"","v":""},{"$f":"IF($AA$183=19,ROUND($AA$18,0),\"\")&\"\"","v":""},10]
[null,null,11,{"$f":"IF($D$184=19,ROUND($D$19,0),\"\")&\"\"","v":""},{"$f":"IF($E$184=19,ROUND($E$19,0),\"\")&\"\"","v":""},{"$f":"IF($F$184=19,ROUND($F$19,0),\"\")&\"\"","v":""},{"$f":"IF($G$184=19,ROUND($G$19,0),\"\")&\"\"","v":""},{"$f":"IF($H$184=19,ROUND($H$19,0),\"\")&\"\"","v":""},{"$f":"IF($I$184=19,ROUND($I$19,0),\"\")&\"\"","v":""},{"$f":"IF($J$184=19,ROUND($J$19,0),\"\")&\"\"","v":""},{"$f":"IF($K$184=19,ROUND($K$19,0),\"\")&\"\"","v":""},{"$f":"IF($L$184=19,ROUND($L$19,0),\"\")&\"\"","v":""},{"$f":"IF($M$184=19,ROUND($M$19,0),\"\")&\"\"","v":""},{"$f":"IF($N$184=19,ROUND($N$19,0),\"\")&\"\"","v":""},{"$f":"IF($O$184=19,ROUND($O$19,0),\"\")&\"\"","v":""},{"$f":"IF($P$184=19,ROUND($P$19,0),\"\")&\"\"","v":""},{"$f":"IF($Q$184=19,ROUND($Q$19,0),\"\")&\"\"","v":""},{"$f":"IF($R$184=19,ROUND($R$19,0),\"\")&\"\"","v":""},{"$f":"IF($S$184=19,ROUND($S$19,0),\"\")&\"\"","v":""},{"$f":"IF($T$184=19,ROUND($T$19,0),\"\")&\"\"","v":""},{"$f":"IF($U$184=19,ROUND($U$19,0),\"\")&\"\"","v":""},{"$f":"IF($V$184=19,ROUND($V$19,0),\"\")&\"\"","v":""},{"$f":"IF($W$184=19,ROUND($W$19,0),\"\")&\"\"","v":""},{"$f":"IF($X$184=19,ROUND($X$19,0),\"\")&\"\"","v":""},{"$f":"IF($Y$184=19,ROUND($Y$19,0),\"\")&\"\"","v":""},{"$f":"IF($Z$184=19,ROUND($Z$19,0),\"\")&\"\"","v":""},{"$f":"IF($AA$184=19,ROUND($AA$19,0),\"\")&\"\"","v":""},11]
[null,null,12,{"$f":"IF($D$185=19,ROUND($D$20,0),\"\")&\"\"","v":""},{"$f":"IF($E$185=19,ROUND($E$20,0),\"\")&\"\"","v":""},{"$f":"IF($F$185=19,ROUND($F$20,0),\"\")&\"\"","v":""},{"$f":"IF($G$185=19,ROUND($G$20,0),\"\")&\"\"","v":""},{"$f":"IF($H$185=19,ROUND($H$20,0),\"\")&\"\"","v":""},{"$f":"IF($I$185=19,ROUND($I$20,0),\"\")&\"\"","v":""},{"$f":"IF($J$185=19,ROUND($J$20,0),\"\")&\"\"","v":""},{"$f":"IF($K$185=19,ROUND($K$20,0),\"\")&\"\"","v":""},{"$f":"IF($L$185=19,ROUND($L$20,0),\"\")&\"\"","v":""},{"$f":"IF($M$185=19,ROUND($M$20,0),\"\")&\"\"","v":""},{"$f":"IF($N$185=19,ROUND($N$20,0),\"\")&\"\"","v":""},{"$f":"IF($O$185=19,ROUND($O$20,0),\"\")&\"\"","v":""},{"$f":"IF($P$185=19,ROUND($P$20,0),\"\")&\"\"","v":""},{"$f":"IF($Q$185=19,ROUND($Q$20,0),\"\")&\"\"","v":""},{"$f":"IF($R$185=19,ROUND($R$20,0),\"\")&\"\"","v":""},{"$f":"IF($S$185=19,ROUND($S$20,0),\"\")&\"\"","v":""},{"$f":"IF($T$185=19,ROUND($T$20,0),\"\")&\"\"","v":""},{"$f":"IF($U$185=19,ROUND($U$20,0),\"\")&\"\"","v":""},{"$f":"IF($V$185=19,ROUND($V$20,0),\"\")&\"\"","v":""},{"$f":"IF($W$185=19,ROUND($W$20,0),\"\")&\"\"","v":""},{"$f":"IF($X$185=19,ROUND($X$20,0),\"\")&\"\"","v":""},{"$f":"IF($Y$185=19,ROUND($Y$20,0),\"\")&\"\"","v":""},{"$f":"IF($Z$185=19,ROUND($Z$20,0),\"\")&\"\"","v":""},{"$f":"IF($AA$185=19,ROUND($AA$20,0),\"\")&\"\"","v":""},12]
[null,null,1,{"$f":"IF($D$186=19,ROUND($D$21,0),\"\")&\"\"","v":""},{"$f":"IF($E$186=19,ROUND($E$21,0),\"\")&\"\"","v":""},{"$f":"IF($F$186=19,ROUND($F$21,0),\"\")&\"\"","v":""},{"$f":"IF($G$186=19,ROUND($G$21,0),\"\")&\"\"","v":""},{"$f":"IF($H$186=19,ROUND($H$21,0),\"\")&\"\"","v":""},{"$f":"IF($I$186=19,ROUND($I$21,0),\"\")&\"\"","v":""},{"$f":"IF($J$186=19,ROUND($J$21,0),\"\")&\"\"","v":""},{"$f":"IF($K$186=19,ROUND($K$21,0),\"\")&\"\"","v":""},{"$f":"IF($L$186=19,ROUND($L$21,0),\"\")&\"\"","v":""},{"$f":"IF($M$186=19,ROUND($M$21,0),\"\")&\"\"","v":""},{"$f":"IF($N$186=19,ROUND($N$21,0),\"\")&\"\"","v":""},{"$f":"IF($O$186=19,ROUND($O$21,0),\"\")&\"\"","v":""},{"$f":"IF($P$186=19,ROUND($P$21,0),\"\")&\"\"","v":""},{"$f":"IF($Q$186=19,ROUND($Q$21,0),\"\")&\"\"","v":""},{"$f":"IF($R$186=19,ROUND($R$21,0),\"\")&\"\"","v":""},{"$f":"IF($S$186=19,ROUND($S$21,0),\"\")&\"\"","v":""},{"$f":"IF($T$186=19,ROUND($T$21,0),\"\")&\"\"","v":""},{"$f":"IF($U$186=19,ROUND($U$21,0),\"\")&\"\"","v":""},{"$f":"IF($V$186=19,ROUND($V$21,0),\"\")&\"\"","v":""},{"$f":"IF($W$186=19,ROUND($W$21,0),\"\")&\"\"","v":""},{"$f":"IF($X$186=19,ROUND($X$21,0),\"\")&\"\"","v":""},{"$f":"IF($Y$186=19,ROUND($Y$21,0),\"\")&\"\"","v":""},{"$f":"IF($Z$186=19,ROUND($Z$21,0),\"\")&\"\"","v":""},{"$f":"IF($AA$186=19,ROUND($AA$21,0),\"\")&\"\"","v":""},1]
[null,null,2,{"$f":"IF($D$187=19,ROUND($D$22,0),\"\")&\"\"","v":""},{"$f":"IF($E$187=19,ROUND($E$22,0),\"\")&\"\"","v":""},{"$f":"IF($F$187=19,ROUND($F$22,0),\"\")&\"\"","v":""},{"$f":"IF($G$187=19,ROUND($G$22,0),\"\")&\"\"","v":""},{"$f":"IF($H$187=19,ROUND($H$22,0),\"\")&\"\"","v":""},{"$f":"IF($I$187=19,ROUND($I$22,0),\"\")&\"\"","v":""},{"$f":"IF($J$187=19,ROUND($J$22,0),\"\")&\"\"","v":""},{"$f":"IF($K$187=19,ROUND($K$22,0),\"\")&\"\"","v":""},{"$f":"IF($L$187=19,ROUND($L$22,0),\"\")&\"\"","v":""},{"$f":"IF($M$187=19,ROUND($M$22,0),\"\")&\"\"","v":""},{"$f":"IF($N$187=19,ROUND($N$22,0),\"\")&\"\"","v":""},{"$f":"IF($O$187=19,ROUND($O$22,0),\"\")&\"\"","v":""},{"$f":"IF($P$187=19,ROUND($P$22,0),\"\")&\"\"","v":""},{"$f":"IF($Q$187=19,ROUND($Q$22,0),\"\")&\"\"","v":""},{"$f":"IF($R$187=19,ROUND($R$22,0),\"\")&\"\"","v":""},{"$f":"IF($S$187=19,ROUND($S$22,0),\"\")&\"\"","v":""},{"$f":"IF($T$187=19,ROUND($T$22,0),\"\")&\"\"","v":""},{"$f":"IF($U$187=19,ROUND($U$22,0),\"\")&\"\"","v":""},{"$f":"IF($V$187=19,ROUND($V$22,0),\"\")&\"\"","v":""},{"$f":"IF($W$187=19,ROUND($W$22,0),\"\")&\"\"","v":""},{"$f":"IF($X$187=19,ROUND($X$22,0),\"\")&\"\"","v":""},{"$f":"IF($Y$187=19,ROUND($Y$22,0),\"\")&\"\"","v":""},{"$f":"IF($Z$187=19,ROUND($Z$22,0),\"\")&\"\"","v":""},{"$f":"IF($AA$187=19,ROUND($AA$22,0),\"\")&\"\"","v":""},2]
[null,null,3,{"$f":"IF($D$188=19,ROUND($D$23,0),\"\")&\"\"","v":""},{"$f":"IF($E$188=19,ROUND($E$23,0),\"\")&\"\"","v":""},{"$f":"IF($F$188=19,ROUND($F$23,0),\"\")&\"\"","v":""},{"$f":"IF($G$188=19,ROUND($G$23,0),\"\")&\"\"","v":""},{"$f":"IF($H$188=19,ROUND($H$23,0),\"\")&\"\"","v":""},{"$f":"IF($I$188=19,ROUND($I$23,0),\"\")&\"\"","v":""},{"$f":"IF($J$188=19,ROUND($J$23,0),\"\")&\"\"","v":""},{"$f":"IF($K$188=19,ROUND($K$23,0),\"\")&\"\"","v":""},{"$f":"IF($L$188=19,ROUND($L$23,0),\"\")&\"\"","v":""},{"$f":"IF($M$188=19,ROUND($M$23,0),\"\")&\"\"","v":""},{"$f":"IF($N$188=19,ROUND($N$23,0),\"\")&\"\"","v":""},{"$f":"IF($O$188=19,ROUND($O$23,0),\"\")&\"\"","v":""},{"$f":"IF($P$188=19,ROUND($P$23,0),\"\")&\"\"","v":""},{"$f":"IF($Q$188=19,ROUND($Q$23,0),\"\")&\"\"","v":""},{"$f":"IF($R$188=19,ROUND($R$23,0),\"\")&\"\"","v":""},{"$f":"IF($S$188=19,ROUND($S$23,0),\"\")&\"\"","v":""},{"$f":"IF($T$188=19,ROUND($T$23,0),\"\")&\"\"","v":""},{"$f":"IF($U$188=19,ROUND($U$23,0),\"\")&\"\"","v":""},{"$f":"IF($V$188=19,ROUND($V$23,0),\"\")&\"\"","v":""},{"$f":"IF($W$188=19,ROUND($W$23,0),\"\")&\"\"","v":""},{"$f":"IF($X$188=19,ROUND($X$23,0),\"\")&\"\"","v":""},{"$f":"IF($Y$188=19,ROUND($Y$23,0),\"\")&\"\"","v":""},{"$f":"IF($Z$188=19,ROUND($Z$23,0),\"\")&\"\"","v":""},{"$f":"IF($AA$188=19,ROUND($AA$23,0),\"\")&\"\"","v":""},3]
[]
[null,null,"冷房期間中　温度(T)が発生する時間[hour]"]
[null,null,null," 温度(T)",null,null,null,null,null,null,null,null,null,null,null,null,null,null,null,null,null,null,null,null,null,null,null,null,null,null,null,null,null,null,null,null,null,null,null,null,null,null,null,null,null,null,"月単位"]
[null,null,"月",-6,-5,-4,-3,-2,-1,0,1,2,3,4,5,6,7,8,9,10,11,12,13,14,15,16,17,18,19,20,21,22,23,24,25,26,27,28,29,30,31,32,33,34,35,"月","前1","前2","前3","前4","前5","前6","前7","前8","前9","前10",null,"後1","後2","後3","後4","後5","後6","後7","後8","後9","後10"]
[null,null,4,{"$f":"COUNTIF($D$193:$AA$193,$D$224)*$AB$12","v":0},{"$f":"COUNTIF($D$193:$AA$193,$E$224)*$AB$12","v":0},{"$f":"COUNTIF($D$193:$AA$193,$F$224)*$AB$12","v":0},{"$f":"COUNTIF($D$193:$AA$193,$G$224)*$AB$12","v":0},{"$f":"COUNTIF($D$193:$AA$193,$H$224)*$AB$12","v":0},{"$f":"COUNTIF($D$193:$AA$193,$I$224)*$AB$12","v":0},{"$f":"COUNTIF($D$193:$AA$193,$J$224)*$AB$12","v":0},{"$f":"COUNTIF($D$193:$AA$193,$K$224)*$AB$12","v":0},{"$f":"COUNTIF($D$193:$AA$193,$L$224)*$AB$12","v":0},{"$f":"COUNTIF($D$193:$AA$193,$M$224)*$AB$12","v":0},{"$f":"COUNTIF($D$193:$AA$193,$N$224)*$AB$12","v":0},{"$f":"COUNTIF($D$193:$AA$193,$O$224)*$AB$12","v":0},{"$f":"COUNTIF($D$193:$AA$193,$P$224)*$AB$12","v":0},{"$f":"COUNTIF($D$193:$AA$193,$Q$224)*$AB$12","v":0},{"$f":"COUNTIF($D$193:$AA$193,$R$224)*$AB$12","v":0},{"$f":"COUNTIF($D$193:$AA$193,$S$224)*$AB$12","v":0},{"$f":"COUNTIF($D$193:$AA$193,$T$224)*$AB$12","v":0},{"$f":"COUNTIF($D$193:$AA$193,$U$224)*$AB$12","v":0},{"$f":"COUNTIF($D$193:$AA$193,$V$224)*$AB$12","v":0},{"$f":"COUNTIF($D$193:$AA$193,$W$224)*$AB$12","v":0},{"$f":"COUNTIF($D$193:$AA$193,$X$224)*$AB$12","v":0},{"$f":"COUNTIF($D$193:$AA$193,$Y$224)*$AB$12","v":0},{"$f":"COUNTIF($D$193:$AA$193,$Z$224)*$AB$12","v":0},{"$f":"COUNTIF($D$193:$AA$193,$AA$224)*$AB$12","v":0},{"$f":"COUNTIF($D$193:$AA$193,$AB$224)*$AB$12","v":0},{"$f":"COUNTIF($D$193:$AA$193,$AC$224)*$AB$12","v":0},{"$f":"COUNTIF($D$193:$AA$193,$AD$224)*$AB$12","v":0},{"$f":"COUNTIF($D$193:$AA$193,$AE$224)*$AB$12","v":0},{"$f":"COUNTIF($D$193:$AA$193,$AF$224)*$AB$12","v":0},{"$f":"COUNTIF($D$193:$AA$193,$AG$224)*$AB$12","v":0},{"$f":"COUNTIF($D$193:$AA$193,$AH$224)*$AB$12","v":0},{"$f":"COUNTIF($D$193:$AA$193,$AI$224)*$AB$12","v":0},{"$f":"COUNTIF($D$193:$AA$193,$AJ$224)*$AB$12","v":0},{"$f":"COUNTIF($D$193:$AA$193,$AK$224)*$AB$12","v":0},{"$f":"COUNTIF($D$193:$AA$193,$AL$224)*$AB$12","v":0},{"$f":"COUNTIF($D$193:$AA$193,$AM$224)*$AB$12","v":0},{"$f":"COUNTIF($D$193:$AA$193,$AN$224)*$AB$12","v":0},{"$f":"COUNTIF($D$193:$AA$193,$AO$224)*$AB$12","v":0},{"$f":"COUNTIF($D$193:$AA$193,$AP$224)*$AB$12","v":0},{"$f":"COUNTIF($D$193:$AA$193,$AQ$224)*$AB$12","v":0},{"$f":"COUNTIF($D$193:$AA$193,$AR$224)*$AB$12","v":0},{"$f":"COUNTIF($D$193:$AA$193,$AS$224)*$AB$12","v":0},4,{"$f":"SUMPRODUCT($D225:$AS225,$D$240:$AS$240)","v":0},{"$f":"SUMPRODUCT($D225:$AS225,$D$246:$AS$246)","v":{"$error":"#DIV/0!"}},{"$f":"SUMPRODUCT($D225:$AS225,$D$252:$AS$252)","v":{"$error":"#DIV/0!"}},{"$f":"SUMPRODUCT($D225:$AS225,$D$258:$AS$258)","v":{"$error":"#DIV/0!"}},{"$f":"SUMPRODUCT($D225:$AS225,$D$264:$AS$264)","v":{"$error":"#DIV/0!"}},{"$f":"SUMPRODUCT($D225:$AS225,$D$270:$AS$270)","v":{"$error":"#DIV/0!"}},{"$f":"SUMPRODUCT($D225:$AS225,$D$276:$AS$276)","v":{"$error":"#DIV/0!"}},{"$f":"SUMPRODUCT($D225:$AS225,$D$282:$AS$282)","v":{"$error":"#DIV/0!"}},{"$f":"SUMPRODUCT($D225:$AS225,$D$288:$AS$288)","v":{"$error":"#DIV/0!"}},{"$f":"SUMPRODUCT($D225:$AS225,$D$294:$AS$294)","v":{"$error":"#DIV/0!"}},null,{"$f":"SUMPRODUCT($D225:$AS225,$D$301:$AS$301)","v":{"$error":"#DIV/0!"}},{"$f":"SUMPRODUCT($D225:$AS225,$D$307:$AS$307)","v":{"$error":"#DIV/0!"}},{"$f":"SUMPRODUCT($D225:$AS225,$D$313:$AS$313)","v":{"$error":"#DIV/0!"}},{"$f":"SUMPRODUCT($D225:$AS225,$D$319:$AS$319)","v":{"$error":"#DIV/0!"}},{"$f":"SUMPRODUCT($D225:$AS225,$D$325:$AS$325)","v":{"$error":"#DIV/0!"}},{"$f":"SUMPRODUCT($D225:$AS225,$D$331:$AS$331)","v":{"$error":"#DIV/0!"}},{"$f":"SUMPRODUCT($D225:$AS225,$D$337:$AS$337)","v":{"$error":"#DIV/0!"}},{"$f":"SUMPRODUCT($D225:$AS225,$D$343:$AS$343)","v":{"$error":"#DIV/0!"}},{"$f":"SUMPRODUCT($D225:$AS225,$D$349:$AS$349)","v":{"$error":"#DIV/0!"}},{"$f":"SUMPRODUCT($D225:$AS225,$D$355:$AS$355)","v":{"$error":"#DIV/0!"}}]
[null,null,5,{"$f":"COUNTIF($D$194:$AA$194,$D$224)*$AB$13","v":0},{"$f":"COUNTIF($D$194:$AA$194,$E$224)*$AB$13","v":0},{"$f":"COUNTIF($D$194:$AA$194,$F$224)*$AB$13","v":0},{"$f":"COUNTIF($D$194:$AA$194,$G$224)*$AB$13","v":0},{"$f":"COUNTIF($D$194:$AA$194,$H$224)*$AB$13","v":0},{"$f":"COUNTIF($D$194:$AA$194,$I$224)*$AB$13","v":0},{"$f":"COUNTIF($D$194:$AA$194,$J$224)*$AB$13","v":0},{"$f":"COUNTIF($D$194:$AA$194,$K$224)*$AB$13","v":0},{"$f":"COUNTIF($D$194:$AA$194,$L$224)*$AB$13","v":0},{"$f":"COUNTIF($D$194:$AA$194,$M$224)*$AB$13","v":0},{"$f":"COUNTIF($D$194:$AA$194,$N$224)*$AB$13","v":0},{"$f":"COUNTIF($D$194:$AA$194,$O$224)*$AB$13","v":0},{"$f":"COUNTIF($D$194:$AA$194,$P$224)*$AB$13","v":0},{"$f":"COUNTIF($D$194:$AA$194,$Q$224)*$AB$13","v":0},{"$f":"COUNTIF($D$194:$AA$194,$R$224)*$AB$13","v":0},{"$f":"COUNTIF($D$194:$AA$194,$S$224)*$AB$13","v":0},{"$f":"COUNTIF($D$194:$AA$194,$T$224)*$AB$13","v":0},{"$f":"COUNTIF($D$194:$AA$194,$U$224)*$AB$13","v":0},{"$f":"COUNTIF($D$194:$AA$194,$V$224)*$AB$13","v":0},{"$f":"COUNTIF($D$194:$AA$194,$W$224)*$AB$13","v":0},{"$f":"COUNTIF($D$194:$AA$194,$X$224)*$AB$13","v":0},{"$f":"COUNTIF($D$194:$AA$194,$Y$224)*$AB$13","v":0},{"$f":"COUNTIF($D$194:$AA$194,$Z$224)*$AB$13","v":0},{"$f":"COUNTIF($D$194:$AA$194,$AA$224)*$AB$13","v":0},{"$f":"COUNTIF($D$194:$AA$194,$AB$224)*$AB$13","v":0},{"$f":"COUNTIF($D$194:$AA$194,$AC$224)*$AB$13","v":0},{"$f":"COUNTIF($D$194:$AA$194,$AD$224)*$AB$13","v":0},{"$f":"COUNTIF($D$194:$AA$194,$AE$224)*$AB$13","v":0},{"$f":"COUNTIF($D$194:$AA$194,$AF$224)*$AB$13","v":0},{"$f":"COUNTIF($D$194:$AA$194,$AG$224)*$AB$13","v":0},{"$f":"COUNTIF($D$194:$AA$194,$AH$224)*$AB$13","v":0},{"$f":"COUNTIF($D$194:$AA$194,$AI$224)*$AB$13","v":0},{"$f":"COUNTIF($D$194:$AA$194,$AJ$224)*$AB$13","v":0},{"$f":"COUNTIF($D$194:$AA$194,$AK$224)*$AB$13","v":0},{"$f":"COUNTIF($D$194:$AA$194,$AL$224)*$AB$13","v":0},{"$f":"COUNTIF($D$194:$AA$194,$AM$224)*$AB$13","v":0},{"$f":"COUNTIF($D$194:$AA$194,$AN$224)*$AB$13","v":0},{"$f":"COUNTIF($D$194:$AA$194,$AO$224)*$AB$13","v":0},{"$f":"COUNTIF($D$194:$AA$194,$AP$224)*$AB$13","v":0},{"$f":"COUNTIF($D$194:$AA$194,$AQ$224)*$AB$13","v":0},{"$f":"COUNTIF($D$194:$AA$194,$AR$224)*$AB$13","v":0},{"$f":"COUNTIF($D$194:$AA$194,$AS$224)*$AB$13","v":0},5,{"$f":"SUMPRODUCT($D226:$AS226,$D$240:$AS$240)","v":0},{"$f":"SUMPRODUCT($D226:$AS226,$D$246:$AS$246)","v":{"$error":"#DIV/0!"}},{"$f":"SUMPRODUCT($D226:$AS226,$D$252:$AS$252)","v":{"$error":"#DIV/0!"}},{"$f":"SUMPRODUCT($D226:$AS226,$D$258:$AS$258)","v":{"$error":"#DIV/0!"}},{"$f":"SUMPRODUCT($D226:$AS226,$D$264:$AS$264)","v":{"$error":"#DIV/0!"}},{"$f":"SUMPRODUCT($D226:$AS226,$D$270:$AS$270)","v":{"$error":"#DIV/0!"}},{"$f":"SUMPRODUCT($D226:$AS226,$D$276:$AS$276)","v":{"$error":"#DIV/0!"}},{"$f":"SUMPRODUCT($D226:$AS226,$D$282:$AS$282)","v":{"$error":"#DIV/0!"}},{"$f":"SUMPRODUCT($D226:$AS226,$D$288:$AS$288)","v":{"$error":"#DIV/0!"}},{"$f":"SUMPRODUCT($D226:$AS226,$D$294:$AS$294)","v":{"$error":"#DIV/0!"}},null,{"$f":"SUMPRODUCT($D226:$AS226,$D$301:$AS$301)","v":{"$error":"#DIV/0!"}},{"$f":"SUMPRODUCT($D226:$AS226,$D$307:$AS$307)","v":{"$error":"#DIV/0!"}},{"$f":"SUMPRODUCT($D226:$AS226,$D$313:$AS$313)","v":{"$error":"#DIV/0!"}},{"$f":"SUMPRODUCT($D226:$AS226,$D$319:$AS$319)","v":{"$error":"#DIV/0!"}},{"$f":"SUMPRODUCT($D226:$AS226,$D$325:$AS$325)","v":{"$error":"#DIV/0!"}},{"$f":"SUMPRODUCT($D226:$AS226,$D$331:$AS$331)","v":{"$error":"#DIV/0!"}},{"$f":"SUMPRODUCT($D226:$AS226,$D$337:$AS$337)","v":{"$error":"#DIV/0!"}},{"$f":"SUMPRODUCT($D226:$AS226,$D$343:$AS$343)","v":{"$error":"#DIV/0!"}},{"$f":"SUMPRODUCT($D226:$AS226,$D$349:$AS$349)","v":{"$error":"#DIV/0!"}},{"$f":"SUMPRODUCT($D226:$AS226,$D$355:$AS$355)","v":{"$error":"#DIV/0!"}}]
[null,null,6,{"$f":"COUNTIF($D$195:$AA$195,$D$224)*$AB$14","v":0},{"$f":"COUNTIF($D$195:$AA$195,$E$224)*$AB$14","v":0},{"$f":"COUNTIF($D$195:$AA$195,$F$224)*$AB$14","v":0},{"$f":"COUNTIF($D$195:$AA$195,$G$224)*$AB$14","v":0},{"$f":"COUNTIF($D$195:$AA$195,$H$224)*$AB$14","v":0},{"$f":"COUNTIF($D$195:$AA$195,$I$224)*$AB$14","v":0},{"$f":"COUNTIF($D$195:$AA$195,$J$224)*$AB$14","v":0},{"$f":"COUNTIF($D$195:$AA$195,$K$224)*$AB$14","v":0},{"$f":"COUNTIF($D$195:$AA$195,$L$224)*$AB$14","v":0},{"$f":"COUNTIF($D$195:$AA$195,$M$224)*$AB$14","v":0},{"$f":"COUNTIF($D$195:$AA$195,$N$224)*$AB$14","v":0},{"$f":"COUNTIF($D$195:$AA$195,$O$224)*$AB$14","v":0},{"$f":"COUNTIF($D$195:$AA$195,$P$224)*$AB$14","v":0},{"$f":"COUNTIF($D$195:$AA$195,$Q$224)*$AB$14","v":0},{"$f":"COUNTIF($D$195:$AA$195,$R$224)*$AB$14","v":0},{"$f":"COUNTIF($D$195:$AA$195,$S$224)*$AB$14","v":0},{"$f":"COUNTIF($D$195:$AA$195,$T$224)*$AB$14","v":0},{"$f":"COUNTIF($D$195:$AA$195,$U$224)*$AB$14","v":0},{"$f":"COUNTIF($D$195:$AA$195,$V$224)*$AB$14","v":0},{"$f":"COUNTIF($D$195:$AA$195,$W$224)*$AB$14","v":0},{"$f":"COUNTIF($D$195:$AA$195,$X$224)*$AB$14","v":0},{"$f":"COUNTIF($D$195:$AA$195,$Y$224)*$AB$14","v":0},{"$f":"COUNTIF($D$195:$AA$195,$Z$224)*$AB$14","v":0},{"$f":"COUNTIF($D$195:$AA$195,$AA$224)*$AB$14","v":0},{"$f":"COUNTIF($D$195:$AA$195,$AB$224)*$AB$14","v":0},{"$f":"COUNTIF($D$195:$AA$195,$AC$224)*$AB$14","v":0},{"$f":"COUNTIF($D$195:$AA$195,$AD$224)*$AB$14","v":0},{"$f":"COUNTIF($D$195:$AA$195,$AE$224)*$AB$14","v":0},{"$f":"COUNTIF($D$195:$AA$195,$AF$224)*$AB$14","v":0},{"$f":"COUNTIF($D$195:$AA$195,$AG$224)*$AB$14","v":0},{"$f":"COUNTIF($D$195:$AA$195,$AH$224)*$AB$14","v":0},{"$f":"COUNTIF($D$195:$AA$195,$AI$224)*$AB$14","v":0},{"$f":"COUNTIF($D$195:$AA$195,$AJ$224)*$AB$14","v":0},{"$f":"COUNTIF($D$195:$AA$195,$AK$224)*$AB$14","v":0},{"$f":"COUNTIF($D$195:$AA$195,$AL$224)*$AB$14","v":0},{"$f":"COUNTIF($D$195:$AA$195,$AM$224)*$AB$14","v":0},{"$f":"COUNTIF($D$195:$AA$195,$AN$224)*$AB$14","v":0},{"$f":"COUNTIF($D$195:$AA$195,$AO$224)*$AB$14","v":0},{"$f":"COUNTIF($D$195:$AA$195,$AP$224)*$AB$14","v":0},{"$f":"COUNTIF($D$195:$AA$195,$AQ$224)*$AB$14","v":0},{"$f":"COUNTIF($D$195:$AA$195,$AR$224)*$AB$14","v":0},{"$f":"COUNTIF($D$195:$AA$195,$AS$224)*$AB$14","v":0},6,0,{"$error":"#DIV/0!"},{"$error":"#DIV/0!"},{"$error":"#DIV/0!"},{"$error":"#DIV/0!"},{"$error":"#DIV/0!"},{"$error":"#DIV/0!"},{"$error":"#DIV/0!"},{"$error":"#DIV/0!"},{"$error":"#DIV/0!"},null,{"$f":"SUMPRODUCT($D227:$AS227,$D$301:$AS$301)","v":{"$error":"#DIV/0!"}},{"$error":"#DIV/0!"},{"$error":"#DIV/0!"},{"$error":"#DIV/0!"},{"$error":"#DIV/0!"},{"$error":"#DIV/0!"},{"$error":"#DIV/0!"},{"$error":"#DIV/0!"},{"$error":"#DIV/0!"},{"$error":"#DIV/0!"}]
[null,null,7,{"$f":"COUNTIF($D$196:$AA$196,$D$224)*$AB$15","v":0},{"$f":"COUNTIF($D$196:$AA$196,$E$224)*$AB$15","v":0},{"$f":"COUNTIF($D$196:$AA$196,$F$224)*$AB$15","v":0},{"$f":"COUNTIF($D$196:$AA$196,$G$224)*$AB$15","v":0},{"$f":"COUNTIF($D$196:$AA$196,$H$224)*$AB$15","v":0},{"$f":"COUNTIF($D$196:$AA$196,$I$224)*$AB$15","v":0},{"$f":"COUNTIF($D$196:$AA$196,$J$224)*$AB$15","v":0},{"$f":"COUNTIF($D$196:$AA$196,$K$224)*$AB$15","v":0},{"$f":"COUNTIF($D$196:$AA$196,$L$224)*$AB$15","v":0},{"$f":"COUNTIF($D$196:$AA$196,$M$224)*$AB$15","v":0},{"$f":"COUNTIF($D$196:$AA$196,$N$224)*$AB$15","v":0},{"$f":"COUNTIF($D$196:$AA$196,$O$224)*$AB$15","v":0},{"$f":"COUNTIF($D$196:$AA$196,$P$224)*$AB$15","v":0},{"$f":"COUNTIF($D$196:$AA$196,$Q$224)*$AB$15","v":0},{"$f":"COUNTIF($D$196:$AA$196,$R$224)*$AB$15","v":0},{"$f":"COUNTIF($D$196:$AA$196,$S$224)*$AB$15","v":0},{"$f":"COUNTIF($D$196:$AA$196,$T$224)*$AB$15","v":0},{"$f":"COUNTIF($D$196:$AA$196,$U$224)*$AB$15","v":0},{"$f":"COUNTIF($D$196:$AA$196,$V$224)*$AB$15","v":0},{"$f":"COUNTIF($D$196:$AA$196,$W$224)*$AB$15","v":0},{"$f":"COUNTIF($D$196:$AA$196,$X$224)*$AB$15","v":0},{"$f":"COUNTIF($D$196:$AA$196,$Y$224)*$AB$15","v":0},{"$f":"COUNTIF($D$196:$AA$196,$Z$224)*$AB$15","v":0},{"$f":"COUNTIF($D$196:$AA$196,$AA$224)*$AB$15","v":0},{"$f":"COUNTIF($D$196:$AA$196,$AB$224)*$AB$15","v":0},{"$f":"COUNTIF($D$196:$AA$196,$AC$224)*$AB$15","v":0},{"$f":"COUNTIF($D$196:$AA$196,$AD$224)*$AB$15","v":0},{"$f":"COUNTIF($D$196:$AA$196,$AE$224)*$AB$15","v":0},{"$f":"COUNTIF($D$196:$AA$196,$AF$224)*$AB$15","v":0},{"$f":"COUNTIF($D$196:$AA$196,$AG$224)*$AB$15","v":0},{"$f":"COUNTIF($D$196:$AA$196,$AH$224)*$AB$15","v":0},{"$f":"COUNTIF($D$196:$AA$196,$AI$224)*$AB$15","v":0},{"$f":"COUNTIF($D$196:$AA$196,$AJ$224)*$AB$15","v":0},{"$f":"COUNTIF($D$196:$AA$196,$AK$224)*$AB$15","v":0},{"$f":"COUNTIF($D$196:$AA$196,$AL$224)*$AB$15","v":0},{"$f":"COUNTIF($D$196:$AA$196,$AM$224)*$AB$15","v":0},{"$f":"COUNTIF($D$196:$AA$196,$AN$224)*$AB$15","v":0},{"$f":"COUNTIF($D$196:$AA$196,$AO$224)*$AB$15","v":0},{"$f":"COUNTIF($D$196:$AA$196,$AP$224)*$AB$15","v":0},{"$f":"COUNTIF($D$196:$AA$196,$AQ$224)*$AB$15","v":0},{"$f":"COUNTIF($D$196:$AA$196,$AR$224)*$AB$15","v":0},{"$f":"COUNTIF($D$196:$AA$196,$AS$224)*$AB$15","v":0},7,0,{"$error":"#DIV/0!"},{"$error":"#DIV/0!"},{"$error":"#DIV/0!"},{"$error":"#DIV/0!"},{"$error":"#DIV/0!"},{"$error":"#DIV/0!"},{"$error":"#DIV/0!"},{"$error":"#DIV/0!"},{"$error":"#DIV/0!"},null,{"$error":"#DIV/0!"},{"$f":"SUMPRODUCT($D228:$AS228,$D$307:$AS$307)","v":{"$error":"#DIV/0!"}},{"$error":"#DIV/0!"},{"$error":"#DIV/0!"},{"$error":"#DIV/0!"},{"$error":"#DIV/0!"},{"$error":"#DIV/0!"},{"$error":"#DIV/0!"},{"$error":"#DIV/0!"},{"$error":"#DIV/0!"}]
[null,null,8,{"$f":"COUNTIF($D$197:$AA$197,$D$224)*$AB$16","v":0},{"$f":"COUNTIF($D$197:$AA$197,$E$224)*$AB$16","v":0},{"$f":"COUNTIF($D$197:$AA$197,$F$224)*$AB$16","v":0},{"$f":"COUNTIF($D$197:$AA$197,$G$224)*$AB$16","v":0},{"$f":"COUNTIF($D$197:$AA$197,$H$224)*$AB$16","v":0},{"$f":"COUNTIF($D$197:$AA$197,$I$224)*$AB$16","v":0},{"$f":"COUNTIF($D$197:$AA$197,$J$224)*$AB$16","v":0},{"$f":"COUNTIF($D$197:$AA$197,$K$224)*$AB$16","v":0},{"$f":"COUNTIF($D$197:$AA$197,$L$224)*$AB$16","v":0},{"$f":"COUNTIF($D$197:$AA$197,$M$224)*$AB$16","v":0},{"$f":"COUNTIF($D$197:$AA$197,$N$224)*$AB$16","v":0},{"$f":"COUNTIF($D$197:$AA$197,$O$224)*$AB$16","v":0},{"$f":"COUNTIF($D$197:$AA$197,$P$224)*$AB$16","v":0},{"$f":"COUNTIF($D$197:$AA$197,$Q$224)*$AB$16","v":0},{"$f":"COUNTIF($D$197:$AA$197,$R$224)*$AB$16","v":0},{"$f":"COUNTIF($D$197:$AA$197,$S$224)*$AB$16","v":0},{"$f":"COUNTIF($D$197:$AA$197,$T$224)*$AB$16","v":0},{"$f":"COUNTIF($D$197:$AA$197,$U$224)*$AB$16","v":0},{"$f":"COUNTIF($D$197:$AA$197,$V$224)*$AB$16","v":0},{"$f":"COUNTIF($D$197:$AA$197,$W$224)*$AB$16","v":0},{"$f":"COUNTIF($D$197:$AA$197,$X$224)*$AB$16","v":0},{"$f":"COUNTIF($D$197:$AA$197,$Y$224)*$AB$16","v":0},{"$f":"COUNTIF($D$197:$AA$197,$Z$224)*$AB$16","v":0},{"$f":"COUNTIF($D$197:$AA$197,$AA$224)*$AB$16","v":0},{"$f":"COUNTIF($D$197:$AA$197,$AB$224)*$AB$16","v":0},{"$f":"COUNTIF($D$197:$AA$197,$AC$224)*$AB$16","v":0},{"$f":"COUNTIF($D$197:$AA$197,$AD$224)*$AB$16","v":0},{"$f":"COUNTIF($D$197:$AA$197,$AE$224)*$AB$16","v":0},{"$f":"COUNTIF($D$197:$AA$197,$AF$224)*$AB$16","v":0},{"$f":"COUNTIF($D$197:$AA$197,$AG$224)*$AB$16","v":0},{"$f":"COUNTIF($D$197:$AA$197,$AH$224)*$AB$16","v":0},{"$f":"COUNTIF($D$197:$AA$197,$AI$224)*$AB$16","v":0},{"$f":"COUNTIF($D$197:$AA$197,$AJ$224)*$AB$16","v":0},{"$f":"COUNTIF($D$197:$AA$197,$AK$224)*$AB$16","v":0},{"$f":"COUNTIF($D$197:$AA$197,$AL$224)*$AB$16","v":0},{"$f":"COUNTIF($D$197:$AA$197,$AM$224)*$AB$16","v":0},{"$f":"COUNTIF($D$197:$AA$197,$AN$224)*$AB$16","v":0},{"$f":"COUNTIF($D$197:$AA$197,$AO$224)*$AB$16","v":0},{"$f":"COUNTIF($D$197:$AA$197,$AP$224)*$AB$16","v":0},{"$f":"COUNTIF($D$197:$AA$197,$AQ$224)*$AB$16","v":0},{"$f":"COUNTIF($D$197:$AA$197,$AR$224)*$AB$16","v":0},{"$f":"COUNTIF($D$197:$AA$197,$AS$224)*$AB$16","v":0},8,0,{"$error":"#DIV/0!"},{"$error":"#DIV/0!"},{"$error":"#DIV/0!"},{"$error":"#DIV/0!"},{"$error":"#DIV/0!"},{"$error":"#DIV/0!"},{"$error":"#DIV/0!"},{"$error":"#DIV/0!"},{"$error":"#DIV/0!"},null,{"$error":"#DIV/0!"},{"$error":"#DIV/0!"},{"$error":"#DIV/0!"},{"$error":"#DIV/0!"},{"$error":"#DIV/0!"},{"$error":"#DIV/0!"},{"$error":"#DIV/0!"},{"$error":"#DIV/0!"},{"$error":"#DIV/0!"},{"$error":"#DIV/0!"}]
[null,null,9,{"$f":"COUNTIF($D$198:$AA$198,$D$224)*$AB$17","v":0},{"$f":"COUNTIF($D$198:$AA$198,$E$224)*$AB$17","v":0},{"$f":"COUNTIF($D$198:$AA$198,$F$224)*$AB$17","v":0},{"$f":"COUNTIF($D$198:$AA$198,$G$224)*$AB$17","v":0},{"$f":"COUNTIF($D$198:$AA$198,$H$224)*$AB$17","v":0},{"$f":"COUNTIF($D$198:$AA$198,$I$224)*$AB$17","v":0},{"$f":"COUNTIF($D$198:$AA$198,$J$224)*$AB$17","v":0},{"$f":"COUNTIF($D$198:$AA$198,$K$224)*$AB$17","v":0},{"$f":"COUNTIF($D$198:$AA$198,$L$224)*$AB$17","v":0},{"$f":"COUNTIF($D$198:$AA$198,$M$224)*$AB$17","v":0},{"$f":"COUNTIF($D$198:$AA$198,$N$224)*$AB$17","v":0},{"$f":"COUNTIF($D$198:$AA$198,$O$224)*$AB$17","v":0},{"$f":"COUNTIF($D$198:$AA$198,$P$224)*$AB$17","v":0},{"$f":"COUNTIF($D$198:$AA$198,$Q$224)*$AB$17","v":0},{"$f":"COUNTIF($D$198:$AA$198,$R$224)*$AB$17","v":0},{"$f":"COUNTIF($D$198:$AA$198,$S$224)*$AB$17","v":0},{"$f":"COUNTIF($D$198:$AA$198,$T$224)*$AB$17","v":0},{"$f":"COUNTIF($D$198:$AA$198,$U$224)*$AB$17","v":0},{"$f":"COUNTIF($D$198:$AA$198,$V$224)*$AB$17","v":0},{"$f":"COUNTIF($D$198:$AA$198,$W$224)*$AB$17","v":0},{"$f":"COUNTIF($D$198:$AA$198,$X$224)*$AB$17","v":0},{"$f":"COUNTIF($D$198:$AA$198,$Y$224)*$AB$17","v":0},{"$f":"COUNTIF($D$198:$AA$198,$Z$224)*$AB$17","v":0},{"$f":"COUNTIF($D$198:$AA$198,$AA$224)*$AB$17","v":0},{"$f":"COUNTIF($D$198:$AA$198,$AB$224)*$AB$17","v":0},{"$f":"COUNTIF($D$198:$AA$198,$AC$224)*$AB$17","v":0},{"$f":"COUNTIF($D$198:$AA$198,$AD$224)*$AB$17","v":0},{"$f":"COUNTIF($D$198:$AA$198,$AE$224)*$AB$17","v":0},{"$f":"COUNTIF($D$198:$AA$198,$AF$224)*$AB$17","v":0},{"$f":"COUNTIF($D$198:$AA$198,$AG$224)*$AB$17","v":0},{"$f":"COUNTIF($D$198:$AA$198,$AH$224)*$AB$17","v":0},{"$f":"COUNTIF($D$198:$AA$198,$AI$224)*$AB$17","v":0},{"$f":"COUNTIF($D$198:$AA$198,$AJ$224)*$AB$17","v":0},{"$f":"COUNTIF($D$198:$AA$198,$AK$224)*$AB$17","v":0},{"$f":"COUNTIF($D$198:$AA$198,$AL$224)*$AB$17","v":0},{"$f":"COUNTIF($D$198:$AA$198,$AM$224)*$AB$17","v":0},{"$f":"COUNTIF($D$198:$AA$198,$AN$224)*$AB$17","v":0},{"$f":"COUNTIF($D$198:$AA$198,$AO$224)*$AB$17","v":0},{"$f":"COUNTIF($D$198:$AA$198,$AP$224)*$AB$17","v":0},{"$f":"COUNTIF($D$198:$AA$198,$AQ$224)*$AB$17","v":0},{"$f":"COUNTIF($D$198:$AA$198,$AR$224)*$AB$17","v":0},{"$f":"COUNTIF($D$198:$AA$198,$AS$224)*$AB$17","v":0},9,0,{"$error":"#DIV/0!"},{"$error":"#DIV/0!"},{"$error":"#DIV/0!"},{"$error":"#DIV/0!"},{"$error":"#DIV/0!"},{"$error":"#DIV/0!"},{"$error":"#DIV/0!"},{"$error":"#DIV/0!"},{"$error":"#DIV/0!"},null,{"$error":"#DIV/0!"},{"$error":"#DIV/0!"},{"$error":"#DIV/0!"},{"$error":"#DIV/0!"},{"$error":"#DIV/0!"},{"$error":"#DIV/0!"},{"$error":"#DIV/0!"},{"$error":"#DIV/0!"},{"$error":"#DIV/0!"},{"$error":"#DIV/0!"}]
[null,null,10,{"$f":"COUNTIF($D$199:$AA$199,$D$224)*$AB$18","v":0},{"$f":"COUNTIF($D$199:$AA$199,$E$224)*$AB$18","v":0},{"$f":"COUNTIF($D$199:$AA$199,$F$224)*$AB$18","v":0},{"$f":"COUNTIF($D$199:$AA$199,$G$224)*$AB$18","v":0},{"$f":"COUNTIF($D$199:$AA$199,$H$224)*$AB$18","v":0},{"$f":"COUNTIF($D$199:$AA$199,$I$224)*$AB$18","v":0},{"$f":"COUNTIF($D$199:$AA$199,$J$224)*$AB$18","v":0},{"$f":"COUNTIF($D$199:$AA$199,$K$224)*$AB$18","v":0},{"$f":"COUNTIF($D$199:$AA$199,$L$224)*$AB$18","v":0},{"$f":"COUNTIF($D$199:$AA$199,$M$224)*$AB$18","v":0},{"$f":"COUNTIF($D$199:$AA$199,$N$224)*$AB$18","v":0},{"$f":"COUNTIF($D$199:$AA$199,$O$224)*$AB$18","v":0},{"$f":"COUNTIF($D$199:$AA$199,$P$224)*$AB$18","v":0},{"$f":"COUNTIF($D$199:$AA$199,$Q$224)*$AB$18","v":0},{"$f":"COUNTIF($D$199:$AA$199,$R$224)*$AB$18","v":0},{"$f":"COUNTIF($D$199:$AA$199,$S$224)*$AB$18","v":0},{"$f":"COUNTIF($D$199:$AA$199,$T$224)*$AB$18","v":0},{"$f":"COUNTIF($D$199:$AA$199,$U$224)*$AB$18","v":0},{"$f":"COUNTIF($D$199:$AA$199,$V$224)*$AB$18","v":0},{"$f":"COUNTIF($D$199:$AA$199,$W$224)*$AB$18","v":0},{"$f":"COUNTIF($D$199:$AA$199,$X$224)*$AB$18","v":0},{"$f":"COUNTIF($D$199:$AA$199,$Y$224)*$AB$18","v":0},{"$f":"COUNTIF($D$199:$AA$199,$Z$224)*$AB$18","v":0},{"$f":"COUNTIF($D$199:$AA$199,$AA$224)*$AB$18","v":0},{"$f":"COUNTIF($D$199:$AA$199,$AB$224)*$AB$18","v":0},{"$f":"COUNTIF($D$199:$AA$199,$AC$224)*$AB$18","v":0},{"$f":"COUNTIF($D$199:$AA$199,$AD$224)*$AB$18","v":0},{"$f":"COUNTIF($D$199:$AA$199,$AE$224)*$AB$18","v":0},{"$f":"COUNTIF($D$199:$AA$199,$AF$224)*$AB$18","v":0},{"$f":"COUNTIF($D$199:$AA$199,$AG$224)*$AB$18","v":0},{"$f":"COUNTIF($D$199:$AA$199,$AH$224)*$AB$18","v":0},{"$f":"COUNTIF($D$199:$AA$199,$AI$224)*$AB$18","v":0},{"$f":"COUNTIF($D$199:$AA$199,$AJ$224)*$AB$18","v":0},{"$f":"COUNTIF($D$199:$AA$199,$AK$224)*$AB$18","v":0},{"$f":"COUNTIF($D$199:$AA$199,$AL$224)*$AB$18","v":0},{"$f":"COUNTIF($D$199:$AA$199,$AM$224)*$AB$18","v":0},{"$f":"COUNTIF($D$199:$AA$199,$AN$224)*$AB$18","v":0},{"$f":"COUNTIF($D$199:$AA$199,$AO$224)*$AB$18","v":0},{"$f":"COUNTIF($D$199:$AA$199,$AP$224)*$AB$18","v":0},{"$f":"COUNTIF($D$199:$AA$199,$AQ$224)*$AB$18","v":0},{"$f":"COUNTIF($D$199:$AA$199,$AR$224)*$AB$18","v":0},{"$f":"COUNTIF($D$199:$AA$199,$AS$224)*$AB$18","v":0},10,0,{"$error":"#DIV/0!"},{"$error":"#DIV/0!"},{"$error":"#DIV/0!"},{"$error":"#DIV/0!"},{"$error":"#DIV/0!"},{"$error":"#DIV/0!"},{"$error":"#DIV/0!"},{"$error":"#DIV/0!"},{"$error":"#DIV/0!"},null,{"$error":"#DIV/0!"},{"$error":"#DIV/0!"},{"$error":"#DIV/0!"},{"$error":"#DIV/0!"},{"$error":"#DIV/0!"},{"$error":"#DIV/0!"},{"$error":"#DIV/0!"},{"$error":"#DIV/0!"},{"$error":"#DIV/0!"},{"$error":"#DIV/0!"}]
[null,null,11,{"$f":"COUNTIF($D$200:$AA$200,$D$224)*$AB$19","v":0},{"$f":"COUNTIF($D$200:$AA$200,$E$224)*$AB$19","v":0},{"$f":"COUNTIF($D$200:$AA$200,$F$224)*$AB$19","v":0},{"$f":"COUNTIF($D$200:$AA$200,$G$224)*$AB$19","v":0},{"$f":"COUNTIF($D$200:$AA$200,$H$224)*$AB$19","v":0},{"$f":"COUNTIF($D$200:$AA$200,$I$224)*$AB$19","v":0},{"$f":"COUNTIF($D$200:$AA$200,$J$224)*$AB$19","v":0},{"$f":"COUNTIF($D$200:$AA$200,$K$224)*$AB$19","v":0},{"$f":"COUNTIF($D$200:$AA$200,$L$224)*$AB$19","v":0},{"$f":"COUNTIF($D$200:$AA$200,$M$224)*$AB$19","v":0},{"$f":"COUNTIF($D$200:$AA$200,$N$224)*$AB$19","v":0},{"$f":"COUNTIF($D$200:$AA$200,$O$224)*$AB$19","v":0},{"$f":"COUNTIF($D$200:$AA$200,$P$224)*$AB$19","v":0},{"$f":"COUNTIF($D$200:$AA$200,$Q$224)*$AB$19","v":0},{"$f":"COUNTIF($D$200:$AA$200,$R$224)*$AB$19","v":0},{"$f":"COUNTIF($D$200:$AA$200,$S$224)*$AB$19","v":0},{"$f":"COUNTIF($D$200:$AA$200,$T$224)*$AB$19","v":0},{"$f":"COUNTIF($D$200:$AA$200,$U$224)*$AB$19","v":0},{"$f":"COUNTIF($D$200:$AA$200,$V$224)*$AB$19","v":0},{"$f":"COUNTIF($D$200:$AA$200,$W$224)*$AB$19","v":0},{"$f":"COUNTIF($D$200:$AA$200,$X$224)*$AB$19","v":0},{"$f":"COUNTIF($D$200:$AA$200,$Y$224)*$AB$19","v":0},{"$f":"COUNTIF($D$200:$AA$200,$Z$224)*$AB$19","v":0},{"$f":"COUNTIF($D$200:$AA$200,$AA$224)*$AB$19","v":0},{"$f":"COUNTIF($D$200:$AA$200,$AB$224)*$AB$19","v":0},{"$f":"COUNTIF($D$200:$AA$200,$AC$224)*$AB$19","v":0},{"$f":"COUNTIF($D$200:$AA$200,$AD$224)*$AB$19","v":0},{"$f":"COUNTIF($D$200:$AA$200,$AE$224)*$AB$19","v":0},{"$f":"COUNTIF($D$200:$AA$200,$AF$224)*$AB$19","v":0},{"$f":"COUNTIF($D$200:$AA$200,$AG$224)*$AB$19","v":0},{"$f":"COUNTIF($D$200:$AA$200,$AH$224)*$AB$19","v":0},{"$f":"COUNTIF($D$200:$AA$200,$AI$224)*$AB$19","v":0},{"$f":"COUNTIF($D$200:$AA$200,$AJ$224)*$AB$19","v":0},{"$f":"COUNTIF($D$200:$AA$200,$AK$224)*$AB$19","v":0},{"$f":"COUNTIF($D$200:$AA$200,$AL$224)*$AB$19","v":0},{"$f":"COUNTIF($D$200:$AA$200,$AM$224)*$AB$19","v":0},{"$f":"COUNTIF($D$200:$AA$200,$AN$224)*$AB$19","v":0},{"$f":"COUNTIF($D$200:$AA$200,$AO$224)*$AB$19","v":0},{"$f":"COUNTIF($D$200:$AA$200,$AP$224)*$AB$19","v":0},{"$f":"COUNTIF($D$200:$AA$200,$AQ$224)*$AB$19","v":0},{"$f":"COUNTIF($D$200:$AA$200,$AR$224)*$AB$19","v":0},{"$f":"COUNTIF($D$200:$AA$200,$AS$224)*$AB$19","v":0},11,0,{"$error":"#DIV/0!"},{"$error":"#DIV/0!"},{"$error":"#DIV/0!"},{"$error":"#DIV/0!"},{"$error":"#DIV/0!"},{"$error":"#DIV/0!"},{"$error":"#DIV/0!"},{"$error":"#DIV/0!"},{"$error":"#DIV/0!"},null,{"$f":"SUMPRODUCT($D232:$AS232,$D$301:$AS$301)","v":{"$error":"#DIV/0!"}},{"$error":"#DIV/0!"},{"$error":"#DIV/0!"},{"$error":"#DIV/0!"},{"$error":"#DIV/0!"},{"$error":"#DIV/0!"},{"$error":"#DIV/0!"},{"$error":"#DIV/0!"},{"$error":"#DIV/0!"},{"$error":"#DIV/0!"}]
[null,null,12,{"$f":"COUNTIF($D$201:$AA$201,$D$224)*$AB$20","v":0},{"$f":"COUNTIF($D$201:$AA$201,$E$224)*$AB$20","v":0},{"$f":"COUNTIF($D$201:$AA$201,$F$224)*$AB$20","v":0},{"$f":"COUNTIF($D$201:$AA$201,$G$224)*$AB$20","v":0},{"$f":"COUNTIF($D$201:$AA$201,$H$224)*$AB$20","v":0},{"$f":"COUNTIF($D$201:$AA$201,$I$224)*$AB$20","v":0},{"$f":"COUNTIF($D$201:$AA$201,$J$224)*$AB$20","v":0},{"$f":"COUNTIF($D$201:$AA$201,$K$224)*$AB$20","v":0},{"$f":"COUNTIF($D$201:$AA$201,$L$224)*$AB$20","v":0},{"$f":"COUNTIF($D$201:$AA$201,$M$224)*$AB$20","v":0},{"$f":"COUNTIF($D$201:$AA$201,$N$224)*$AB$20","v":0},{"$f":"COUNTIF($D$201:$AA$201,$O$224)*$AB$20","v":0},{"$f":"COUNTIF($D$201:$AA$201,$P$224)*$AB$20","v":0},{"$f":"COUNTIF($D$201:$AA$201,$Q$224)*$AB$20","v":0},{"$f":"COUNTIF($D$201:$AA$201,$R$224)*$AB$20","v":0},{"$f":"COUNTIF($D$201:$AA$201,$S$224)*$AB$20","v":0},{"$f":"COUNTIF($D$201:$AA$201,$T$224)*$AB$20","v":0},{"$f":"COUNTIF($D$201:$AA$201,$U$224)*$AB$20","v":0},{"$f":"COUNTIF($D$201:$AA$201,$V$224)*$AB$20","v":0},{"$f":"COUNTIF($D$201:$AA$201,$W$224)*$AB$20","v":0},{"$f":"COUNTIF($D$201:$AA$201,$X$224)*$AB$20","v":0},{"$f":"COUNTIF($D$201:$AA$201,$Y$224)*$AB$20","v":0},{"$f":"COUNTIF($D$201:$AA$201,$Z$224)*$AB$20","v":0},{"$f":"COUNTIF($D$201:$AA$201,$AA$224)*$AB$20","v":0},{"$f":"COUNTIF($D$201:$AA$201,$AB$224)*$AB$20","v":0},{"$f":"COUNTIF($D$201:$AA$201,$AC$224)*$AB$20","v":0},{"$f":"COUNTIF($D$201:$AA$201,$AD$224)*$AB$20","v":0},{"$f":"COUNTIF($D$201:$AA$201,$AE$224)*$AB$20","v":0},{"$f":"COUNTIF($D$201:$AA$201,$AF$224)*$AB$20","v":0},{"$f":"COUNTIF($D$201:$AA$201,$AG$224)*$AB$20","v":0},{"$f":"COUNTIF($D$201:$AA$201,$AH$224)*$AB$20","v":0},{"$f":"COUNTIF($D$201:$AA$201,$AI$224)*$AB$20","v":0},{"$f":"COUNTIF($D$201:$AA$201,$AJ$224)*$AB$20","v":0},{"$f":"COUNTIF($D$201:$AA$201,$AK$224)*$AB$20","v":0},{"$f":"COUNTIF($D$201:$AA$201,$AL$224)*$AB$20","v":0},{"$f":"COUNTIF($D$201:$AA$201,$AM$224)*$AB$20","v":0},{"$f":"COUNTIF($D$201:$AA$201,$AN$224)*$AB$20","v":0},{"$f":"COUNTIF($D$201:$AA$201,$AO$224)*$AB$20","v":0},{"$f":"COUNTIF($D$201:$AA$201,$AP$224)*$AB$20","v":0},{"$f":"COUNTIF($D$201:$AA$201,$AQ$224)*$AB$20","v":0},{"$f":"COUNTIF($D$201:$AA$201,$AR$224)*$AB$20","v":0},{"$f":"COUNTIF($D$201:$AA$201,$AS$224)*$AB$20","v":0},12,0,{"$error":"#DIV/0!"},{"$error":"#DIV/0!"},{"$error":"#DIV/0!"},{"$error":"#DIV/0!"},{"$error":"#DIV/0!"},{"$error":"#DIV/0!"},{"$error":"#DIV/0!"},{"$error":"#DIV/0!"},{"$error":"#DIV/0!"},null,{"$error":"#DIV/0!"},{"$error":"#DIV/0!"},{"$error":"#DIV/0!"},{"$error":"#DIV/0!"},{"$error":"#DIV/0!"},{"$error":"#DIV/0!"},{"$error":"#DIV/0!"},{"$error":"#DIV/0!"},{"$error":"#DIV/0!"},{"$error":"#DIV/0!"}]
[null,null,1,{"$f":"COUNTIF($D$202:$AA$202,$D$224)*$AB$21","v":0},{"$f":"COUNTIF($D$202:$AA$202,$E$224)*$AB$21","v":0},{"$f":"COUNTIF($D$202:$AA$202,$F$224)*$AB$21","v":0},{"$f":"COUNTIF($D$202:$AA$202,$G$224)*$AB$21","v":0},{"$f":"COUNTIF($D$202:$AA$202,$H$224)*$AB$21","v":0},{"$f":"COUNTIF($D$202:$AA$202,$I$224)*$AB$21","v":0},{"$f":"COUNTIF($D$202:$AA$202,$J$224)*$AB$21","v":0},{"$f":"COUNTIF($D$202:$AA$202,$K$224)*$AB$21","v":0},{"$f":"COUNTIF($D$202:$AA$202,$L$224)*$AB$21","v":0},{"$f":"COUNTIF($D$202:$AA$202,$M$224)*$AB$21","v":0},{"$f":"COUNTIF($D$202:$AA$202,$N$224)*$AB$21","v":0},{"$f":"COUNTIF($D$202:$AA$202,$O$224)*$AB$21","v":0},{"$f":"COUNTIF($D$202:$AA$202,$P$224)*$AB$21","v":0},{"$f":"COUNTIF($D$202:$AA$202,$Q$224)*$AB$21","v":0},{"$f":"COUNTIF($D$202:$AA$202,$R$224)*$AB$21","v":0},{"$f":"COUNTIF($D$202:$AA$202,$S$224)*$AB$21","v":0},{"$f":"COUNTIF($D$202:$AA$202,$T$224)*$AB$21","v":0},{"$f":"COUNTIF($D$202:$AA$202,$U$224)*$AB$21","v":0},{"$f":"COUNTIF($D$202:$AA$202,$V$224)*$AB$21","v":0},{"$f":"COUNTIF($D$202:$AA$202,$W$224)*$AB$21","v":0},{"$f":"COUNTIF($D$202:$AA$202,$X$224)*$AB$21","v":0},{"$f":"COUNTIF($D$202:$AA$202,$Y$224)*$AB$21","v":0},{"$f":"COUNTIF($D$202:$AA$202,$Z$224)*$AB$21","v":0},{"$f":"COUNTIF($D$202:$AA$202,$AA$224)*$AB$21","v":0},{"$f":"COUNTIF($D$202:$AA$202,$AB$224)*$AB$21","v":0},{"$f":"COUNTIF($D$202:$AA$202,$AC$224)*$AB$21","v":0},{"$f":"COUNTIF($D$202:$AA$202,$AD$224)*$AB$21","v":0},{"$f":"COUNTIF($D$202:$AA$202,$AE$224)*$AB$21","v":0},{"$f":"COUNTIF($D$202:$AA$202,$AF$224)*$AB$21","v":0},{"$f":"COUNTIF($D$202:$AA$202,$AG$224)*$AB$21","v":0},{"$f":"COUNTIF($D$202:$AA$202,$AH$224)*$AB$21","v":0},{"$f":"COUNTIF($D$202:$AA$202,$AI$224)*$AB$21","v":0},{"$f":"COUNTIF($D$202:$AA$202,$AJ$224)*$AB$21","v":0},{"$f":"COUNTIF($D$202:$AA$202,$AK$224)*$AB$21","v":0},{"$f":"COUNTIF($D$202:$AA$202,$AL$224)*$AB$21","v":0},{"$f":"COUNTIF($D$202:$AA$202,$AM$224)*$AB$21","v":0},{"$f":"COUNTIF($D$202:$AA$202,$AN$224)*$AB$21","v":0},{"$f":"COUNTIF($D$202:$AA$202,$AO$224)*$AB$21","v":0},{"$f":"COUNTIF($D$202:$AA$202,$AP$224)*$AB$21","v":0},{"$f":"COUNTIF($D$202:$AA$202,$AQ$224)*$AB$21","v":0},{"$f":"COUNTIF($D$202:$AA$202,$AR$224)*$AB$21","v":0},{"$f":"COUNTIF($D$202:$AA$202,$AS$224)*$AB$21","v":0},1,0,{"$error":"#DIV/0!"},{"$error":"#DIV/0!"},{"$error":"#DIV/0!"},{"$error":"#DIV/0!"},{"$error":"#DIV/0!"},{"$error":"#DIV/0!"},{"$error":"#DIV/0!"},{"$error":"#DIV/0!"},{"$error":"#DIV/0!"},null,{"$error":"#DIV/0!"},{"$error":"#DIV/0!"},{"$error":"#DIV/0!"},{"$error":"#DIV/0!"},{"$error":"#DIV/0!"},{"$error":"#DIV/0!"},{"$error":"#DIV/0!"},{"$error":"#DIV/0!"},{"$error":"#DIV/0!"},{"$error":"#DIV/0!"}]
[null,null,2,{"$f":"COUNTIF($D$203:$AA$203,$D$224)*$AB$22","v":0},{"$f":"COUNTIF($D$203:$AA$203,$E$224)*$AB$22","v":0},{"$f":"COUNTIF($D$203:$AA$203,$F$224)*$AB$22","v":0},{"$f":"COUNTIF($D$203:$AA$203,$G$224)*$AB$22","v":0},{"$f":"COUNTIF($D$203:$AA$203,$H$224)*$AB$22","v":0},{"$f":"COUNTIF($D$203:$AA$203,$I$224)*$AB$22","v":0},{"$f":"COUNTIF($D$203:$AA$203,$J$224)*$AB$22","v":0},{"$f":"COUNTIF($D$203:$AA$203,$K$224)*$AB$22","v":0},{"$f":"COUNTIF($D$203:$AA$203,$L$224)*$AB$22","v":0},{"$f":"COUNTIF($D$203:$AA$203,$M$224)*$AB$22","v":0},{"$f":"COUNTIF($D$203:$AA$203,$N$224)*$AB$22","v":0},{"$f":"COUNTIF($D$203:$AA$203,$O$224)*$AB$22","v":0},{"$f":"COUNTIF($D$203:$AA$203,$P$224)*$AB$22","v":0},{"$f":"COUNTIF($D$203:$AA$203,$Q$224)*$AB$22","v":0},{"$f":"COUNTIF($D$203:$AA$203,$R$224)*$AB$22","v":0},{"$f":"COUNTIF($D$203:$AA$203,$S$224)*$AB$22","v":0},{"$f":"COUNTIF($D$203:$AA$203,$T$224)*$AB$22","v":0},{"$f":"COUNTIF($D$203:$AA$203,$U$224)*$AB$22","v":0},{"$f":"COUNTIF($D$203:$AA$203,$V$224)*$AB$22","v":0},{"$f":"COUNTIF($D$203:$AA$203,$W$224)*$AB$22","v":0},{"$f":"COUNTIF($D$203:$AA$203,$X$224)*$AB$22","v":0},{"$f":"COUNTIF($D$203:$AA$203,$Y$224)*$AB$22","v":0},{"$f":"COUNTIF($D$203:$AA$203,$Z$224)*$AB$22","v":0},{"$f":"COUNTIF($D$203:$AA$203,$AA$224)*$AB$22","v":0},{"$f":"COUNTIF($D$203:$AA$203,$AB$224)*$AB$22","v":0},{"$f":"COUNTIF($D$203:$AA$203,$AC$224)*$AB$22","v":0},{"$f":"COUNTIF($D$203:$AA$203,$AD$224)*$AB$22","v":0},{"$f":"COUNTIF($D$203:$AA$203,$AE$224)*$AB$22","v":0},{"$f":"COUNTIF($D$203:$AA$203,$AF$224)*$AB$22","v":0},{"$f":"COUNTIF($D$203:$AA$203,$AG$224)*$AB$22","v":0},{"$f":"COUNTIF($D$203:$AA$203,$AH$224)*$AB$22","v":0},{"$f":"COUNTIF($D$203:$AA$203,$AI$224)*$AB$22","v":0},{"$f":"COUNTIF($D$203:$AA$203,$AJ$224)*$AB$22","v":0},{"$f":"COUNTIF($D$203:$AA$203,$AK$224)*$AB$22","v":0},{"$f":"COUNTIF($D$203:$AA$203,$AL$224)*$AB$22","v":0},{"$f":"COUNTIF($D$203:$AA$203,$AM$224)*$AB$22","v":0},{"$f":"COUNTIF($D$203:$AA$203,$AN$224)*$AB$22","v":0},{"$f":"COUNTIF($D$203:$AA$203,$AO$224)*$AB$22","v":0},{"$f":"COUNTIF($D$203:$AA$203,$AP$224)*$AB$22","v":0},{"$f":"COUNTIF($D$203:$AA$203,$AQ$224)*$AB$22","v":0},{"$f":"COUNTIF($D$203:$AA$203,$AR$224)*$AB$22","v":0},{"$f":"COUNTIF($D$203:$AA$203,$AS$224)*$AB$22","v":0},2,0,{"$error":"#DIV/0!"},{"$error":"#DIV/0!"},{"$error":"#DIV/0!"},{"$error":"#DIV/0!"},{"$error":"#DIV/0!"},{"$error":"#DIV/0!"},{"$error":"#DIV/0!"},{"$error":"#DIV/0!"},{"$error":"#DIV/0!"},null,{"$error":"#DIV/0!"},{"$error":"#DIV/0!"},{"$error":"#DIV/0!"},{"$error":"#DIV/0!"},{"$error":"#DIV/0!"},{"$error":"#DIV/0!"},{"$error":"#DIV/0!"},{"$error":"#DIV/0!"},{"$error":"#DIV/0!"},{"$error":"#DIV/0!"}]
[null,null,3,{"$f":"COUNTIF($D$204:$AA$204,$D$224)*$AB$23","v":0},{"$f":"COUNTIF($D$204:$AA$204,$E$224)*$AB$23","v":0},{"$f":"COUNTIF($D$204:$AA$204,$F$224)*$AB$23","v":0},{"$f":"COUNTIF($D$204:$AA$204,$G$224)*$AB$23","v":0},{"$f":"COUNTIF($D$204:$AA$204,$H$224)*$AB$23","v":0},{"$f":"COUNTIF($D$204:$AA$204,$I$224)*$AB$23","v":0},{"$f":"COUNTIF($D$204:$AA$204,$J$224)*$AB$23","v":0},{"$f":"COUNTIF($D$204:$AA$204,$K$224)*$AB$23","v":0},{"$f":"COUNTIF($D$204:$AA$204,$L$224)*$AB$23","v":0},{"$f":"COUNTIF($D$204:$AA$204,$M$224)*$AB$23","v":0},{"$f":"COUNTIF($D$204:$AA$204,$N$224)*$AB$23","v":0},{"$f":"COUNTIF($D$204:$AA$204,$O$224)*$AB$23","v":0},{"$f":"COUNTIF($D$204:$AA$204,$P$224)*$AB$23","v":0},{"$f":"COUNTIF($D$204:$AA$204,$Q$224)*$AB$23","v":0},{"$f":"COUNTIF($D$204:$AA$204,$R$224)*$AB$23","v":0},{"$f":"COUNTIF($D$204:$AA$204,$S$224)*$AB$23","v":0},{"$f":"COUNTIF($D$204:$AA$204,$T$224)*$AB$23","v":0},{"$f":"COUNTIF($D$204:$AA$204,$U$224)*$AB$23","v":0},{"$f":"COUNTIF($D$204:$AA$204,$V$224)*$AB$23","v":0},{"$f":"COUNTIF($D$204:$AA$204,$W$224)*$AB$23","v":0},{"$f":"COUNTIF($D$204:$AA$204,$X$224)*$AB$23","v":0},{"$f":"COUNTIF($D$204:$AA$204,$Y$224)*$AB$23","v":0},{"$f":"COUNTIF($D$204:$AA$204,$Z$224)*$AB$23","v":0},{"$f":"COUNTIF($D$204:$AA$204,$AA$224)*$AB$23","v":0},{"$f":"COUNTIF($D$204:$AA$204,$AB$224)*$AB$23","v":0},{"$f":"COUNTIF($D$204:$AA$204,$AC$224)*$AB$23","v":0},{"$f":"COUNTIF($D$204:$AA$204,$AD$224)*$AB$23","v":0},{"$f":"COUNTIF($D$204:$AA$204,$AE$224)*$AB$23","v":0},{"$f":"COUNTIF($D$204:$AA$204,$AF$224)*$AB$23","v":0},{"$f":"COUNTIF($D$204:$AA$204,$AG$224)*$AB$23","v":0},{"$f":"COUNTIF($D$204:$AA$204,$AH$224)*$AB$23","v":0},{"$f":"COUNTIF($D$204:$AA$204,$AI$224)*$AB$23","v":0},{"$f":"COUNTIF($D$204:$AA$204,$AJ$224)*$AB$23","v":0},{"$f":"COUNTIF($D$204:$AA$204,$AK$224)*$AB$23","v":0},{"$f":"COUNTIF($D$204:$AA$204,$AL$224)*$AB$23","v":0},{"$f":"COUNTIF($D$204:$AA$204,$AM$224)*$AB$23","v":0},{"$f":"COUNTIF($D$204:$AA$204,$AN$224)*$AB$23","v":0},{"$f":"COUNTIF($D$204:$AA$204,$AO$224)*$AB$23","v":0},{"$f":"COUNTIF($D$204:$AA$204,$AP$224)*$AB$23","v":0},{"$f":"COUNTIF($D$204:$AA$204,$AQ$224)*$AB$23","v":0},{"$f":"COUNTIF($D$204:$AA$204,$AR$224)*$AB$23","v":0},{"$f":"COUNTIF($D$204:$AA$204,$AS$224)*$AB$23","v":0},3,0,{"$error":"#DIV/0!"},{"$error":"#DIV/0!"},{"$error":"#DIV/0!"},{"$error":"#DIV/0!"},{"$error":"#DIV/0!"},{"$error":"#DIV/0!"},{"$error":"#DIV/0!"},{"$error":"#DIV/0!"},{"$error":"#DIV/0!"},null,{"$error":"#DIV/0!"},{"$error":"#DIV/0!"},{"$error":"#DIV/0!"},{"$error":"#DIV/0!"},{"$error":"#DIV/0!"},{"$error":"#DIV/0!"},{"$error":"#DIV/0!"},{"$error":"#DIV/0!"},{"$error":"#DIV/0!"},{"$error":"#DIV/0!"}]
[null,null,"冷房運転時間",{"$f":"SUM($D$225:$D$236)","v":0},{"$f":"SUM($E$225:$E$236)","v":0},{"$f":"SUM($F$225:$F$236)","v":0},{"$f":"SUM($G$225:$G$236)","v":0},{"$f":"SUM($H$225:$H$236)","v":0},{"$f":"SUM($I$225:$I$236)","v":0},{"$f":"SUM($J$225:$J$236)","v":0},{"$f":"SUM($K$225:$K$236)","v":0},{"$f":"SUM($L$225:$L$236)","v":0},{"$f":"SUM($M$225:$M$236)","v":0},{"$f":"SUM($N$225:$N$236)","v":0},{"$f":"SUM($O$225:$O$236)","v":0},{"$f":"SUM($P$225:$P$236)","v":0},{"$f":"SUM($Q$225:$Q$236)","v":0},{"$f":"SUM($R$225:$R$236)","v":0},{"$f":"SUM($S$225:$S$236)","v":0},{"$f":"SUM($T$225:$T$236)","v":0},{"$f":"SUM($U$225:$U$236)","v":0},{"$f":"SUM($V$225:$V$236)","v":0},{"$f":"SUM($W$225:$W$236)","v":0},{"$f":"SUM($X$225:$X$236)","v":0},{"$f":"SUM($Y$225:$Y$236)","v":0},{"$f":"SUM($Z$225:$Z$236)","v":0},{"$f":"SUM($AA$225:$AA$236)","v":0},{"$f":"SUM($AB$225:$AB$236)","v":0},{"$f":"SUM($AC$225:$AC$236)","v":0},{"$f":"SUM($AD$225:$AD$236)","v":0},{"$f":"SUM($AE$225:$AE$236)","v":0},{"$f":"SUM($AF$225:$AF$236)","v":0},{"$f":"SUM($AG$225:$AG$236)","v":0},{"$f":"SUM($AH$225:$AH$236)","v":0},{"$f":"SUM($AI$225:$AI$236)","v":0},{"$f":"SUM($AJ$225:$AJ$236)","v":0},{"$f":"SUM($AK$225:$AK$236)","v":0},{"$f":"SUM($AL$225:$AL$236)","v":0},{"$f":"SUM($AM$225:$AM$236)","v":0},{"$f":"SUM($AN$225:$AN$236)","v":0},{"$f":"SUM($AO$225:$AO$236)","v":0},{"$f":"SUM($AP$225:$AP$236)","v":0},{"$f":"SUM($AQ$225:$AQ$236)","v":0},{"$f":"SUM($AR$225:$AR$236)","v":0},{"$f":"SUM($AS$225:$AS$236)","v":0},"冷房運転時間",{"$f":"SUM(AU$225:AU$236)","v":0},{"$f":"SUM(AV$225:AV$236)","v":{"$error":"#DIV/0!"}},{"$error":"#DIV/0!"},{"$error":"#DIV/0!"},{"$error":"#DIV/0!"},{"$error":"#DIV/0!"},{"$error":"#DIV/0!"},{"$error":"#DIV/0!"},{"$error":"#DIV/0!"},{"$error":"#DIV/0!"},null,{"$f":"SUM(BF$225:BF$236)","v":{"$error":"#DIV/0!"}},{"$error":"#DIV/0!"},{"$error":"#DIV/0!"},{"$error":"#DIV/0!"},{"$error":"#DIV/0!"},{"$error":"#DIV/0!"},{"$error":"#DIV/0!"},{"$f":"SUM(BM$225:BM$236)","v":{"$error":"#DIV/0!"}},{"$f":"SUM(BN$225:BN$236)","v":{"$error":"#DIV/0!"}},{"$f":"SUM(BO$225:BO$236)","v":{"$error":"#DIV/0!"}}]
[null,null,"冷房空調負荷率",{"$f":"IF((1/(35-$M$25))*(D$224-35)+1<0,0,IF((1/(35-$M$25))*(D$224-35)+1>1,1,(1/(35-$M$25))*(D$224-35)+1))","v":0},0,0,0,0,0,0,0,0,0,0,0,0,0,0,0,0,0,0,0,0,0,0,0,0,5.8823529411764719E-2,0.11764705882352944,0.17647058823529416,0.23529411764705888,0.29411764705882359,0.3529411764705882,0.41176470588235292,0.47058823529411764,0.52941176470588236,0.58823529411764708,0.6470588235294118,0.70588235294117641,0.76470588235294112,0.82352941176470584,0.88235294117647056,0.94117647058823528,1,"冷房空調負荷率","αc"]
[]
[null,"前1","冷房時エネルギー消費量比",{"$f":"$D$238/D244","v":0},{"$f":"$E$238/E244","v":0},{"$f":"$F$238/F244","v":0},{"$f":"$G$238/G244","v":0},{"$f":"$H$238/H244","v":0},{"$f":"$I$238/I244","v":0},{"$f":"$J$238/J244","v":0},{"$f":"$K$238/K244","v":0},{"$f":"$L$238/L244","v":0},{"$f":"$M$238/M244","v":0},{"$f":"$N$238/N244","v":0},{"$f":"$O$238/O244","v":0},{"$f":"$P$238/P244","v":0},{"$f":"$Q$238/Q244","v":0},{"$f":"$R$238/R244","v":0},{"$f":"$S$238/S244","v":0},{"$f":"$T$238/T244","v":0},{"$f":"$U$238/U244","v":0},{"$f":"$V$238/V244","v":0},{"$f":"$W$238/W244","v":0},{"$f":"$X$238/X244","v":0},{"$f":"$Y$238/Y244","v":0},{"$f":"$Z$238/Z244","v":0},{"$f":"$AA$238/AA244","v":0},{"$f":"$AB$238/AB244","v":0},{"$f":"$AC$238/AC244","v":4.1361564845398421E-2},{"$f":"$AD$238/AD244","v":8.464625354171823E-2},{"$f":"$AE$238/AE244","v":0.1299001800711751},{"$f":"$AF$238/AF244","v":0.17717094463206345},{"$f":"$AG$238/AG244","v":0.22650769399951723},{"$f":"$AH$238/AH244","v":0.27796118485213267},{"$f":"$AI$238/AI244","v":0.33158385023587283},{"$f":"$AJ$238/AJ244","v":0.38742986934809198},{"$f":"$AK$238/AK244","v":0.44555524083680237},{"$f":"$AL$238/AL244","v":0.5060178598235141},{"$f":"$AM$238/AM244","v":0.56887759887221767},{"$f":"$AN$238/AN244","v":0.6341963931424095},{"$f":"$AO$238/AO244","v":0.70203832998059579},{"$f":"$AP$238/AP244","v":0.77246974322254625},{"$f":"$AQ$238/AQ244","v":0.84555931249783034},{"$f":"$AR$238/AR244","v":0.92137816784896565},{"$f":"$AS$238/AS244","v":1},"冷房時エネルギー消費量比","εc"]
[null,null,"冷房能力",{"$f":"($Q$29-1.054*$Q$29)/6*(D$224-35)+$Q$29","v":30.665600000000012},30.464000000000013,30.26240000000001,30.060800000000011,29.859200000000008,29.657600000000009,29.45600000000001,29.254400000000011,29.052800000000008,28.851200000000009,28.649600000000007,28.448000000000008,28.246400000000008,28.044800000000009,27.843200000000007,27.641600000000007,27.440000000000005,27.238400000000006,27.036800000000007,26.835200000000007,26.633600000000005,26.432000000000006,26.230400000000003,26.028800000000004,25.827200000000005,25.625600000000002,25.424000000000003,25.222400000000004,25.020800000000001,24.819200000000002,24.617600000000003,24.416,24.214400000000001,24.012800000000002,23.811199999999999,23.6096,23.408000000000001,23.206399999999999,23.004799999999999,22.8032,22.601599999999998,22.4,"冷房能力","Φc"]
[null,null,"冷房エネルギー消費量",{"$f":"($Q$30-0.94*$Q$30)/6*(D$224-35)+$Q$30","v":11.268999999999995},11.459999999999996,11.650999999999996,11.841999999999995,12.032999999999996,12.223999999999997,12.414999999999996,12.605999999999996,12.796999999999997,12.987999999999996,13.178999999999997,13.369999999999997,13.560999999999996,13.751999999999997,13.942999999999998,14.133999999999997,14.324999999999998,14.515999999999998,14.706999999999997,14.897999999999998,15.088999999999999,15.279999999999998,15.470999999999998,15.661999999999999,15.852999999999998,16.044,16.234999999999999,16.425999999999998,16.617000000000001,16.808,16.998999999999999,17.190000000000001,17.381,17.571999999999999,17.763000000000002,17.954000000000001,18.145,18.336000000000002,18.527000000000001,18.718,18.909000000000002,19.100000000000001,"冷房エネルギー消費量","Pc"]
[null,null,"冷房COP",{"$f":"D241/(D242+$Q$31*$I$32*$D$238)","v":2.7212352471381691},{"$f":"E241/(E242+$Q$31*$I$32*$E$238)","v":2.6582897033158837},{"$f":"F241/(F242+$Q$31*$I$32*$F$238)","v":2.5974079478156398},{"$f":"G241/(G242+$Q$31*$I$32*$G$238)","v":2.5384901199121788},{"$f":"H241/(H242+$Q$31*$I$32*$H$238)","v":2.4814426992437477},{"$f":"I241/(I242+$Q$31*$I$32*$I$238)","v":2.4261780104712054},{"$f":"J241/(J242+$Q$31*$I$32*$J$238)","v":2.3726137736608957},{"$f":"K241/(K242+$Q$31*$I$32*$K$238)","v":2.3206726955418069},{"$f":"L241/(L242+$Q$31*$I$32*$L$238)","v":2.2702820973665716},{"$f":"M241/(M242+$Q$31*$I$32*$M$238)","v":2.2213735756082551},{"$f":"N241/(N242+$Q$31*$I$32*$N$238)","v":2.1738826921617735},{"$f":"O241/(O242+$Q$31*$I$32*$O$238)","v":2.1277486910994776},{"$f":"P241/(P242+$Q$31*$I$32*$P$238)","v":2.0829142393628799},{"$f":"Q241/(Q242+$Q$31*$I$32*$Q$238)","v":2.0393251890634101},{"$f":"R241/(R242+$Q$31*$I$32*$R$238)","v":1.9969303593200898},{"$f":"S241/(S242+$Q$31*$I$32*$S$238)","v":1.9556813357860487},{"$f":"T241/(T242+$Q$31*$I$32*$T$238)","v":1.9155322862129152},{"$f":"U241/(U242+$Q$31*$I$32*$U$238)","v":1.8764397905759169},{"$f":"V241/(V242+$Q$31*$I$32*$V$238)","v":1.8383626844359837},{"$f":"W241/(W242+$Q$31*$I$32*$W$238)","v":1.8012619143509203},{"$f":"X241/(X242+$Q$31*$I$32*$X$238)","v":1.7651004042680103},{"$f":"Y241/(Y242+$Q$31*$I$32*$Y$238)","v":1.7298429319371733},{"$f":"Z241/(Z242+$Q$31*$I$32*$Z$238)","v":1.6954560144787025},{"$f":"AA241/(AA242+$Q$31*$I$32*$AA$238)","v":1.661907802324097},{"$f":"AB241/(AB242+$Q$31*$I$32*$AB$238)","v":1.6291679808238193},{"$f":"AC241/(AC242+$Q$31*$I$32*$AC$238)","v":1.5918848205802822},{"$f":"AD241/(AD242+$Q$31*$I$32*$AD$238)","v":1.5557179314589717},{"$f":"AE241/(AE242+$Q$31*$I$32*$AE$238)","v":1.5206179205469936},{"$f":"AF241/(AF242+$Q$31*$I$32*$AF$238)","v":1.4865382666345142},{"$f":"AG241/(AG242+$Q$31*$I$32*$AG$238)","v":1.4534351145038169},{"$f":"AH241/(AH242+$Q$31*$I$32*$AH$238)","v":1.4212670866516108},{"$f":"AI241/(AI242+$Q$31*$I$32*$AI$238)","v":1.3899951107449751},{"$f":"AJ241/(AJ242+$Q$31*$I$32*$AJ$238)","v":1.3595822612980684},{"$f":"AK241/(AK242+$Q$31*$I$32*$AK$238)","v":1.3299936142207396},{"$f":"AL241/(AL242+$Q$31*$I$32*$AL$238)","v":1.3011961130344496},{"$f":"AM241/(AM242+$Q$31*$I$32*$AM$238)","v":1.2731584456780334},{"$f":"AN241/(AN242+$Q$31*$I$32*$AN$238)","v":1.2458509309380763},{"$f":"AO241/(AO242+$Q$31*$I$32*$AO$238)","v":1.2192454136379367},{"$f":"AP241/(AP242+$Q$31*$I$32*$AP$238)","v":1.1933151678073517},{"$f":"AQ241/(AQ242+$Q$31*$I$32*$AQ$238)","v":1.1680348071325697},{"$f":"AR241/(AR242+$Q$31*$I$32*$AR$238)","v":1.143380202056272},{"$f":"AS241/(AS242+$Q$31*$I$32*$AS$238)","v":1.1193284029582249},"冷房COP","σc"]
[null,null,"冷房COP比",{"$f":"D243/$Q$32","v":2.4311321323986181},2.3748970331588155,2.3205057076645801,2.2678689410572557,2.2169031829136556,2.1675301047120432,2.1196761981474039,2.0732724099635109,2.0282538094865998,1.9845592854943039,1.9421312694438133,1.9009154824233372,1.8608607034879445,1.8219185573007575,1.7840433192282876,1.7471917362388578,1.7113228621291456,1.6763979057591631,1.6423800911130764,1.6092345281245815,1.5769280933130101,1.5454293193717286,1.5147082929351696,1.4847365598263318,1.4554870371538517,1.422178528100563,1.3898672876945066,1.3585091886601091,1.3280626692807993,1.2984885496183209,1.2697498633067876,1.2418117034030556,1.214641080941828,1.1882067949904216,1.1624793131270272,1.1374306613798575,1.1130343227648565,1.0892651436483212,1.066099247239318,1.0435139535864726,1.0214877055156304,1,"冷房COP比","βc"]
[null,null,"Σ",{"$f":"$D$237*D240","v":0},{"$f":"$E$237*E240","v":0},{"$f":"$F$237*F240","v":0},{"$f":"$G$237*G240","v":0},{"$f":"$H$237*H240","v":0},{"$f":"$I$237*I240","v":0},{"$f":"$J$237*J240","v":0},{"$f":"$K$237*K240","v":0},{"$f":"$L$237*L240","v":0},{"$f":"$M$237*M240","v":0},{"$f":"$N$237*N240","v":0},{"$f":"$O$237*O240","v":0},{"$f":"$P$237*P240","v":0},{"$f":"$Q$237*Q240","v":0},{"$f":"$R$237*R240","v":0},{"$f":"$S$237*S240","v":0},{"$f":"$T$237*T240","v":0},{"$f":"$U$237*U240","v":0},{"$f":"$V$237*V240","v":0},{"$f":"$W$237*W240","v":0},{"$f":"$X$237*X240","v":0},{"$f":"$Y$237*Y240","v":0},{"$f":"$Z$237*Z240","v":0},{"$f":"$AA$237*AA240","v":0},{"$f":"$AB$237*AB240","v":0},{"$f":"$AC$237*AC240","v":0},{"$f":"$AD$237*AD240","v":0},{"$f":"$AE$237*AE240","v":0},{"$f":"$AF$237*AF240","v":0},{"$f":"$AG$237*AG240","v":0},{"$f":"$AH$237*AH240","v":0},{"$f":"$AI$237*AI240","v":0},{"$f":"$AJ$237*AJ240","v":0},{"$f":"$AK$237*AK240","v":0},{"$f":"$AL$237*AL240","v":0},{"$f":"$AM$237*AM240","v":0},{"$f":"$AN$237*AN240","v":0},{"$f":"$AO$237*AO240","v":0},{"$f":"$AP$237*AP240","v":0},{"$f":"$AQ$237*AQ240","v":0},{"$f":"$AR$237*AR240","v":0},{"$f":"$AS$237*AS240","v":0},{"$f":"SUM($D245:$AS245)","v":0},"Σ"]
[null,"前2","冷房時エネルギー消費量比",{"$f":"$D$238/D250","v":{"$error":"#DIV/0!"}},{"$f":"$E$238/E250","v":{"$error":"#DIV/0!"}},{"$f":"$F$238/F250","v":{"$error":"#DIV/0!"}},{"$f":"$G$238/G250","v":{"$error":"#DIV/0!"}},{"$f":"$H$238/H250","v":{"$error":"#DIV/0!"}},{"$f":"$I$238/I250","v":{"$error":"#DIV/0!"}},{"$f":"$J$238/J250","v":{"$error":"#DIV/0!"}},{"$f":"$K$238/K250","v":{"$error":"#DIV/0!"}},{"$f":"$L$238/L250","v":{"$error":"#DIV/0!"}},{"$f":"$M$238/M250","v":{"$error":"#DIV/0!"}},{"$f":"$N$238/N250","v":{"$error":"#DIV/0!"}},{"$f":"$O$238/O250","v":{"$error":"#DIV/0!"}},{"$f":"$P$238/P250","v":{"$error":"#DIV/0!"}},{"$f":"$Q$238/Q250","v":{"$error":"#DIV/0!"}},{"$f":"$R$238/R250","v":{"$error":"#DIV/0!"}},{"$f":"$S$238/S250","v":{"$error":"#DIV/0!"}},{"$f":"$T$238/T250","v":{"$error":"#DIV/0!"}},{"$f":"$U$238/U250","v":{"$error":"#DIV/0!"}},{"$f":"$V$238/V250","v":{"$error":"#DIV/0!"}},{"$f":"$W$238/W250","v":{"$error":"#DIV/0!"}},{"$f":"$X$238/X250","v":{"$error":"#DIV/0!"}},{"$f":"$Y$238/Y250","v":{"$error":"#DIV/0!"}},{"$f":"$Z$238/Z250","v":{"$error":"#DIV/0!"}},{"$f":"$AA$238/AA250","v":{"$error":"#DIV/0!"}},{"$f":"$AB$238/AB250","v":{"$error":"#DIV/0!"}},{"$f":"$AC$238/AC250","v":{"$error":"#DIV/0!"}},{"$f":"$AD$238/AD250","v":{"$error":"#DIV/0!"}},{"$f":"$AE$238/AE250","v":{"$error":"#DIV/0!"}},{"$f":"$AF$238/AF250","v":{"$error":"#DIV/0!"}},{"$f":"$AG$238/AG250","v":{"$error":"#DIV/0!"}},{"$f":"$AH$238/AH250","v":{"$error":"#DIV/0!"}},{"$f":"$AI$238/AI250","v":{"$error":"#DIV/0!"}},{"$f":"$AJ$238/AJ250","v":{"$error":"#DIV/0!"}},{"$f":"$AK$238/AK250","v":{"$error":"#DIV/0!"}},{"$f":"$AL$238/AL250","v":{"$error":"#DIV/0!"}},{"$f":"$AM$238/AM250","v":{"$error":"#DIV/0!"}},{"$f":"$AN$238/AN250","v":{"$error":"#DIV/0!"}},{"$f":"$AO$238/AO250","v":{"$error":"#DIV/0!"}},{"$f":"$AP$238/AP250","v":{"$error":"#DIV/0!"}},{"$f":"$AQ$238/AQ250","v":{"$error":"#DIV/0!"}},{"$f":"$AR$238/AR250","v":{"$error":"#DIV/0!"}},{"$f":"$AS$238/AS250","v":{"$error":"#DIV/0!"}},"冷房時エネルギー消費量比","εc"]
[null,null,"冷房能力",{"$f":"($R$29-1.054*$R$29)/6*(D$224-35)+$R$29","v":0},0,0,0,0,0,0,0,0,0,0,0,0,0,0,0,0,0,0,0,0,0,0,0,0,0,0,0,0,0,0,0,0,0,0,0,0,0,0,0,0,0,"冷房能力","Φc"]
[null,null,"冷房エネルギー消費量",{"$f":"($R$30-0.94*$R$30)/6*(D$224-35)+$R$30","v":0},0,0,0,0,0,0,0,0,0,0,0,0,0,0,0,0,0,0,0,0,0,0,0,0,0,0,0,0,0,0,0,0,0,0,0,0,0,0,0,0,0,"冷房エネルギー消費量","Pc"]
[null,null,"冷房COP",{"$f":"D247/(D248+$R$31*$I$32*$D$238)","v":{"$error":"#DIV/0!"}},{"$f":"E247/(E248+$R$31*$I$32*$E$238)","v":{"$error":"#DIV/0!"}},{"$f":"F247/(F248+$R$31*$I$32*$F$238)","v":{"$error":"#DIV/0!"}},{"$f":"G247/(G248+$R$31*$I$32*$G$238)","v":{"$error":"#DIV/0!"}},{"$f":"H247/(H248+$R$31*$I$32*$H$238)","v":{"$error":"#DIV/0!"}},{"$f":"I247/(I248+$R$31*$I$32*$I$238)","v":{"$error":"#DIV/0!"}},{"$f":"J247/(J248+$R$31*$I$32*$J$238)","v":{"$error":"#DIV/0!"}},{"$f":"K247/(K248+$R$31*$I$32*$K$238)","v":{"$error":"#DIV/0!"}},{"$f":"L247/(L248+$R$31*$I$32*$L$238)","v":{"$error":"#DIV/0!"}},{"$f":"M247/(M248+$R$31*$I$32*$M$238)","v":{"$error":"#DIV/0!"}},{"$f":"N247/(N248+$R$31*$I$32*$N$238)","v":{"$error":"#DIV/0!"}},{"$f":"O247/(O248+$R$31*$I$32*$O$238)","v":{"$error":"#DIV/0!"}},{"$f":"P247/(P248+$R$31*$I$32*$P$238)","v":{"$error":"#DIV/0!"}},{"$f":"Q247/(Q248+$R$31*$I$32*$Q$238)","v":{"$error":"#DIV/0!"}},{"$f":"R247/(R248+$R$31*$I$32*$R$238)","v":{"$error":"#DIV/0!"}},{"$f":"S247/(S248+$R$31*$I$32*$S$238)","v":{"$error":"#DIV/0!"}},{"$f":"T247/(T248+$R$31*$I$32*$T$238)","v":{"$error":"#DIV/0!"}},{"$f":"U247/(U248+$R$31*$I$32*$U$238)","v":{"$error":"#DIV/0!"}},{"$f":"V247/(V248+$R$31*$I$32*$V$238)","v":{"$error":"#DIV/0!"}},{"$f":"W247/(W248+$R$31*$I$32*$W$238)","v":{"$error":"#DIV/0!"}},{"$f":"X247/(X248+$R$31*$I$32*$X$238)","v":{"$error":"#DIV/0!"}},{"$f":"Y247/(Y248+$R$31*$I$32*$Y$238)","v":{"$error":"#DIV/0!"}},{"$f":"Z247/(Z248+$R$31*$I$32*$Z$238)","v":{"$error":"#DIV/0!"}},{"$f":"AA247/(AA248+$R$31*$I$32*$AA$238)","v":{"$error":"#DIV/0!"}},{"$f":"AB247/(AB248+$R$31*$I$32*$AB$238)","v":{"$error":"#DIV/0!"}},{"$f":"AC247/(AC248+$R$31*$I$32*$AC$238)","v":{"$error":"#DIV/0!"}},{"$f":"AD247/(AD248+$R$31*$I$32*$AD$238)","v":{"$error":"#DIV/0!"}},{"$f":"AE247/(AE248+$R$31*$I$32*$AE$238)","v":{"$error":"#DIV/0!"}},{"$f":"AF247/(AF248+$R$31*$I$32*$AF$238)","v":{"$error":"#DIV/0!"}},{"$f":"AG247/(AG248+$R$31*$I$32*$AG$238)","v":{"$error":"#DIV/0!"}},{"$f":"AH247/(AH248+$R$31*$I$32*$AH$238)","v":{"$error":"#DIV/0!"}},{"$f":"AI247/(AI248+$R$31*$I$32*$AI$238)","v":{"$error":"#DIV/0!"}},{"$f":"AJ247/(AJ248+$R$31*$I$32*$AJ$238)","v":{"$error":"#DIV/0!"}},{"$f":"AK247/(AK248+$R$31*$I$32*$AK$238)","v":{"$error":"#DIV/0!"}},{"$f":"AL247/(AL248+$R$31*$I$32*$AL$238)","v":{"$error":"#DIV/0!"}},{"$f":"AM247/(AM248+$R$31*$I$32*$AM$238)","v":{"$error":"#DIV/0!"}},{"$f":"AN247/(AN248+$R$31*$I$32*$AN$238)","v":{"$error":"#DIV/0!"}},{"$f":"AO247/(AO248+$R$31*$I$32*$AO$238)","v":{"$error":"#DIV/0!"}},{"$f":"AP247/(AP248+$R$31*$I$32*$AP$238)","v":{"$error":"#DIV/0!"}},{"$f":"AQ247/(AQ248+$R$31*$I$32*$AQ$238)","v":{"$error":"#DIV/0!"}},{"$f":"AR247/(AR248+$R$31*$I$32*$AR$238)","v":{"$error":"#DIV/0!"}},{"$f":"AS247/(AS248+$R$31*$I$32*$AS$238)","v":{"$error":"#DIV/0!"}},"冷房COP","σc"]
[null,null,"冷房COP比",{"$f":"D249/$R$32","v":{"$error":"#DIV/0!"}},{"$error":"#DIV/0!"},{"$error":"#DIV/0!"},{"$error":"#DIV/0!"},{"$error":"#DIV/0!"},{"$error":"#DIV/0!"},{"$error":"#DIV/0!"},{"$error":"#DIV/0!"},{"$error":"#DIV/0!"},{"$error":"#DIV/0!"},{"$error":"#DIV/0!"},{"$error":"#DIV/0!"},{"$error":"#DIV/0!"},{"$error":"#DIV/0!"},{"$error":"#DIV/0!"},{"$error":"#DIV/0!"},{"$error":"#DIV/0!"},{"$error":"#DIV/0!"},{"$error":"#DIV/0!"},{"$error":"#DIV/0!"},{"$error":"#DIV/0!"},{"$error":"#DIV/0!"},{"$error":"#DIV/0!"},{"$error":"#DIV/0!"},{"$error":"#DIV/0!"},{"$error":"#DIV/0!"},{"$error":"#DIV/0!"},{"$error":"#DIV/0!"},{"$error":"#DIV/0!"},{"$error":"#DIV/0!"},{"$error":"#DIV/0!"},{"$error":"#DIV/0!"},{"$error":"#DIV/0!"},{"$error":"#DIV/0!"},{"$error":"#DIV/0!"},{"$error":"#DIV/0!"},{"$error":"#DIV/0!"},{"$error":"#DIV/0!"},{"$error":"#DIV/0!"},{"$error":"#DIV/0!"},{"$error":"#DIV/0!"},{"$error":"#DIV/0!"},"冷房COP比","βc"]
[null,null,"Σ",{"$f":"$D$237*D246","v":{"$error":"#DIV/0!"}},{"$f":"$E$237*E246","v":{"$error":"#DIV/0!"}},{"$f":"$F$237*F246","v":{"$error":"#DIV/0!"}},{"$f":"$G$237*G246","v":{"$error":"#DIV/0!"}},{"$f":"$H$237*H246","v":{"$error":"#DIV/0!"}},{"$f":"$I$237*I246","v":{"$error":"#DIV/0!"}},{"$f":"$J$237*J246","v":{"$error":"#DIV/0!"}},{"$f":"$K$237*K246","v":{"$error":"#DIV/0!"}},{"$f":"$L$237*L246","v":{"$error":"#DIV/0!"}},{"$f":"$M$237*M246","v":{"$error":"#DIV/0!"}},{"$f":"$N$237*N246","v":{"$error":"#DIV/0!"}},{"$f":"$O$237*O246","v":{"$error":"#DIV/0!"}},{"$f":"$P$237*P246","v":{"$error":"#DIV/0!"}},{"$f":"$Q$237*Q246","v":{"$error":"#DIV/0!"}},{"$f":"$R$237*R246","v":{"$error":"#DIV/0!"}},{"$f":"$S$237*S246","v":{"$error":"#DIV/0!"}},{"$f":"$T$237*T246","v":{"$error":"#DIV/0!"}},{"$f":"$U$237*U246","v":{"$error":"#DIV/0!"}},{"$f":"$V$237*V246","v":{"$error":"#DIV/0!"}},{"$f":"$W$237*W246","v":{"$error":"#DIV/0!"}},{"$f":"$X$237*X246","v":{"$error":"#DIV/0!"}},{"$f":"$Y$237*Y246","v":{"$error":"#DIV/0!"}},{"$f":"$Z$237*Z246","v":{"$error":"#DIV/0!"}},{"$f":"$AA$237*AA246","v":{"$error":"#DIV/0!"}},{"$f":"$AB$237*AB246","v":{"$error":"#DIV/0!"}},{"$f":"$AC$237*AC246","v":{"$error":"#DIV/0!"}},{"$f":"$AD$237*AD246","v":{"$error":"#DIV/0!"}},{"$f":"$AE$237*AE246","v":{"$error":"#DIV/0!"}},{"$f":"$AF$237*AF246","v":{"$error":"#DIV/0!"}},{"$f":"$AG$237*AG246","v":{"$error":"#DIV/0!"}},{"$f":"$AH$237*AH246","v":{"$error":"#DIV/0!"}},{"$f":"$AI$237*AI246","v":{"$error":"#DIV/0!"}},{"$f":"$AJ$237*AJ246","v":{"$error":"#DIV/0!"}},{"$f":"$AK$237*AK246","v":{"$error":"#DIV/0!"}},{"$f":"$AL$237*AL246","v":{"$error":"#DIV/0!"}},{"$f":"$AM$237*AM246","v":{"$error":"#DIV/0!"}},{"$f":"$AN$237*AN246","v":{"$error":"#DIV/0!"}},{"$f":"$AO$237*AO246","v":{"$error":"#DIV/0!"}},{"$f":"$AP$237*AP246","v":{"$error":"#DIV/0!"}},{"$f":"$AQ$237*AQ246","v":{"$error":"#DIV/0!"}},{"$f":"$AR$237*AR246","v":{"$error":"#DIV/0!"}},{"$f":"$AS$237*AS246","v":{"$error":"#DIV/0!"}},{"$f":"SUM($D251:$AS251)","v":{"$error":"#DIV/0!"}},"Σ"]
[null,"前3","冷房時エネルギー消費量比",{"$f":"$D$238/D256","v":{"$error":"#DIV/0!"}},{"$f":"$E$238/E256","v":{"$error":"#DIV/0!"}},{"$f":"$F$238/F256","v":{"$error":"#DIV/0!"}},{"$f":"$G$238/G256","v":{"$error":"#DIV/0!"}},{"$f":"$H$238/H256","v":{"$error":"#DIV/0!"}},{"$f":"$I$238/I256","v":{"$error":"#DIV/0!"}},{"$f":"$J$238/J256","v":{"$error":"#DIV/0!"}},{"$f":"$K$238/K256","v":{"$error":"#DIV/0!"}},{"$f":"$L$238/L256","v":{"$error":"#DIV/0!"}},{"$f":"$M$238/M256","v":{"$error":"#DIV/0!"}},{"$f":"$N$238/N256","v":{"$error":"#DIV/0!"}},{"$f":"$O$238/O256","v":{"$error":"#DIV/0!"}},{"$f":"$P$238/P256","v":{"$error":"#DIV/0!"}},{"$f":"$Q$238/Q256","v":{"$error":"#DIV/0!"}},{"$f":"$R$238/R256","v":{"$error":"#DIV/0!"}},{"$f":"$S$238/S256","v":{"$error":"#DIV/0!"}},{"$f":"$T$238/T256","v":{"$error":"#DIV/0!"}},{"$f":"$U$238/U256","v":{"$error":"#DIV/0!"}},{"$f":"$V$238/V256","v":{"$error":"#DIV/0!"}},{"$f":"$W$238/W256","v":{"$error":"#DIV/0!"}},{"$f":"$X$238/X256","v":{"$error":"#DIV/0!"}},{"$f":"$Y$238/Y256","v":{"$error":"#DIV/0!"}},{"$f":"$Z$238/Z256","v":{"$error":"#DIV/0!"}},{"$f":"$AA$238/AA256","v":{"$error":"#DIV/0!"}},{"$f":"$AB$238/AB256","v":{"$error":"#DIV/0!"}},{"$f":"$AC$238/AC256","v":{"$error":"#DIV/0!"}},{"$f":"$AD$238/AD256","v":{"$error":"#DIV/0!"}},{"$f":"$AE$238/AE256","v":{"$error":"#DIV/0!"}},{"$f":"$AF$238/AF256","v":{"$error":"#DIV/0!"}},{"$f":"$AG$238/AG256","v":{"$error":"#DIV/0!"}},{"$f":"$AH$238/AH256","v":{"$error":"#DIV/0!"}},{"$f":"$AI$238/AI256","v":{"$error":"#DIV/0!"}},{"$f":"$AJ$238/AJ256","v":{"$error":"#DIV/0!"}},{"$f":"$AK$238/AK256","v":{"$error":"#DIV/0!"}},{"$f":"$AL$238/AL256","v":{"$error":"#DIV/0!"}},{"$f":"$AM$238/AM256","v":{"$error":"#DIV/0!"}},{"$f":"$AN$238/AN256","v":{"$error":"#DIV/0!"}},{"$f":"$AO$238/AO256","v":{"$error":"#DIV/0!"}},{"$f":"$AP$238/AP256","v":{"$error":"#DIV/0!"}},{"$f":"$AQ$238/AQ256","v":{"$error":"#DIV/0!"}},{"$f":"$AR$238/AR256","v":{"$error":"#DIV/0!"}},{"$f":"$AS$238/AS256","v":{"$error":"#DIV/0!"}},"冷房時エネルギー消費量比","εc"]
[null,null,"冷房能力",{"$f":"($S$29-1.054*$S$29)/6*(D$224-35)+$S$29","v":0},0,0,0,0,0,0,0,0,0,0,0,0,0,0,0,0,0,0,0,0,0,0,0,0,0,0,0,0,0,0,0,0,0,0,0,0,0,0,0,0,0,"冷房能力","Φc"]
[null,null,"冷房エネルギー消費量",{"$f":"($S$30-0.94*$S$30)/6*(D$224-35)+$S$30","v":0},0,0,0,0,0,0,0,0,0,0,0,0,0,0,0,0,0,0,0,0,0,0,0,0,0,0,0,0,0,0,0,0,0,0,0,0,0,0,0,0,0,"冷房エネルギー消費量","Pc"]
[null,null,"冷房COP",{"$f":"D253/(D254+$S$31*$I$32*$D$238)","v":{"$error":"#DIV/0!"}},{"$f":"E253/(E254+$S$31*$I$32*$E$238)","v":{"$error":"#DIV/0!"}},{"$f":"F253/(F254+$S$31*$I$32*$F$238)","v":{"$error":"#DIV/0!"}},{"$f":"G253/(G254+$S$31*$I$32*$G$238)","v":{"$error":"#DIV/0!"}},{"$f":"H253/(H254+$S$31*$I$32*$H$238)","v":{"$error":"#DIV/0!"}},{"$f":"I253/(I254+$S$31*$I$32*$I$238)","v":{"$error":"#DIV/0!"}},{"$f":"J253/(J254+$S$31*$I$32*$J$238)","v":{"$error":"#DIV/0!"}},{"$f":"K253/(K254+$S$31*$I$32*$K$238)","v":{"$error":"#DIV/0!"}},{"$f":"L253/(L254+$S$31*$I$32*$L$238)","v":{"$error":"#DIV/0!"}},{"$f":"M253/(M254+$S$31*$I$32*$M$238)","v":{"$error":"#DIV/0!"}},{"$f":"N253/(N254+$S$31*$I$32*$N$238)","v":{"$error":"#DIV/0!"}},{"$f":"O253/(O254+$S$31*$I$32*$O$238)","v":{"$error":"#DIV/0!"}},{"$f":"P253/(P254+$S$31*$I$32*$P$238)","v":{"$error":"#DIV/0!"}},{"$f":"Q253/(Q254+$S$31*$I$32*$Q$238)","v":{"$error":"#DIV/0!"}},{"$f":"R253/(R254+$S$31*$I$32*$R$238)","v":{"$error":"#DIV/0!"}},{"$f":"S253/(S254+$S$31*$I$32*$S$238)","v":{"$error":"#DIV/0!"}},{"$f":"T253/(T254+$S$31*$I$32*$T$238)","v":{"$error":"#DIV/0!"}},{"$f":"U253/(U254+$S$31*$I$32*$U$238)","v":{"$error":"#DIV/0!"}},{"$f":"V253/(V254+$S$31*$I$32*$V$238)","v":{"$error":"#DIV/0!"}},{"$f":"W253/(W254+$S$31*$I$32*$W$238)","v":{"$error":"#DIV/0!"}},{"$f":"X253/(X254+$S$31*$I$32*$X$238)","v":{"$error":"#DIV/0!"}},{"$f":"Y253/(Y254+$S$31*$I$32*$Y$238)","v":{"$error":"#DIV/0!"}},{"$f":"Z253/(Z254+$S$31*$I$32*$Z$238)","v":{"$error":"#DIV/0!"}},{"$f":"AA253/(AA254+$S$31*$I$32*$AA$238)","v":{"$error":"#DIV/0!"}},{"$f":"AB253/(AB254+$S$31*$I$32*$AB$238)","v":{"$error":"#DIV/0!"}},{"$f":"AC253/(AC254+$S$31*$I$32*$AC$238)","v":{"$error":"#DIV/0!"}},{"$f":"AD253/(AD254+$S$31*$I$32*$AD$238)","v":{"$error":"#DIV/0!"}},{"$f":"AE253/(AE254+$S$31*$I$32*$AE$238)","v":{"$error":"#DIV/0!"}},{"$f":"AF253/(AF254+$S$31*$I$32*$AF$238)","v":{"$error":"#DIV/0!"}},{"$f":"AG253/(AG254+$S$31*$I$32*$AG$238)","v":{"$error":"#DIV/0!"}},{"$f":"AH253/(AH254+$S$31*$I$32*$AH$238)","v":{"$error":"#DIV/0!"}},{"$f":"AI253/(AI254+$S$31*$I$32*$AI$238)","v":{"$error":"#DIV/0!"}},{"$f":"AJ253/(AJ254+$S$31*$I$32*$AJ$238)","v":{"$error":"#DIV/0!"}},{"$f":"AK253/(AK254+$S$31*$I$32*$AK$238)","v":{"$error":"#DIV/0!"}},{"$f":"AL253/(AL254+$S$31*$I$32*$AL$238)","v":{"$error":"#DIV/0!"}},{"$f":"AM253/(AM254+$S$31*$I$32*$AM$238)","v":{"$error":"#DIV/0!"}},{"$f":"AN253/(AN254+$S$31*$I$32*$AN$238)","v":{"$error":"#DIV/0!"}},{"$f":"AO253/(AO254+$S$31*$I$32*$AO$238)","v":{"$error":"#DIV/0!"}},{"$f":"AP253/(AP254+$S$31*$I$32*$AP$238)","v":{"$error":"#DIV/0!"}},{"$f":"AQ253/(AQ254+$S$31*$I$32*$AQ$238)","v":{"$error":"#DIV/0!"}},{"$f":"AR253/(AR254+$S$31*$I$32*$AR$238)","v":{"$error":"#DIV/0!"}},{"$f":"AS253/(AS254+$S$31*$I$32*$AS$238)","v":{"$error":"#DIV/0!"}},"冷房COP","σc"]
[null,null,"冷房COP比",{"$f":"D255/$S$32","v":{"$error":"#DIV/0!"}},{"$error":"#DIV/0!"},{"$error":"#DIV/0!"},{"$error":"#DIV/0!"},{"$error":"#DIV/0!"},{"$error":"#DIV/0!"},{"$error":"#DIV/0!"},{"$error":"#DIV/0!"},{"$error":"#DIV/0!"},{"$error":"#DIV/0!"},{"$error":"#DIV/0!"},{"$error":"#DIV/0!"},{"$error":"#DIV/0!"},{"$error":"#DIV/0!"},{"$error":"#DIV/0!"},{"$error":"#DIV/0!"},{"$error":"#DIV/0!"},{"$error":"#DIV/0!"},{"$error":"#DIV/0!"},{"$error":"#DIV/0!"},{"$error":"#DIV/0!"},{"$error":"#DIV/0!"},{"$error":"#DIV/0!"},{"$error":"#DIV/0!"},{"$error":"#DIV/0!"},{"$error":"#DIV/0!"},{"$error":"#DIV/0!"},{"$error":"#DIV/0!"},{"$error":"#DIV/0!"},{"$error":"#DIV/0!"},{"$error":"#DIV/0!"},{"$error":"#DIV/0!"},{"$error":"#DIV/0!"},{"$error":"#DIV/0!"},{"$error":"#DIV/0!"},{"$error":"#DIV/0!"},{"$error":"#DIV/0!"},{"$error":"#DIV/0!"},{"$error":"#DIV/0!"},{"$error":"#DIV/0!"},{"$error":"#DIV/0!"},{"$error":"#DIV/0!"},"冷房COP比","βc"]
[null,null,"Σ",{"$f":"$D$237*D252","v":{"$error":"#DIV/0!"}},{"$f":"$E$237*E252","v":{"$error":"#DIV/0!"}},{"$f":"$F$237*F252","v":{"$error":"#DIV/0!"}},{"$f":"$G$237*G252","v":{"$error":"#DIV/0!"}},{"$f":"$H$237*H252","v":{"$error":"#DIV/0!"}},{"$f":"$I$237*I252","v":{"$error":"#DIV/0!"}},{"$f":"$J$237*J252","v":{"$error":"#DIV/0!"}},{"$f":"$K$237*K252","v":{"$error":"#DIV/0!"}},{"$f":"$L$237*L252","v":{"$error":"#DIV/0!"}},{"$f":"$M$237*M252","v":{"$error":"#DIV/0!"}},{"$f":"$N$237*N252","v":{"$error":"#DIV/0!"}},{"$f":"$O$237*O252","v":{"$error":"#DIV/0!"}},{"$f":"$P$237*P252","v":{"$error":"#DIV/0!"}},{"$f":"$Q$237*Q252","v":{"$error":"#DIV/0!"}},{"$f":"$R$237*R252","v":{"$error":"#DIV/0!"}},{"$f":"$S$237*S252","v":{"$error":"#DIV/0!"}},{"$f":"$T$237*T252","v":{"$error":"#DIV/0!"}},{"$f":"$U$237*U252","v":{"$error":"#DIV/0!"}},{"$f":"$V$237*V252","v":{"$error":"#DIV/0!"}},{"$f":"$W$237*W252","v":{"$error":"#DIV/0!"}},{"$f":"$X$237*X252","v":{"$error":"#DIV/0!"}},{"$f":"$Y$237*Y252","v":{"$error":"#DIV/0!"}},{"$f":"$Z$237*Z252","v":{"$error":"#DIV/0!"}},{"$f":"$AA$237*AA252","v":{"$error":"#DIV/0!"}},{"$f":"$AB$237*AB252","v":{"$error":"#DIV/0!"}},{"$f":"$AC$237*AC252","v":{"$error":"#DIV/0!"}},{"$f":"$AD$237*AD252","v":{"$error":"#DIV/0!"}},{"$f":"$AE$237*AE252","v":{"$error":"#DIV/0!"}},{"$f":"$AF$237*AF252","v":{"$error":"#DIV/0!"}},{"$f":"$AG$237*AG252","v":{"$error":"#DIV/0!"}},{"$f":"$AH$237*AH252","v":{"$error":"#DIV/0!"}},{"$f":"$AI$237*AI252","v":{"$error":"#DIV/0!"}},{"$f":"$AJ$237*AJ252","v":{"$error":"#DIV/0!"}},{"$f":"$AK$237*AK252","v":{"$error":"#DIV/0!"}},{"$f":"$AL$237*AL252","v":{"$error":"#DIV/0!"}},{"$f":"$AM$237*AM252","v":{"$error":"#DIV/0!"}},{"$f":"$AN$237*AN252","v":{"$error":"#DIV/0!"}},{"$f":"$AO$237*AO252","v":{"$error":"#DIV/0!"}},{"$f":"$AP$237*AP252","v":{"$error":"#DIV/0!"}},{"$f":"$AQ$237*AQ252","v":{"$error":"#DIV/0!"}},{"$f":"$AR$237*AR252","v":{"$error":"#DIV/0!"}},{"$f":"$AS$237*AS252","v":{"$error":"#DIV/0!"}},{"$f":"SUM($D257:$AS257)","v":{"$error":"#DIV/0!"}},"Σ"]
[null,"前4","冷房時エネルギー消費量比",{"$f":"$D$238/D262","v":{"$error":"#DIV/0!"}},{"$f":"$E$238/E262","v":{"$error":"#DIV/0!"}},{"$f":"$F$238/F262","v":{"$error":"#DIV/0!"}},{"$f":"$G$238/G262","v":{"$error":"#DIV/0!"}},{"$f":"$H$238/H262","v":{"$error":"#DIV/0!"}},{"$f":"$I$238/I262","v":{"$error":"#DIV/0!"}},{"$f":"$J$238/J262","v":{"$error":"#DIV/0!"}},{"$f":"$K$238/K262","v":{"$error":"#DIV/0!"}},{"$f":"$L$238/L262","v":{"$error":"#DIV/0!"}},{"$f":"$M$238/M262","v":{"$error":"#DIV/0!"}},{"$f":"$N$238/N262","v":{"$error":"#DIV/0!"}},{"$f":"$O$238/O262","v":{"$error":"#DIV/0!"}},{"$f":"$P$238/P262","v":{"$error":"#DIV/0!"}},{"$f":"$Q$238/Q262","v":{"$error":"#DIV/0!"}},{"$f":"$R$238/R262","v":{"$error":"#DIV/0!"}},{"$f":"$S$238/S262","v":{"$error":"#DIV/0!"}},{"$f":"$T$238/T262","v":{"$error":"#DIV/0!"}},{"$f":"$U$238/U262","v":{"$error":"#DIV/0!"}},{"$f":"$V$238/V262","v":{"$error":"#DIV/0!"}},{"$f":"$W$238/W262","v":{"$error":"#DIV/0!"}},{"$f":"$X$238/X262","v":{"$error":"#DIV/0!"}},{"$f":"$Y$238/Y262","v":{"$error":"#DIV/0!"}},{"$f":"$Z$238/Z262","v":{"$error":"#DIV/0!"}},{"$f":"$AA$238/AA262","v":{"$error":"#DIV/0!"}},{"$f":"$AB$238/AB262","v":{"$error":"#DIV/0!"}},{"$f":"$AC$238/AC262","v":{"$error":"#DIV/0!"}},{"$f":"$AD$238/AD262","v":{"$error":"#DIV/0!"}},{"$f":"$AE$238/AE262","v":{"$error":"#DIV/0!"}},{"$f":"$AF$238/AF262","v":{"$error":"#DIV/0!"}},{"$f":"$AG$238/AG262","v":{"$error":"#DIV/0!"}},{"$f":"$AH$238/AH262","v":{"$error":"#DIV/0!"}},{"$f":"$AI$238/AI262","v":{"$error":"#DIV/0!"}},{"$f":"$AJ$238/AJ262","v":{"$error":"#DIV/0!"}},{"$f":"$AK$238/AK262","v":{"$error":"#DIV/0!"}},{"$f":"$AL$238/AL262","v":{"$error":"#DIV/0!"}},{"$f":"$AM$238/AM262","v":{"$error":"#DIV/0!"}},{"$f":"$AN$238/AN262","v":{"$error":"#DIV/0!"}},{"$f":"$AO$238/AO262","v":{"$error":"#DIV/0!"}},{"$f":"$AP$238/AP262","v":{"$error":"#DIV/0!"}},{"$f":"$AQ$238/AQ262","v":{"$error":"#DIV/0!"}},{"$f":"$AR$238/AR262","v":{"$error":"#DIV/0!"}},{"$f":"$AS$238/AS262","v":{"$error":"#DIV/0!"}},"冷房時エネルギー消費量比","εc"]
[null,null,"冷房能力",{"$f":"($T$29-1.054*$T$29)/6*(D$224-35)+$T$29","v":0},0,0,0,0,0,0,0,0,0,0,0,0,0,0,0,0,0,0,0,0,0,0,0,0,0,0,0,0,0,0,0,0,0,0,0,0,0,0,0,0,0,"冷房能力","Φc"]
[null,null,"冷房エネルギー消費量",{"$f":"($T$30-0.94*$T$30)/6*(D$224-35)+$T$30","v":0},0,0,0,0,0,0,0,0,0,0,0,0,0,0,0,0,0,0,0,0,0,0,0,0,0,0,0,0,0,0,0,0,0,0,0,0,0,0,0,0,0,"冷房エネルギー消費量","Pc"]
[null,null,"冷房COP",{"$f":"D259/(D260+$T$31*$I$32*$D$238)","v":{"$error":"#DIV/0!"}},{"$f":"E259/(E260+$T$31*$I$32*$E$238)","v":{"$error":"#DIV/0!"}},{"$f":"F259/(F260+$T$31*$I$32*$F$238)","v":{"$error":"#DIV/0!"}},{"$f":"G259/(G260+$T$31*$I$32*$G$238)","v":{"$error":"#DIV/0!"}},{"$f":"H259/(H260+$T$31*$I$32*$H$238)","v":{"$error":"#DIV/0!"}},{"$f":"I259/(I260+$T$31*$I$32*$I$238)","v":{"$error":"#DIV/0!"}},{"$f":"J259/(J260+$T$31*$I$32*$J$238)","v":{"$error":"#DIV/0!"}},{"$f":"K259/(K260+$T$31*$I$32*$K$238)","v":{"$error":"#DIV/0!"}},{"$f":"L259/(L260+$T$31*$I$32*$L$238)","v":{"$error":"#DIV/0!"}},{"$f":"M259/(M260+$T$31*$I$32*$M$238)","v":{"$error":"#DIV/0!"}},{"$f":"N259/(N260+$T$31*$I$32*$N$238)","v":{"$error":"#DIV/0!"}},{"$f":"O259/(O260+$T$31*$I$32*$O$238)","v":{"$error":"#DIV/0!"}},{"$f":"P259/(P260+$T$31*$I$32*$P$238)","v":{"$error":"#DIV/0!"}},{"$f":"Q259/(Q260+$T$31*$I$32*$Q$238)","v":{"$error":"#DIV/0!"}},{"$f":"R259/(R260+$T$31*$I$32*$R$238)","v":{"$error":"#DIV/0!"}},{"$f":"S259/(S260+$T$31*$I$32*$S$238)","v":{"$error":"#DIV/0!"}},{"$f":"T259/(T260+$T$31*$I$32*$T$238)","v":{"$error":"#DIV/0!"}},{"$f":"U259/(U260+$T$31*$I$32*$U$238)","v":{"$error":"#DIV/0!"}},{"$f":"V259/(V260+$T$31*$I$32*$V$238)","v":{"$error":"#DIV/0!"}},{"$f":"W259/(W260+$T$31*$I$32*$W$238)","v":{"$error":"#DIV/0!"}},{"$f":"X259/(X260+$T$31*$I$32*$X$238)","v":{"$error":"#DIV/0!"}},{"$f":"Y259/(Y260+$T$31*$I$32*$Y$238)","v":{"$error":"#DIV/0!"}},{"$f":"Z259/(Z260+$T$31*$I$32*$Z$238)","v":{"$error":"#DIV/0!"}},{"$f":"AA259/(AA260+$T$31*$I$32*$AA$238)","v":{"$error":"#DIV/0!"}},{"$f":"AB259/(AB260+$T$31*$I$32*$AB$238)","v":{"$error":"#DIV/0!"}},{"$f":"AC259/(AC260+$T$31*$I$32*$AC$238)","v":{"$error":"#DIV/0!"}},{"$f":"AD259/(AD260+$T$31*$I$32*$AD$238)","v":{"$error":"#DIV/0!"}},{"$f":"AE259/(AE260+$T$31*$I$32*$AE$238)","v":{"$error":"#DIV/0!"}},{"$f":"AF259/(AF260+$T$31*$I$32*$AF$238)","v":{"$error":"#DIV/0!"}},{"$f":"AG259/(AG260+$T$31*$I$32*$AG$238)","v":{"$error":"#DIV/0!"}},{"$f":"AH259/(AH260+$T$31*$I$32*$AH$238)","v":{"$error":"#DIV/0!"}},{"$f":"AI259/(AI260+$T$31*$I$32*$AI$238)","v":{"$error":"#DIV/0!"}},{"$f":"AJ259/(AJ260+$T$31*$I$32*$AJ$238)","v":{"$error":"#DIV/0!"}},{"$f":"AK259/(AK260+$T$31*$I$32*$AK$238)","v":{"$error":"#DIV/0!"}},{"$f":"AL259/(AL260+$T$31*$I$32*$AL$238)","v":{"$error":"#DIV/0!"}},{"$f":"AM259/(AM260+$T$31*$I$32*$AM$238)","v":{"$error":"#DIV/0!"}},{"$f":"AN259/(AN260+$T$31*$I$32*$AN$238)","v":{"$error":"#DIV/0!"}},{"$f":"AO259/(AO260+$T$31*$I$32*$AO$238)","v":{"$error":"#DIV/0!"}},{"$f":"AP259/(AP260+$T$31*$I$32*$AP$238)","v":{"$error":"#DIV/0!"}},{"$f":"AQ259/(AQ260+$T$31*$I$32*$AQ$238)","v":{"$error":"#DIV/0!"}},{"$f":"AR259/(AR260+$T$31*$I$32*$AR$238)","v":{"$error":"#DIV/0!"}},{"$f":"AS259/(AS260+$T$31*$I$32*$AS$238)","v":{"$error":"#DIV/0!"}},"冷房COP","σc"]
[null,null,"冷房COP比",{"$f":"D261/$T$32","v":{"$error":"#DIV/0!"}},{"$error":"#DIV/0!"},{"$error":"#DIV/0!"},{"$error":"#DIV/0!"},{"$error":"#DIV/0!"},{"$error":"#DIV/0!"},{"$error":"#DIV/0!"},{"$error":"#DIV/0!"},{"$error":"#DIV/0!"},{"$error":"#DIV/0!"},{"$error":"#DIV/0!"},{"$error":"#DIV/0!"},{"$error":"#DIV/0!"},{"$error":"#DIV/0!"},{"$error":"#DIV/0!"},{"$error":"#DIV/0!"},{"$error":"#DIV/0!"},{"$error":"#DIV/0!"},{"$error":"#DIV/0!"},{"$error":"#DIV/0!"},{"$error":"#DIV/0!"},{"$error":"#DIV/0!"},{"$error":"#DIV/0!"},{"$error":"#DIV/0!"},{"$error":"#DIV/0!"},{"$error":"#DIV/0!"},{"$error":"#DIV/0!"},{"$error":"#DIV/0!"},{"$error":"#DIV/0!"},{"$error":"#DIV/0!"},{"$error":"#DIV/0!"},{"$error":"#DIV/0!"},{"$error":"#DIV/0!"},{"$error":"#DIV/0!"},{"$error":"#DIV/0!"},{"$error":"#DIV/0!"},{"$error":"#DIV/0!"},{"$error":"#DIV/0!"},{"$error":"#DIV/0!"},{"$error":"#DIV/0!"},{"$error":"#DIV/0!"},{"$error":"#DIV/0!"},"冷房COP比","βc"]
[null,null,"Σ",{"$f":"$D$237*D258","v":{"$error":"#DIV/0!"}},{"$f":"$E$237*E258","v":{"$error":"#DIV/0!"}},{"$f":"$F$237*F258","v":{"$error":"#DIV/0!"}},{"$f":"$G$237*G258","v":{"$error":"#DIV/0!"}},{"$f":"$H$237*H258","v":{"$error":"#DIV/0!"}},{"$f":"$I$237*I258","v":{"$error":"#DIV/0!"}},{"$f":"$J$237*J258","v":{"$error":"#DIV/0!"}},{"$f":"$K$237*K258","v":{"$error":"#DIV/0!"}},{"$f":"$L$237*L258","v":{"$error":"#DIV/0!"}},{"$f":"$M$237*M258","v":{"$error":"#DIV/0!"}},{"$f":"$N$237*N258","v":{"$error":"#DIV/0!"}},{"$f":"$O$237*O258","v":{"$error":"#DIV/0!"}},{"$f":"$P$237*P258","v":{"$error":"#DIV/0!"}},{"$f":"$Q$237*Q258","v":{"$error":"#DIV/0!"}},{"$f":"$R$237*R258","v":{"$error":"#DIV/0!"}},{"$f":"$S$237*S258","v":{"$error":"#DIV/0!"}},{"$f":"$T$237*T258","v":{"$error":"#DIV/0!"}},{"$f":"$U$237*U258","v":{"$error":"#DIV/0!"}},{"$f":"$V$237*V258","v":{"$error":"#DIV/0!"}},{"$f":"$W$237*W258","v":{"$error":"#DIV/0!"}},{"$f":"$X$237*X258","v":{"$error":"#DIV/0!"}},{"$f":"$Y$237*Y258","v":{"$error":"#DIV/0!"}},{"$f":"$Z$237*Z258","v":{"$error":"#DIV/0!"}},{"$f":"$AA$237*AA258","v":{"$error":"#DIV/0!"}},{"$f":"$AB$237*AB258","v":{"$error":"#DIV/0!"}},{"$f":"$AC$237*AC258","v":{"$error":"#DIV/0!"}},{"$f":"$AD$237*AD258","v":{"$error":"#DIV/0!"}},{"$f":"$AE$237*AE258","v":{"$error":"#DIV/0!"}},{"$f":"$AF$237*AF258","v":{"$error":"#DIV/0!"}},{"$f":"$AG$237*AG258","v":{"$error":"#DIV/0!"}},{"$f":"$AH$237*AH258","v":{"$error":"#DIV/0!"}},{"$f":"$AI$237*AI258","v":{"$error":"#DIV/0!"}},{"$f":"$AJ$237*AJ258","v":{"$error":"#DIV/0!"}},{"$f":"$AK$237*AK258","v":{"$error":"#DIV/0!"}},{"$f":"$AL$237*AL258","v":{"$error":"#DIV/0!"}},{"$f":"$AM$237*AM258","v":{"$error":"#DIV/0!"}},{"$f":"$AN$237*AN258","v":{"$error":"#DIV/0!"}},{"$f":"$AO$237*AO258","v":{"$error":"#DIV/0!"}},{"$f":"$AP$237*AP258","v":{"$error":"#DIV/0!"}},{"$f":"$AQ$237*AQ258","v":{"$error":"#DIV/0!"}},{"$f":"$AR$237*AR258","v":{"$error":"#DIV/0!"}},{"$f":"$AS$237*AS258","v":{"$error":"#DIV/0!"}},{"$f":"SUM($D263:$AS263)","v":{"$error":"#DIV/0!"}},"Σ"]
[null,"前5","冷房時エネルギー消費量比",{"$f":"$D$238/D268","v":{"$error":"#DIV/0!"}},{"$f":"$E$238/E268","v":{"$error":"#DIV/0!"}},{"$f":"$F$238/F268","v":{"$error":"#DIV/0!"}},{"$f":"$G$238/G268","v":{"$error":"#DIV/0!"}},{"$f":"$H$238/H268","v":{"$error":"#DIV/0!"}},{"$f":"$I$238/I268","v":{"$error":"#DIV/0!"}},{"$f":"$J$238/J268","v":{"$error":"#DIV/0!"}},{"$f":"$K$238/K268","v":{"$error":"#DIV/0!"}},{"$f":"$L$238/L268","v":{"$error":"#DIV/0!"}},{"$f":"$M$238/M268","v":{"$error":"#DIV/0!"}},{"$f":"$N$238/N268","v":{"$error":"#DIV/0!"}},{"$f":"$O$238/O268","v":{"$error":"#DIV/0!"}},{"$f":"$P$238/P268","v":{"$error":"#DIV/0!"}},{"$f":"$Q$238/Q268","v":{"$error":"#DIV/0!"}},{"$f":"$R$238/R268","v":{"$error":"#DIV/0!"}},{"$f":"$S$238/S268","v":{"$error":"#DIV/0!"}},{"$f":"$T$238/T268","v":{"$error":"#DIV/0!"}},{"$f":"$U$238/U268","v":{"$error":"#DIV/0!"}},{"$f":"$V$238/V268","v":{"$error":"#DIV/0!"}},{"$f":"$W$238/W268","v":{"$error":"#DIV/0!"}},{"$f":"$X$238/X268","v":{"$error":"#DIV/0!"}},{"$f":"$Y$238/Y268","v":{"$error":"#DIV/0!"}},{"$f":"$Z$238/Z268","v":{"$error":"#DIV/0!"}},{"$f":"$AA$238/AA268","v":{"$error":"#DIV/0!"}},{"$f":"$AB$238/AB268","v":{"$error":"#DIV/0!"}},{"$f":"$AC$238/AC268","v":{"$error":"#DIV/0!"}},{"$f":"$AD$238/AD268","v":{"$error":"#DIV/0!"}},{"$f":"$AE$238/AE268","v":{"$error":"#DIV/0!"}},{"$f":"$AF$238/AF268","v":{"$error":"#DIV/0!"}},{"$f":"$AG$238/AG268","v":{"$error":"#DIV/0!"}},{"$f":"$AH$238/AH268","v":{"$error":"#DIV/0!"}},{"$f":"$AI$238/AI268","v":{"$error":"#DIV/0!"}},{"$f":"$AJ$238/AJ268","v":{"$error":"#DIV/0!"}},{"$f":"$AK$238/AK268","v":{"$error":"#DIV/0!"}},{"$f":"$AL$238/AL268","v":{"$error":"#DIV/0!"}},{"$f":"$AM$238/AM268","v":{"$error":"#DIV/0!"}},{"$f":"$AN$238/AN268","v":{"$error":"#DIV/0!"}},{"$f":"$AO$238/AO268","v":{"$error":"#DIV/0!"}},{"$f":"$AP$238/AP268","v":{"$error":"#DIV/0!"}},{"$f":"$AQ$238/AQ268","v":{"$error":"#DIV/0!"}},{"$f":"$AR$238/AR268","v":{"$error":"#DIV/0!"}},{"$f":"$AS$238/AS268","v":{"$error":"#DIV/0!"}},"冷房時エネルギー消費量比","εc"]
[null,null,"冷房能力",{"$f":"($U$29-1.054*$U$29)/6*(D$224-35)+$U$29","v":0},0,0,0,0,0,0,0,0,0,0,0,0,0,0,0,0,0,0,0,0,0,0,0,0,0,0,0,0,0,0,0,0,0,0,0,0,0,0,0,0,0,"冷房能力","Φc"]
[null,null,"冷房エネルギー消費量",{"$f":"($U$30-0.94*$U$30)/6*(D$224-35)+$U$30","v":0},0,0,0,0,0,0,0,0,0,0,0,0,0,0,0,0,0,0,0,0,0,0,0,0,0,0,0,0,0,0,0,0,0,0,0,0,0,0,0,0,0,"冷房エネルギー消費量","Pc"]
[null,null,"冷房COP",{"$f":"D265/(D266+$U$31*$I$32*$D$238)","v":{"$error":"#DIV/0!"}},{"$f":"E265/(E266+$U$31*$I$32*$E$238)","v":{"$error":"#DIV/0!"}},{"$f":"F265/(F266+$U$31*$I$32*$F$238)","v":{"$error":"#DIV/0!"}},{"$f":"G265/(G266+$U$31*$I$32*$G$238)","v":{"$error":"#DIV/0!"}},{"$f":"H265/(H266+$U$31*$I$32*$H$238)","v":{"$error":"#DIV/0!"}},{"$f":"I265/(I266+$U$31*$I$32*$I$238)","v":{"$error":"#DIV/0!"}},{"$f":"J265/(J266+$U$31*$I$32*$J$238)","v":{"$error":"#DIV/0!"}},{"$f":"K265/(K266+$U$31*$I$32*$K$238)","v":{"$error":"#DIV/0!"}},{"$f":"L265/(L266+$U$31*$I$32*$L$238)","v":{"$error":"#DIV/0!"}},{"$f":"M265/(M266+$U$31*$I$32*$M$238)","v":{"$error":"#DIV/0!"}},{"$f":"N265/(N266+$U$31*$I$32*$N$238)","v":{"$error":"#DIV/0!"}},{"$f":"O265/(O266+$U$31*$I$32*$O$238)","v":{"$error":"#DIV/0!"}},{"$f":"P265/(P266+$U$31*$I$32*$P$238)","v":{"$error":"#DIV/0!"}},{"$f":"Q265/(Q266+$U$31*$I$32*$Q$238)","v":{"$error":"#DIV/0!"}},{"$f":"R265/(R266+$U$31*$I$32*$R$238)","v":{"$error":"#DIV/0!"}},{"$f":"S265/(S266+$U$31*$I$32*$S$238)","v":{"$error":"#DIV/0!"}},{"$f":"T265/(T266+$U$31*$I$32*$T$238)","v":{"$error":"#DIV/0!"}},{"$f":"U265/(U266+$U$31*$I$32*$U$238)","v":{"$error":"#DIV/0!"}},{"$f":"V265/(V266+$U$31*$I$32*$V$238)","v":{"$error":"#DIV/0!"}},{"$f":"W265/(W266+$U$31*$I$32*$W$238)","v":{"$error":"#DIV/0!"}},{"$f":"X265/(X266+$U$31*$I$32*$X$238)","v":{"$error":"#DIV/0!"}},{"$f":"Y265/(Y266+$U$31*$I$32*$Y$238)","v":{"$error":"#DIV/0!"}},{"$f":"Z265/(Z266+$U$31*$I$32*$Z$238)","v":{"$error":"#DIV/0!"}},{"$f":"AA265/(AA266+$U$31*$I$32*$AA$238)","v":{"$error":"#DIV/0!"}},{"$f":"AB265/(AB266+$U$31*$I$32*$AB$238)","v":{"$error":"#DIV/0!"}},{"$f":"AC265/(AC266+$U$31*$I$32*$AC$238)","v":{"$error":"#DIV/0!"}},{"$f":"AD265/(AD266+$U$31*$I$32*$AD$238)","v":{"$error":"#DIV/0!"}},{"$f":"AE265/(AE266+$U$31*$I$32*$AE$238)","v":{"$error":"#DIV/0!"}},{"$f":"AF265/(AF266+$U$31*$I$32*$AF$238)","v":{"$error":"#DIV/0!"}},{"$f":"AG265/(AG266+$U$31*$I$32*$AG$238)","v":{"$error":"#DIV/0!"}},{"$f":"AH265/(AH266+$U$31*$I$32*$AH$238)","v":{"$error":"#DIV/0!"}},{"$f":"AI265/(AI266+$U$31*$I$32*$AI$238)","v":{"$error":"#DIV/0!"}},{"$f":"AJ265/(AJ266+$U$31*$I$32*$AJ$238)","v":{"$error":"#DIV/0!"}},{"$f":"AK265/(AK266+$U$31*$I$32*$AK$238)","v":{"$error":"#DIV/0!"}},{"$f":"AL265/(AL266+$U$31*$I$32*$AL$238)","v":{"$error":"#DIV/0!"}},{"$f":"AM265/(AM266+$U$31*$I$32*$AM$238)","v":{"$error":"#DIV/0!"}},{"$f":"AN265/(AN266+$U$31*$I$32*$AN$238)","v":{"$error":"#DIV/0!"}},{"$f":"AO265/(AO266+$U$31*$I$32*$AO$238)","v":{"$error":"#DIV/0!"}},{"$f":"AP265/(AP266+$U$31*$I$32*$AP$238)","v":{"$error":"#DIV/0!"}},{"$f":"AQ265/(AQ266+$U$31*$I$32*$AQ$238)","v":{"$error":"#DIV/0!"}},{"$f":"AR265/(AR266+$U$31*$I$32*$AR$238)","v":{"$error":"#DIV/0!"}},{"$f":"AS265/(AS266+$U$31*$I$32*$AS$238)","v":{"$error":"#DIV/0!"}},"冷房COP","σc"]
[null,null,"冷房COP比",{"$f":"D267/$U$32","v":{"$error":"#DIV/0!"}},{"$error":"#DIV/0!"},{"$error":"#DIV/0!"},{"$error":"#DIV/0!"},{"$error":"#DIV/0!"},{"$error":"#DIV/0!"},{"$error":"#DIV/0!"},{"$error":"#DIV/0!"},{"$error":"#DIV/0!"},{"$error":"#DIV/0!"},{"$error":"#DIV/0!"},{"$error":"#DIV/0!"},{"$error":"#DIV/0!"},{"$error":"#DIV/0!"},{"$error":"#DIV/0!"},{"$error":"#DIV/0!"},{"$error":"#DIV/0!"},{"$error":"#DIV/0!"},{"$error":"#DIV/0!"},{"$error":"#DIV/0!"},{"$error":"#DIV/0!"},{"$error":"#DIV/0!"},{"$error":"#DIV/0!"},{"$error":"#DIV/0!"},{"$error":"#DIV/0!"},{"$error":"#DIV/0!"},{"$error":"#DIV/0!"},{"$error":"#DIV/0!"},{"$error":"#DIV/0!"},{"$error":"#DIV/0!"},{"$error":"#DIV/0!"},{"$error":"#DIV/0!"},{"$error":"#DIV/0!"},{"$error":"#DIV/0!"},{"$error":"#DIV/0!"},{"$error":"#DIV/0!"},{"$error":"#DIV/0!"},{"$error":"#DIV/0!"},{"$error":"#DIV/0!"},{"$error":"#DIV/0!"},{"$error":"#DIV/0!"},{"$error":"#DIV/0!"},"冷房COP比","βc"]
[null,null,"Σ",{"$f":"$D$237*D264","v":{"$error":"#DIV/0!"}},{"$f":"$E$237*E264","v":{"$error":"#DIV/0!"}},{"$f":"$F$237*F264","v":{"$error":"#DIV/0!"}},{"$f":"$G$237*G264","v":{"$error":"#DIV/0!"}},{"$f":"$H$237*H264","v":{"$error":"#DIV/0!"}},{"$f":"$I$237*I264","v":{"$error":"#DIV/0!"}},{"$f":"$J$237*J264","v":{"$error":"#DIV/0!"}},{"$f":"$K$237*K264","v":{"$error":"#DIV/0!"}},{"$f":"$L$237*L264","v":{"$error":"#DIV/0!"}},{"$f":"$M$237*M264","v":{"$error":"#DIV/0!"}},{"$f":"$N$237*N264","v":{"$error":"#DIV/0!"}},{"$f":"$O$237*O264","v":{"$error":"#DIV/0!"}},{"$f":"$P$237*P264","v":{"$error":"#DIV/0!"}},{"$f":"$Q$237*Q264","v":{"$error":"#DIV/0!"}},{"$f":"$R$237*R264","v":{"$error":"#DIV/0!"}},{"$f":"$S$237*S264","v":{"$error":"#DIV/0!"}},{"$f":"$T$237*T264","v":{"$error":"#DIV/0!"}},{"$f":"$U$237*U264","v":{"$error":"#DIV/0!"}},{"$f":"$V$237*V264","v":{"$error":"#DIV/0!"}},{"$f":"$W$237*W264","v":{"$error":"#DIV/0!"}},{"$f":"$X$237*X264","v":{"$error":"#DIV/0!"}},{"$f":"$Y$237*Y264","v":{"$error":"#DIV/0!"}},{"$f":"$Z$237*Z264","v":{"$error":"#DIV/0!"}},{"$f":"$AA$237*AA264","v":{"$error":"#DIV/0!"}},{"$f":"$AB$237*AB264","v":{"$error":"#DIV/0!"}},{"$f":"$AC$237*AC264","v":{"$error":"#DIV/0!"}},{"$f":"$AD$237*AD264","v":{"$error":"#DIV/0!"}},{"$f":"$AE$237*AE264","v":{"$error":"#DIV/0!"}},{"$f":"$AF$237*AF264","v":{"$error":"#DIV/0!"}},{"$f":"$AG$237*AG264","v":{"$error":"#DIV/0!"}},{"$f":"$AH$237*AH264","v":{"$error":"#DIV/0!"}},{"$f":"$AI$237*AI264","v":{"$error":"#DIV/0!"}},{"$f":"$AJ$237*AJ264","v":{"$error":"#DIV/0!"}},{"$f":"$AK$237*AK264","v":{"$error":"#DIV/0!"}},{"$f":"$AL$237*AL264","v":{"$error":"#DIV/0!"}},{"$f":"$AM$237*AM264","v":{"$error":"#DIV/0!"}},{"$f":"$AN$237*AN264","v":{"$error":"#DIV/0!"}},{"$f":"$AO$237*AO264","v":{"$error":"#DIV/0!"}},{"$f":"$AP$237*AP264","v":{"$error":"#DIV/0!"}},{"$f":"$AQ$237*AQ264","v":{"$error":"#DIV/0!"}},{"$f":"$AR$237*AR264","v":{"$error":"#DIV/0!"}},{"$f":"$AS$237*AS264","v":{"$error":"#DIV/0!"}},{"$f":"SUM($D269:$AS269)","v":{"$error":"#DIV/0!"}},"Σ"]
[null,"前6","冷房時エネルギー消費量比",{"$f":"$D$238/D274","v":{"$error":"#DIV/0!"}},{"$f":"$E$238/E274","v":{"$error":"#DIV/0!"}},{"$f":"$F$238/F274","v":{"$error":"#DIV/0!"}},{"$f":"$G$238/G274","v":{"$error":"#DIV/0!"}},{"$f":"$H$238/H274","v":{"$error":"#DIV/0!"}},{"$f":"$I$238/I274","v":{"$error":"#DIV/0!"}},{"$f":"$J$238/J274","v":{"$error":"#DIV/0!"}},{"$f":"$K$238/K274","v":{"$error":"#DIV/0!"}},{"$f":"$L$238/L274","v":{"$error":"#DIV/0!"}},{"$f":"$M$238/M274","v":{"$error":"#DIV/0!"}},{"$f":"$N$238/N274","v":{"$error":"#DIV/0!"}},{"$f":"$O$238/O274","v":{"$error":"#DIV/0!"}},{"$f":"$P$238/P274","v":{"$error":"#DIV/0!"}},{"$f":"$Q$238/Q274","v":{"$error":"#DIV/0!"}},{"$f":"$R$238/R274","v":{"$error":"#DIV/0!"}},{"$f":"$S$238/S274","v":{"$error":"#DIV/0!"}},{"$f":"$T$238/T274","v":{"$error":"#DIV/0!"}},{"$f":"$U$238/U274","v":{"$error":"#DIV/0!"}},{"$f":"$V$238/V274","v":{"$error":"#DIV/0!"}},{"$f":"$W$238/W274","v":{"$error":"#DIV/0!"}},{"$f":"$X$238/X274","v":{"$error":"#DIV/0!"}},{"$f":"$Y$238/Y274","v":{"$error":"#DIV/0!"}},{"$f":"$Z$238/Z274","v":{"$error":"#DIV/0!"}},{"$f":"$AA$238/AA274","v":{"$error":"#DIV/0!"}},{"$f":"$AB$238/AB274","v":{"$error":"#DIV/0!"}},{"$f":"$AC$238/AC274","v":{"$error":"#DIV/0!"}},{"$f":"$AD$238/AD274","v":{"$error":"#DIV/0!"}},{"$f":"$AE$238/AE274","v":{"$error":"#DIV/0!"}},{"$f":"$AF$238/AF274","v":{"$error":"#DIV/0!"}},{"$f":"$AG$238/AG274","v":{"$error":"#DIV/0!"}},{"$f":"$AH$238/AH274","v":{"$error":"#DIV/0!"}},{"$f":"$AI$238/AI274","v":{"$error":"#DIV/0!"}},{"$f":"$AJ$238/AJ274","v":{"$error":"#DIV/0!"}},{"$f":"$AK$238/AK274","v":{"$error":"#DIV/0!"}},{"$f":"$AL$238/AL274","v":{"$error":"#DIV/0!"}},{"$f":"$AM$238/AM274","v":{"$error":"#DIV/0!"}},{"$f":"$AN$238/AN274","v":{"$error":"#DIV/0!"}},{"$f":"$AO$238/AO274","v":{"$error":"#DIV/0!"}},{"$f":"$AP$238/AP274","v":{"$error":"#DIV/0!"}},{"$f":"$AQ$238/AQ274","v":{"$error":"#DIV/0!"}},{"$f":"$AR$238/AR274","v":{"$error":"#DIV/0!"}},{"$f":"$AS$238/AS274","v":{"$error":"#DIV/0!"}},"冷房時エネルギー消費量比","εc"]
[null,null,"冷房能力",{"$f":"($V$29-1.054*$V$29)/6*(D$224-35)+$V$29","v":0},0,0,0,0,0,0,0,0,0,0,0,0,0,0,0,0,0,0,0,0,0,0,0,0,0,0,0,0,0,0,0,0,0,0,0,0,0,0,0,0,0,"冷房能力","Φc"]
[null,null,"冷房エネルギー消費量",{"$f":"($V$30-0.94*$V$30)/6*(D$224-35)+$V$30","v":0},0,0,0,0,0,0,0,0,0,0,0,0,0,0,0,0,0,0,0,0,0,0,0,0,0,0,0,0,0,0,0,0,0,0,0,0,0,0,0,0,0,"冷房エネルギー消費量","Pc"]
[null,null,"冷房COP",{"$f":"D271/(D272+$V$31*$I$32*$D$238)","v":{"$error":"#DIV/0!"}},{"$f":"E271/(E272+$V$31*$I$32*$E$238)","v":{"$error":"#DIV/0!"}},{"$f":"F271/(F272+$V$31*$I$32*$F$238)","v":{"$error":"#DIV/0!"}},{"$f":"G271/(G272+$V$31*$I$32*$G$238)","v":{"$error":"#DIV/0!"}},{"$f":"H271/(H272+$V$31*$I$32*$H$238)","v":{"$error":"#DIV/0!"}},{"$f":"I271/(I272+$V$31*$I$32*$I$238)","v":{"$error":"#DIV/0!"}},{"$f":"J271/(J272+$V$31*$I$32*$J$238)","v":{"$error":"#DIV/0!"}},{"$f":"K271/(K272+$V$31*$I$32*$K$238)","v":{"$error":"#DIV/0!"}},{"$f":"L271/(L272+$V$31*$I$32*$L$238)","v":{"$error":"#DIV/0!"}},{"$f":"M271/(M272+$V$31*$I$32*$M$238)","v":{"$error":"#DIV/0!"}},{"$f":"N271/(N272+$V$31*$I$32*$N$238)","v":{"$error":"#DIV/0!"}},{"$f":"O271/(O272+$V$31*$I$32*$O$238)","v":{"$error":"#DIV/0!"}},{"$f":"P271/(P272+$V$31*$I$32*$P$238)","v":{"$error":"#DIV/0!"}},{"$f":"Q271/(Q272+$V$31*$I$32*$Q$238)","v":{"$error":"#DIV/0!"}},{"$f":"R271/(R272+$V$31*$I$32*$R$238)","v":{"$error":"#DIV/0!"}},{"$f":"S271/(S272+$V$31*$I$32*$S$238)","v":{"$error":"#DIV/0!"}},{"$f":"T271/(T272+$V$31*$I$32*$T$238)","v":{"$error":"#DIV/0!"}},{"$f":"U271/(U272+$V$31*$I$32*$U$238)","v":{"$error":"#DIV/0!"}},{"$f":"V271/(V272+$V$31*$I$32*$V$238)","v":{"$error":"#DIV/0!"}},{"$f":"W271/(W272+$V$31*$I$32*$W$238)","v":{"$error":"#DIV/0!"}},{"$f":"X271/(X272+$V$31*$I$32*$X$238)","v":{"$error":"#DIV/0!"}},{"$f":"Y271/(Y272+$V$31*$I$32*$Y$238)","v":{"$error":"#DIV/0!"}},{"$f":"Z271/(Z272+$V$31*$I$32*$Z$238)","v":{"$error":"#DIV/0!"}},{"$f":"AA271/(AA272+$V$31*$I$32*$AA$238)","v":{"$error":"#DIV/0!"}},{"$f":"AB271/(AB272+$V$31*$I$32*$AB$238)","v":{"$error":"#DIV/0!"}},{"$f":"AC271/(AC272+$V$31*$I$32*$AC$238)","v":{"$error":"#DIV/0!"}},{"$f":"AD271/(AD272+$V$31*$I$32*$AD$238)","v":{"$error":"#DIV/0!"}},{"$f":"AE271/(AE272+$V$31*$I$32*$AE$238)","v":{"$error":"#DIV/0!"}},{"$f":"AF271/(AF272+$V$31*$I$32*$AF$238)","v":{"$error":"#DIV/0!"}},{"$f":"AG271/(AG272+$V$31*$I$32*$AG$238)","v":{"$error":"#DIV/0!"}},{"$f":"AH271/(AH272+$V$31*$I$32*$AH$238)","v":{"$error":"#DIV/0!"}},{"$f":"AI271/(AI272+$V$31*$I$32*$AI$238)","v":{"$error":"#DIV/0!"}},{"$f":"AJ271/(AJ272+$V$31*$I$32*$AJ$238)","v":{"$error":"#DIV/0!"}},{"$f":"AK271/(AK272+$V$31*$I$32*$AK$238)","v":{"$error":"#DIV/0!"}},{"$f":"AL271/(AL272+$V$31*$I$32*$AL$238)","v":{"$error":"#DIV/0!"}},{"$f":"AM271/(AM272+$V$31*$I$32*$AM$238)","v":{"$error":"#DIV/0!"}},{"$f":"AN271/(AN272+$V$31*$I$32*$AN$238)","v":{"$error":"#DIV/0!"}},{"$f":"AO271/(AO272+$V$31*$I$32*$AO$238)","v":{"$error":"#DIV/0!"}},{"$f":"AP271/(AP272+$V$31*$I$32*$AP$238)","v":{"$error":"#DIV/0!"}},{"$f":"AQ271/(AQ272+$V$31*$I$32*$AQ$238)","v":{"$error":"#DIV/0!"}},{"$f":"AR271/(AR272+$V$31*$I$32*$AR$238)","v":{"$error":"#DIV/0!"}},{"$f":"AS271/(AS272+$V$31*$I$32*$AS$238)","v":{"$error":"#DIV/0!"}},"冷房COP","σc"]
[null,null,"冷房COP比",{"$f":"D273/$V$32","v":{"$error":"#DIV/0!"}},{"$error":"#DIV/0!"},{"$error":"#DIV/0!"},{"$error":"#DIV/0!"},{"$error":"#DIV/0!"},{"$error":"#DIV/0!"},{"$error":"#DIV/0!"},{"$error":"#DIV/0!"},{"$error":"#DIV/0!"},{"$error":"#DIV/0!"},{"$error":"#DIV/0!"},{"$error":"#DIV/0!"},{"$error":"#DIV/0!"},{"$error":"#DIV/0!"},{"$error":"#DIV/0!"},{"$error":"#DIV/0!"},{"$error":"#DIV/0!"},{"$error":"#DIV/0!"},{"$error":"#DIV/0!"},{"$error":"#DIV/0!"},{"$error":"#DIV/0!"},{"$error":"#DIV/0!"},{"$error":"#DIV/0!"},{"$error":"#DIV/0!"},{"$error":"#DIV/0!"},{"$error":"#DIV/0!"},{"$error":"#DIV/0!"},{"$error":"#DIV/0!"},{"$error":"#DIV/0!"},{"$error":"#DIV/0!"},{"$error":"#DIV/0!"},{"$error":"#DIV/0!"},{"$error":"#DIV/0!"},{"$error":"#DIV/0!"},{"$error":"#DIV/0!"},{"$error":"#DIV/0!"},{"$error":"#DIV/0!"},{"$error":"#DIV/0!"},{"$error":"#DIV/0!"},{"$error":"#DIV/0!"},{"$error":"#DIV/0!"},{"$error":"#DIV/0!"},"冷房COP比","βc"]
[null,null,"Σ",{"$f":"$D$237*D270","v":{"$error":"#DIV/0!"}},{"$f":"$E$237*E270","v":{"$error":"#DIV/0!"}},{"$f":"$F$237*F270","v":{"$error":"#DIV/0!"}},{"$f":"$G$237*G270","v":{"$error":"#DIV/0!"}},{"$f":"$H$237*H270","v":{"$error":"#DIV/0!"}},{"$f":"$I$237*I270","v":{"$error":"#DIV/0!"}},{"$f":"$J$237*J270","v":{"$error":"#DIV/0!"}},{"$f":"$K$237*K270","v":{"$error":"#DIV/0!"}},{"$f":"$L$237*L270","v":{"$error":"#DIV/0!"}},{"$f":"$M$237*M270","v":{"$error":"#DIV/0!"}},{"$f":"$N$237*N270","v":{"$error":"#DIV/0!"}},{"$f":"$O$237*O270","v":{"$error":"#DIV/0!"}},{"$f":"$P$237*P270","v":{"$error":"#DIV/0!"}},{"$f":"$Q$237*Q270","v":{"$error":"#DIV/0!"}},{"$f":"$R$237*R270","v":{"$error":"#DIV/0!"}},{"$f":"$S$237*S270","v":{"$error":"#DIV/0!"}},{"$f":"$T$237*T270","v":{"$error":"#DIV/0!"}},{"$f":"$U$237*U270","v":{"$error":"#DIV/0!"}},{"$f":"$V$237*V270","v":{"$error":"#DIV/0!"}},{"$f":"$W$237*W270","v":{"$error":"#DIV/0!"}},{"$f":"$X$237*X270","v":{"$error":"#DIV/0!"}},{"$f":"$Y$237*Y270","v":{"$error":"#DIV/0!"}},{"$f":"$Z$237*Z270","v":{"$error":"#DIV/0!"}},{"$f":"$AA$237*AA270","v":{"$error":"#DIV/0!"}},{"$f":"$AB$237*AB270","v":{"$error":"#DIV/0!"}},{"$f":"$AC$237*AC270","v":{"$error":"#DIV/0!"}},{"$f":"$AD$237*AD270","v":{"$error":"#DIV/0!"}},{"$f":"$AE$237*AE270","v":{"$error":"#DIV/0!"}},{"$f":"$AF$237*AF270","v":{"$error":"#DIV/0!"}},{"$f":"$AG$237*AG270","v":{"$error":"#DIV/0!"}},{"$f":"$AH$237*AH270","v":{"$error":"#DIV/0!"}},{"$f":"$AI$237*AI270","v":{"$error":"#DIV/0!"}},{"$f":"$AJ$237*AJ270","v":{"$error":"#DIV/0!"}},{"$f":"$AK$237*AK270","v":{"$error":"#DIV/0!"}},{"$f":"$AL$237*AL270","v":{"$error":"#DIV/0!"}},{"$f":"$AM$237*AM270","v":{"$error":"#DIV/0!"}},{"$f":"$AN$237*AN270","v":{"$error":"#DIV/0!"}},{"$f":"$AO$237*AO270","v":{"$error":"#DIV/0!"}},{"$f":"$AP$237*AP270","v":{"$error":"#DIV/0!"}},{"$f":"$AQ$237*AQ270","v":{"$error":"#DIV/0!"}},{"$f":"$AR$237*AR270","v":{"$error":"#DIV/0!"}},{"$f":"$AS$237*AS270","v":{"$error":"#DIV/0!"}},{"$f":"SUM($D275:$AS275)","v":{"$error":"#DIV/0!"}},"Σ"]
[null,"前7","冷房時エネルギー消費量比",{"$f":"$D$238/D280","v":{"$error":"#DIV/0!"}},{"$f":"$E$238/E280","v":{"$error":"#DIV/0!"}},{"$f":"$F$238/F280","v":{"$error":"#DIV/0!"}},{"$f":"$G$238/G280","v":{"$error":"#DIV/0!"}},{"$f":"$H$238/H280","v":{"$error":"#DIV/0!"}},{"$f":"$I$238/I280","v":{"$error":"#DIV/0!"}},{"$f":"$J$238/J280","v":{"$error":"#DIV/0!"}},{"$f":"$K$238/K280","v":{"$error":"#DIV/0!"}},{"$f":"$L$238/L280","v":{"$error":"#DIV/0!"}},{"$f":"$M$238/M280","v":{"$error":"#DIV/0!"}},{"$f":"$N$238/N280","v":{"$error":"#DIV/0!"}},{"$f":"$O$238/O280","v":{"$error":"#DIV/0!"}},{"$f":"$P$238/P280","v":{"$error":"#DIV/0!"}},{"$f":"$Q$238/Q280","v":{"$error":"#DIV/0!"}},{"$f":"$R$238/R280","v":{"$error":"#DIV/0!"}},{"$f":"$S$238/S280","v":{"$error":"#DIV/0!"}},{"$f":"$T$238/T280","v":{"$error":"#DIV/0!"}},{"$f":"$U$238/U280","v":{"$error":"#DIV/0!"}},{"$f":"$V$238/V280","v":{"$error":"#DIV/0!"}},{"$f":"$W$238/W280","v":{"$error":"#DIV/0!"}},{"$f":"$X$238/X280","v":{"$error":"#DIV/0!"}},{"$f":"$Y$238/Y280","v":{"$error":"#DIV/0!"}},{"$f":"$Z$238/Z280","v":{"$error":"#DIV/0!"}},{"$f":"$AA$238/AA280","v":{"$error":"#DIV/0!"}},{"$f":"$AB$238/AB280","v":{"$error":"#DIV/0!"}},{"$f":"$AC$238/AC280","v":{"$error":"#DIV/0!"}},{"$f":"$AD$238/AD280","v":{"$error":"#DIV/0!"}},{"$f":"$AE$238/AE280","v":{"$error":"#DIV/0!"}},{"$f":"$AF$238/AF280","v":{"$error":"#DIV/0!"}},{"$f":"$AG$238/AG280","v":{"$error":"#DIV/0!"}},{"$f":"$AH$238/AH280","v":{"$error":"#DIV/0!"}},{"$f":"$AI$238/AI280","v":{"$error":"#DIV/0!"}},{"$f":"$AJ$238/AJ280","v":{"$error":"#DIV/0!"}},{"$f":"$AK$238/AK280","v":{"$error":"#DIV/0!"}},{"$f":"$AL$238/AL280","v":{"$error":"#DIV/0!"}},{"$f":"$AM$238/AM280","v":{"$error":"#DIV/0!"}},{"$f":"$AN$238/AN280","v":{"$error":"#DIV/0!"}},{"$f":"$AO$238/AO280","v":{"$error":"#DIV/0!"}},{"$f":"$AP$238/AP280","v":{"$error":"#DIV/0!"}},{"$f":"$AQ$238/AQ280","v":{"$error":"#DIV/0!"}},{"$f":"$AR$238/AR280","v":{"$error":"#DIV/0!"}},{"$f":"$AS$238/AS280","v":{"$error":"#DIV/0!"}},"冷房時エネルギー消費量比","εc"]
[null,null,"冷房能力",{"$f":"($W$29-1.054*$W$29)/6*(D$224-35)+$W$29","v":0},0,0,0,0,0,0,0,0,0,0,0,0,0,0,0,0,0,0,0,0,0,0,0,0,0,0,0,0,0,0,0,0,0,0,0,0,0,0,0,0,0,"冷房能力","Φc"]
[null,null,"冷房エネルギー消費量",{"$f":"($W$30-0.94*$W$30)/6*(D$224-35)+$W$30","v":0},0,0,0,0,0,0,0,0,0,0,0,0,0,0,0,0,0,0,0,0,0,0,0,0,0,0,0,0,0,0,0,0,0,0,0,0,0,0,0,0,0,"冷房エネルギー消費量","Pc"]
[null,null,"冷房COP",{"$f":"D277/(D278+$W$31*$I$32*$D$238)","v":{"$error":"#DIV/0!"}},{"$f":"E277/(E278+$W$31*$I$32*$E$238)","v":{"$error":"#DIV/0!"}},{"$f":"F277/(F278+$W$31*$I$32*$F$238)","v":{"$error":"#DIV/0!"}},{"$f":"G277/(G278+$W$31*$I$32*$G$238)","v":{"$error":"#DIV/0!"}},{"$f":"H277/(H278+$W$31*$I$32*$H$238)","v":{"$error":"#DIV/0!"}},{"$f":"I277/(I278+$W$31*$I$32*$I$238)","v":{"$error":"#DIV/0!"}},{"$f":"J277/(J278+$W$31*$I$32*$J$238)","v":{"$error":"#DIV/0!"}},{"$f":"K277/(K278+$W$31*$I$32*$K$238)","v":{"$error":"#DIV/0!"}},{"$f":"L277/(L278+$W$31*$I$32*$L$238)","v":{"$error":"#DIV/0!"}},{"$f":"M277/(M278+$W$31*$I$32*$M$238)","v":{"$error":"#DIV/0!"}},{"$f":"N277/(N278+$W$31*$I$32*$N$238)","v":{"$error":"#DIV/0!"}},{"$f":"O277/(O278+$W$31*$I$32*$O$238)","v":{"$error":"#DIV/0!"}},{"$f":"P277/(P278+$W$31*$I$32*$P$238)","v":{"$error":"#DIV/0!"}},{"$f":"Q277/(Q278+$W$31*$I$32*$Q$238)","v":{"$error":"#DIV/0!"}},{"$f":"R277/(R278+$W$31*$I$32*$R$238)","v":{"$error":"#DIV/0!"}},{"$f":"S277/(S278+$W$31*$I$32*$S$238)","v":{"$error":"#DIV/0!"}},{"$f":"T277/(T278+$W$31*$I$32*$T$238)","v":{"$error":"#DIV/0!"}},{"$f":"U277/(U278+$W$31*$I$32*$U$238)","v":{"$error":"#DIV/0!"}},{"$f":"V277/(V278+$W$31*$I$32*$V$238)","v":{"$error":"#DIV/0!"}},{"$f":"W277/(W278+$W$31*$I$32*$W$238)","v":{"$error":"#DIV/0!"}},{"$f":"X277/(X278+$W$31*$I$32*$X$238)","v":{"$error":"#DIV/0!"}},{"$f":"Y277/(Y278+$W$31*$I$32*$Y$238)","v":{"$error":"#DIV/0!"}},{"$f":"Z277/(Z278+$W$31*$I$32*$Z$238)","v":{"$error":"#DIV/0!"}},{"$f":"AA277/(AA278+$W$31*$I$32*$AA$238)","v":{"$error":"#DIV/0!"}},{"$f":"AB277/(AB278+$W$31*$I$32*$AB$238)","v":{"$error":"#DIV/0!"}},{"$f":"AC277/(AC278+$W$31*$I$32*$AC$238)","v":{"$error":"#DIV/0!"}},{"$f":"AD277/(AD278+$W$31*$I$32*$AD$238)","v":{"$error":"#DIV/0!"}},{"$f":"AE277/(AE278+$W$31*$I$32*$AE$238)","v":{"$error":"#DIV/0!"}},{"$f":"AF277/(AF278+$W$31*$I$32*$AF$238)","v":{"$error":"#DIV/0!"}},{"$f":"AG277/(AG278+$W$31*$I$32*$AG$238)","v":{"$error":"#DIV/0!"}},{"$f":"AH277/(AH278+$W$31*$I$32*$AH$238)","v":{"$error":"#DIV/0!"}},{"$f":"AI277/(AI278+$W$31*$I$32*$AI$238)","v":{"$error":"#DIV/0!"}},{"$f":"AJ277/(AJ278+$W$31*$I$32*$AJ$238)","v":{"$error":"#DIV/0!"}},{"$f":"AK277/(AK278+$W$31*$I$32*$AK$238)","v":{"$error":"#DIV/0!"}},{"$f":"AL277/(AL278+$W$31*$I$32*$AL$238)","v":{"$error":"#DIV/0!"}},{"$f":"AM277/(AM278+$W$31*$I$32*$AM$238)","v":{"$error":"#DIV/0!"}},{"$f":"AN277/(AN278+$W$31*$I$32*$AN$238)","v":{"$error":"#DIV/0!"}},{"$f":"AO277/(AO278+$W$31*$I$32*$AO$238)","v":{"$error":"#DIV/0!"}},{"$f":"AP277/(AP278+$W$31*$I$32*$AP$238)","v":{"$error":"#DIV/0!"}},{"$f":"AQ277/(AQ278+$W$31*$I$32*$AQ$238)","v":{"$error":"#DIV/0!"}},{"$f":"AR277/(AR278+$W$31*$I$32*$AR$238)","v":{"$error":"#DIV/0!"}},{"$f":"AS277/(AS278+$W$31*$I$32*$AS$238)","v":{"$error":"#DIV/0!"}},"冷房COP","σc"]
[null,null,"冷房COP比",{"$f":"D279/$W$32","v":{"$error":"#DIV/0!"}},{"$error":"#DIV/0!"},{"$error":"#DIV/0!"},{"$error":"#DIV/0!"},{"$error":"#DIV/0!"},{"$error":"#DIV/0!"},{"$error":"#DIV/0!"},{"$error":"#DIV/0!"},{"$error":"#DIV/0!"},{"$error":"#DIV/0!"},{"$error":"#DIV/0!"},{"$error":"#DIV/0!"},{"$error":"#DIV/0!"},{"$error":"#DIV/0!"},{"$error":"#DIV/0!"},{"$error":"#DIV/0!"},{"$error":"#DIV/0!"},{"$error":"#DIV/0!"},{"$error":"#DIV/0!"},{"$error":"#DIV/0!"},{"$error":"#DIV/0!"},{"$error":"#DIV/0!"},{"$error":"#DIV/0!"},{"$error":"#DIV/0!"},{"$error":"#DIV/0!"},{"$error":"#DIV/0!"},{"$error":"#DIV/0!"},{"$error":"#DIV/0!"},{"$error":"#DIV/0!"},{"$error":"#DIV/0!"},{"$error":"#DIV/0!"},{"$error":"#DIV/0!"},{"$error":"#DIV/0!"},{"$error":"#DIV/0!"},{"$error":"#DIV/0!"},{"$error":"#DIV/0!"},{"$error":"#DIV/0!"},{"$error":"#DIV/0!"},{"$error":"#DIV/0!"},{"$error":"#DIV/0!"},{"$error":"#DIV/0!"},{"$error":"#DIV/0!"},"冷房COP比","βc"]
[null,null,"Σ",{"$f":"$D$237*D276","v":{"$error":"#DIV/0!"}},{"$f":"$E$237*E276","v":{"$error":"#DIV/0!"}},{"$f":"$F$237*F276","v":{"$error":"#DIV/0!"}},{"$f":"$G$237*G276","v":{"$error":"#DIV/0!"}},{"$f":"$H$237*H276","v":{"$error":"#DIV/0!"}},{"$f":"$I$237*I276","v":{"$error":"#DIV/0!"}},{"$f":"$J$237*J276","v":{"$error":"#DIV/0!"}},{"$f":"$K$237*K276","v":{"$error":"#DIV/0!"}},{"$f":"$L$237*L276","v":{"$error":"#DIV/0!"}},{"$f":"$M$237*M276","v":{"$error":"#DIV/0!"}},{"$f":"$N$237*N276","v":{"$error":"#DIV/0!"}},{"$f":"$O$237*O276","v":{"$error":"#DIV/0!"}},{"$f":"$P$237*P276","v":{"$error":"#DIV/0!"}},{"$f":"$Q$237*Q276","v":{"$error":"#DIV/0!"}},{"$f":"$R$237*R276","v":{"$error":"#DIV/0!"}},{"$f":"$S$237*S276","v":{"$error":"#DIV/0!"}},{"$f":"$T$237*T276","v":{"$error":"#DIV/0!"}},{"$f":"$U$237*U276","v":{"$error":"#DIV/0!"}},{"$f":"$V$237*V276","v":{"$error":"#DIV/0!"}},{"$f":"$W$237*W276","v":{"$error":"#DIV/0!"}},{"$f":"$X$237*X276","v":{"$error":"#DIV/0!"}},{"$f":"$Y$237*Y276","v":{"$error":"#DIV/0!"}},{"$f":"$Z$237*Z276","v":{"$error":"#DIV/0!"}},{"$f":"$AA$237*AA276","v":{"$error":"#DIV/0!"}},{"$f":"$AB$237*AB276","v":{"$error":"#DIV/0!"}},{"$f":"$AC$237*AC276","v":{"$error":"#DIV/0!"}},{"$f":"$AD$237*AD276","v":{"$error":"#DIV/0!"}},{"$f":"$AE$237*AE276","v":{"$error":"#DIV/0!"}},{"$f":"$AF$237*AF276","v":{"$error":"#DIV/0!"}},{"$f":"$AG$237*AG276","v":{"$error":"#DIV/0!"}},{"$f":"$AH$237*AH276","v":{"$error":"#DIV/0!"}},{"$f":"$AI$237*AI276","v":{"$error":"#DIV/0!"}},{"$f":"$AJ$237*AJ276","v":{"$error":"#DIV/0!"}},{"$f":"$AK$237*AK276","v":{"$error":"#DIV/0!"}},{"$f":"$AL$237*AL276","v":{"$error":"#DIV/0!"}},{"$f":"$AM$237*AM276","v":{"$error":"#DIV/0!"}},{"$f":"$AN$237*AN276","v":{"$error":"#DIV/0!"}},{"$f":"$AO$237*AO276","v":{"$error":"#DIV/0!"}},{"$f":"$AP$237*AP276","v":{"$error":"#DIV/0!"}},{"$f":"$AQ$237*AQ276","v":{"$error":"#DIV/0!"}},{"$f":"$AR$237*AR276","v":{"$error":"#DIV/0!"}},{"$f":"$AS$237*AS276","v":{"$error":"#DIV/0!"}},{"$f":"SUM($D281:$AS281)","v":{"$error":"#DIV/0!"}},"Σ"]
[null,"前8","冷房時エネルギー消費量比",{"$f":"$D$238/D286","v":{"$error":"#DIV/0!"}},{"$f":"$E$238/E286","v":{"$error":"#DIV/0!"}},{"$f":"$F$238/F286","v":{"$error":"#DIV/0!"}},{"$f":"$G$238/G286","v":{"$error":"#DIV/0!"}},{"$f":"$H$238/H286","v":{"$error":"#DIV/0!"}},{"$f":"$I$238/I286","v":{"$error":"#DIV/0!"}},{"$f":"$J$238/J286","v":{"$error":"#DIV/0!"}},{"$f":"$K$238/K286","v":{"$error":"#DIV/0!"}},{"$f":"$L$238/L286","v":{"$error":"#DIV/0!"}},{"$f":"$M$238/M286","v":{"$error":"#DIV/0!"}},{"$f":"$N$238/N286","v":{"$error":"#DIV/0!"}},{"$f":"$O$238/O286","v":{"$error":"#DIV/0!"}},{"$f":"$P$238/P286","v":{"$error":"#DIV/0!"}},{"$f":"$Q$238/Q286","v":{"$error":"#DIV/0!"}},{"$f":"$R$238/R286","v":{"$error":"#DIV/0!"}},{"$f":"$S$238/S286","v":{"$error":"#DIV/0!"}},{"$f":"$T$238/T286","v":{"$error":"#DIV/0!"}},{"$f":"$U$238/U286","v":{"$error":"#DIV/0!"}},{"$f":"$V$238/V286","v":{"$error":"#DIV/0!"}},{"$f":"$W$238/W286","v":{"$error":"#DIV/0!"}},{"$f":"$X$238/X286","v":{"$error":"#DIV/0!"}},{"$f":"$Y$238/Y286","v":{"$error":"#DIV/0!"}},{"$f":"$Z$238/Z286","v":{"$error":"#DIV/0!"}},{"$f":"$AA$238/AA286","v":{"$error":"#DIV/0!"}},{"$f":"$AB$238/AB286","v":{"$error":"#DIV/0!"}},{"$f":"$AC$238/AC286","v":{"$error":"#DIV/0!"}},{"$f":"$AD$238/AD286","v":{"$error":"#DIV/0!"}},{"$f":"$AE$238/AE286","v":{"$error":"#DIV/0!"}},{"$f":"$AF$238/AF286","v":{"$error":"#DIV/0!"}},{"$f":"$AG$238/AG286","v":{"$error":"#DIV/0!"}},{"$f":"$AH$238/AH286","v":{"$error":"#DIV/0!"}},{"$f":"$AI$238/AI286","v":{"$error":"#DIV/0!"}},{"$f":"$AJ$238/AJ286","v":{"$error":"#DIV/0!"}},{"$f":"$AK$238/AK286","v":{"$error":"#DIV/0!"}},{"$f":"$AL$238/AL286","v":{"$error":"#DIV/0!"}},{"$f":"$AM$238/AM286","v":{"$error":"#DIV/0!"}},{"$f":"$AN$238/AN286","v":{"$error":"#DIV/0!"}},{"$f":"$AO$238/AO286","v":{"$error":"#DIV/0!"}},{"$f":"$AP$238/AP286","v":{"$error":"#DIV/0!"}},{"$f":"$AQ$238/AQ286","v":{"$error":"#DIV/0!"}},{"$f":"$AR$238/AR286","v":{"$error":"#DIV/0!"}},{"$f":"$AS$238/AS286","v":{"$error":"#DIV/0!"}},"冷房時エネルギー消費量比","εc"]
[null,null,"冷房能力",{"$f":"($X$29-1.054*$X$29)/6*(D$224-35)+$X$29","v":0},0,0,0,0,0,0,0,0,0,0,0,0,0,0,0,0,0,0,0,0,0,0,0,0,0,0,0,0,0,0,0,0,0,0,0,0,0,0,0,0,0,"冷房能力","Φc"]
[null,null,"冷房エネルギー消費量",{"$f":"($X$30-0.94*$X$30)/6*(D$224-35)+$X$30","v":0},0,0,0,0,0,0,0,0,0,0,0,0,0,0,0,0,0,0,0,0,0,0,0,0,0,0,0,0,0,0,0,0,0,0,0,0,0,0,0,0,0,"冷房エネルギー消費量","Pc"]
[null,null,"冷房COP",{"$f":"D283/(D284+$X$31*$I$32*$D$238)","v":{"$error":"#DIV/0!"}},{"$f":"E283/(E284+$X$31*$I$32*$E$238)","v":{"$error":"#DIV/0!"}},{"$f":"F283/(F284+$X$31*$I$32*$F$238)","v":{"$error":"#DIV/0!"}},{"$f":"G283/(G284+$X$31*$I$32*$G$238)","v":{"$error":"#DIV/0!"}},{"$f":"H283/(H284+$X$31*$I$32*$H$238)","v":{"$error":"#DIV/0!"}},{"$f":"I283/(I284+$X$31*$I$32*$I$238)","v":{"$error":"#DIV/0!"}},{"$f":"J283/(J284+$X$31*$I$32*$J$238)","v":{"$error":"#DIV/0!"}},{"$f":"K283/(K284+$X$31*$I$32*$K$238)","v":{"$error":"#DIV/0!"}},{"$f":"L283/(L284+$X$31*$I$32*$L$238)","v":{"$error":"#DIV/0!"}},{"$f":"M283/(M284+$X$31*$I$32*$M$238)","v":{"$error":"#DIV/0!"}},{"$f":"N283/(N284+$X$31*$I$32*$N$238)","v":{"$error":"#DIV/0!"}},{"$f":"O283/(O284+$X$31*$I$32*$O$238)","v":{"$error":"#DIV/0!"}},{"$f":"P283/(P284+$X$31*$I$32*$P$238)","v":{"$error":"#DIV/0!"}},{"$f":"Q283/(Q284+$X$31*$I$32*$Q$238)","v":{"$error":"#DIV/0!"}},{"$f":"R283/(R284+$X$31*$I$32*$R$238)","v":{"$error":"#DIV/0!"}},{"$f":"S283/(S284+$X$31*$I$32*$S$238)","v":{"$error":"#DIV/0!"}},{"$f":"T283/(T284+$X$31*$I$32*$T$238)","v":{"$error":"#DIV/0!"}},{"$f":"U283/(U284+$X$31*$I$32*$U$238)","v":{"$error":"#DIV/0!"}},{"$f":"V283/(V284+$X$31*$I$32*$V$238)","v":{"$error":"#DIV/0!"}},{"$f":"W283/(W284+$X$31*$I$32*$W$238)","v":{"$error":"#DIV/0!"}},{"$f":"X283/(X284+$X$31*$I$32*$X$238)","v":{"$error":"#DIV/0!"}},{"$f":"Y283/(Y284+$X$31*$I$32*$Y$238)","v":{"$error":"#DIV/0!"}},{"$f":"Z283/(Z284+$X$31*$I$32*$Z$238)","v":{"$error":"#DIV/0!"}},{"$f":"AA283/(AA284+$X$31*$I$32*$AA$238)","v":{"$error":"#DIV/0!"}},{"$f":"AB283/(AB284+$X$31*$I$32*$AB$238)","v":{"$error":"#DIV/0!"}},{"$f":"AC283/(AC284+$X$31*$I$32*$AC$238)","v":{"$error":"#DIV/0!"}},{"$f":"AD283/(AD284+$X$31*$I$32*$AD$238)","v":{"$error":"#DIV/0!"}},{"$f":"AE283/(AE284+$X$31*$I$32*$AE$238)","v":{"$error":"#DIV/0!"}},{"$f":"AF283/(AF284+$X$31*$I$32*$AF$238)","v":{"$error":"#DIV/0!"}},{"$f":"AG283/(AG284+$X$31*$I$32*$AG$238)","v":{"$error":"#DIV/0!"}},{"$f":"AH283/(AH284+$X$31*$I$32*$AH$238)","v":{"$error":"#DIV/0!"}},{"$f":"AI283/(AI284+$X$31*$I$32*$AI$238)","v":{"$error":"#DIV/0!"}},{"$f":"AJ283/(AJ284+$X$31*$I$32*$AJ$238)","v":{"$error":"#DIV/0!"}},{"$f":"AK283/(AK284+$X$31*$I$32*$AK$238)","v":{"$error":"#DIV/0!"}},{"$f":"AL283/(AL284+$X$31*$I$32*$AL$238)","v":{"$error":"#DIV/0!"}},{"$f":"AM283/(AM284+$X$31*$I$32*$AM$238)","v":{"$error":"#DIV/0!"}},{"$f":"AN283/(AN284+$X$31*$I$32*$AN$238)","v":{"$error":"#DIV/0!"}},{"$f":"AO283/(AO284+$X$31*$I$32*$AO$238)","v":{"$error":"#DIV/0!"}},{"$f":"AP283/(AP284+$X$31*$I$32*$AP$238)","v":{"$error":"#DIV/0!"}},{"$f":"AQ283/(AQ284+$X$31*$I$32*$AQ$238)","v":{"$error":"#DIV/0!"}},{"$f":"AR283/(AR284+$X$31*$I$32*$AR$238)","v":{"$error":"#DIV/0!"}},{"$f":"AS283/(AS284+$X$31*$I$32*$AS$238)","v":{"$error":"#DIV/0!"}},"冷房COP","σc"]
[null,null,"冷房COP比",{"$f":"D285/$X$32","v":{"$error":"#DIV/0!"}},{"$error":"#DIV/0!"},{"$error":"#DIV/0!"},{"$error":"#DIV/0!"},{"$error":"#DIV/0!"},{"$error":"#DIV/0!"},{"$error":"#DIV/0!"},{"$error":"#DIV/0!"},{"$error":"#DIV/0!"},{"$error":"#DIV/0!"},{"$error":"#DIV/0!"},{"$error":"#DIV/0!"},{"$error":"#DIV/0!"},{"$error":"#DIV/0!"},{"$error":"#DIV/0!"},{"$error":"#DIV/0!"},{"$error":"#DIV/0!"},{"$error":"#DIV/0!"},{"$error":"#DIV/0!"},{"$error":"#DIV/0!"},{"$error":"#DIV/0!"},{"$error":"#DIV/0!"},{"$error":"#DIV/0!"},{"$error":"#DIV/0!"},{"$error":"#DIV/0!"},{"$error":"#DIV/0!"},{"$error":"#DIV/0!"},{"$error":"#DIV/0!"},{"$error":"#DIV/0!"},{"$error":"#DIV/0!"},{"$error":"#DIV/0!"},{"$error":"#DIV/0!"},{"$error":"#DIV/0!"},{"$error":"#DIV/0!"},{"$error":"#DIV/0!"},{"$error":"#DIV/0!"},{"$error":"#DIV/0!"},{"$error":"#DIV/0!"},{"$error":"#DIV/0!"},{"$error":"#DIV/0!"},{"$error":"#DIV/0!"},{"$error":"#DIV/0!"},"冷房COP比","βc"]
[null,null,"Σ",{"$f":"$D$237*D282","v":{"$error":"#DIV/0!"}},{"$f":"$E$237*E282","v":{"$error":"#DIV/0!"}},{"$f":"$F$237*F282","v":{"$error":"#DIV/0!"}},{"$f":"$G$237*G282","v":{"$error":"#DIV/0!"}},{"$f":"$H$237*H282","v":{"$error":"#DIV/0!"}},{"$f":"$I$237*I282","v":{"$error":"#DIV/0!"}},{"$f":"$J$237*J282","v":{"$error":"#DIV/0!"}},{"$f":"$K$237*K282","v":{"$error":"#DIV/0!"}},{"$f":"$L$237*L282","v":{"$error":"#DIV/0!"}},{"$f":"$M$237*M282","v":{"$error":"#DIV/0!"}},{"$f":"$N$237*N282","v":{"$error":"#DIV/0!"}},{"$f":"$O$237*O282","v":{"$error":"#DIV/0!"}},{"$f":"$P$237*P282","v":{"$error":"#DIV/0!"}},{"$f":"$Q$237*Q282","v":{"$error":"#DIV/0!"}},{"$f":"$R$237*R282","v":{"$error":"#DIV/0!"}},{"$f":"$S$237*S282","v":{"$error":"#DIV/0!"}},{"$f":"$T$237*T282","v":{"$error":"#DIV/0!"}},{"$f":"$U$237*U282","v":{"$error":"#DIV/0!"}},{"$f":"$V$237*V282","v":{"$error":"#DIV/0!"}},{"$f":"$W$237*W282","v":{"$error":"#DIV/0!"}},{"$f":"$X$237*X282","v":{"$error":"#DIV/0!"}},{"$f":"$Y$237*Y282","v":{"$error":"#DIV/0!"}},{"$f":"$Z$237*Z282","v":{"$error":"#DIV/0!"}},{"$f":"$AA$237*AA282","v":{"$error":"#DIV/0!"}},{"$f":"$AB$237*AB282","v":{"$error":"#DIV/0!"}},{"$f":"$AC$237*AC282","v":{"$error":"#DIV/0!"}},{"$f":"$AD$237*AD282","v":{"$error":"#DIV/0!"}},{"$f":"$AE$237*AE282","v":{"$error":"#DIV/0!"}},{"$f":"$AF$237*AF282","v":{"$error":"#DIV/0!"}},{"$f":"$AG$237*AG282","v":{"$error":"#DIV/0!"}},{"$f":"$AH$237*AH282","v":{"$error":"#DIV/0!"}},{"$f":"$AI$237*AI282","v":{"$error":"#DIV/0!"}},{"$f":"$AJ$237*AJ282","v":{"$error":"#DIV/0!"}},{"$f":"$AK$237*AK282","v":{"$error":"#DIV/0!"}},{"$f":"$AL$237*AL282","v":{"$error":"#DIV/0!"}},{"$f":"$AM$237*AM282","v":{"$error":"#DIV/0!"}},{"$f":"$AN$237*AN282","v":{"$error":"#DIV/0!"}},{"$f":"$AO$237*AO282","v":{"$error":"#DIV/0!"}},{"$f":"$AP$237*AP282","v":{"$error":"#DIV/0!"}},{"$f":"$AQ$237*AQ282","v":{"$error":"#DIV/0!"}},{"$f":"$AR$237*AR282","v":{"$error":"#DIV/0!"}},{"$f":"$AS$237*AS282","v":{"$error":"#DIV/0!"}},{"$f":"SUM($D287:$AS287)","v":{"$error":"#DIV/0!"}},"Σ"]
[null,"前9","冷房時エネルギー消費量比",{"$f":"$D$238/D292","v":{"$error":"#DIV/0!"}},{"$f":"$E$238/E292","v":{"$error":"#DIV/0!"}},{"$f":"$F$238/F292","v":{"$error":"#DIV/0!"}},{"$f":"$G$238/G292","v":{"$error":"#DIV/0!"}},{"$f":"$H$238/H292","v":{"$error":"#DIV/0!"}},{"$f":"$I$238/I292","v":{"$error":"#DIV/0!"}},{"$f":"$J$238/J292","v":{"$error":"#DIV/0!"}},{"$f":"$K$238/K292","v":{"$error":"#DIV/0!"}},{"$f":"$L$238/L292","v":{"$error":"#DIV/0!"}},{"$f":"$M$238/M292","v":{"$error":"#DIV/0!"}},{"$f":"$N$238/N292","v":{"$error":"#DIV/0!"}},{"$f":"$O$238/O292","v":{"$error":"#DIV/0!"}},{"$f":"$P$238/P292","v":{"$error":"#DIV/0!"}},{"$f":"$Q$238/Q292","v":{"$error":"#DIV/0!"}},{"$f":"$R$238/R292","v":{"$error":"#DIV/0!"}},{"$f":"$S$238/S292","v":{"$error":"#DIV/0!"}},{"$f":"$T$238/T292","v":{"$error":"#DIV/0!"}},{"$f":"$U$238/U292","v":{"$error":"#DIV/0!"}},{"$f":"$V$238/V292","v":{"$error":"#DIV/0!"}},{"$f":"$W$238/W292","v":{"$error":"#DIV/0!"}},{"$f":"$X$238/X292","v":{"$error":"#DIV/0!"}},{"$f":"$Y$238/Y292","v":{"$error":"#DIV/0!"}},{"$f":"$Z$238/Z292","v":{"$error":"#DIV/0!"}},{"$f":"$AA$238/AA292","v":{"$error":"#DIV/0!"}},{"$f":"$AB$238/AB292","v":{"$error":"#DIV/0!"}},{"$f":"$AC$238/AC292","v":{"$error":"#DIV/0!"}},{"$f":"$AD$238/AD292","v":{"$error":"#DIV/0!"}},{"$f":"$AE$238/AE292","v":{"$error":"#DIV/0!"}},{"$f":"$AF$238/AF292","v":{"$error":"#DIV/0!"}},{"$f":"$AG$238/AG292","v":{"$error":"#DIV/0!"}},{"$f":"$AH$238/AH292","v":{"$error":"#DIV/0!"}},{"$f":"$AI$238/AI292","v":{"$error":"#DIV/0!"}},{"$f":"$AJ$238/AJ292","v":{"$error":"#DIV/0!"}},{"$f":"$AK$238/AK292","v":{"$error":"#DIV/0!"}},{"$f":"$AL$238/AL292","v":{"$error":"#DIV/0!"}},{"$f":"$AM$238/AM292","v":{"$error":"#DIV/0!"}},{"$f":"$AN$238/AN292","v":{"$error":"#DIV/0!"}},{"$f":"$AO$238/AO292","v":{"$error":"#DIV/0!"}},{"$f":"$AP$238/AP292","v":{"$error":"#DIV/0!"}},{"$f":"$AQ$238/AQ292","v":{"$error":"#DIV/0!"}},{"$f":"$AR$238/AR292","v":{"$error":"#DIV/0!"}},{"$f":"$AS$238/AS292","v":{"$error":"#DIV/0!"}},"冷房時エネルギー消費量比","εc"]
[null,null,"冷房能力",{"$f":"($Y$29-1.054*$Y$29)/6*(D$224-35)+$Y$29","v":0},0,0,0,0,0,0,0,0,0,0,0,0,0,0,0,0,0,0,0,0,0,0,0,0,0,0,0,0,0,0,0,0,0,0,0,0,0,0,0,0,0,"冷房能力","Φc"]
[null,null,"冷房エネルギー消費量",{"$f":"($Y$30-0.94*$Y$30)/6*(D$224-35)+$Y$30","v":0},0,0,0,0,0,0,0,0,0,0,0,0,0,0,0,0,0,0,0,0,0,0,0,0,0,0,0,0,0,0,0,0,0,0,0,0,0,0,0,0,0,"冷房エネルギー消費量","Pc"]
[null,null,"冷房COP",{"$f":"D289/(D290+$Y$31*$I$32*$D$238)","v":{"$error":"#DIV/0!"}},{"$f":"E289/(E290+$Y$31*$I$32*$E$238)","v":{"$error":"#DIV/0!"}},{"$f":"F289/(F290+$Y$31*$I$32*$F$238)","v":{"$error":"#DIV/0!"}},{"$f":"G289/(G290+$Y$31*$I$32*$G$238)","v":{"$error":"#DIV/0!"}},{"$f":"H289/(H290+$Y$31*$I$32*$H$238)","v":{"$error":"#DIV/0!"}},{"$f":"I289/(I290+$Y$31*$I$32*$I$238)","v":{"$error":"#DIV/0!"}},{"$f":"J289/(J290+$Y$31*$I$32*$J$238)","v":{"$error":"#DIV/0!"}},{"$f":"K289/(K290+$Y$31*$I$32*$K$238)","v":{"$error":"#DIV/0!"}},{"$f":"L289/(L290+$Y$31*$I$32*$L$238)","v":{"$error":"#DIV/0!"}},{"$f":"M289/(M290+$Y$31*$I$32*$M$238)","v":{"$error":"#DIV/0!"}},{"$f":"N289/(N290+$Y$31*$I$32*$N$238)","v":{"$error":"#DIV/0!"}},{"$f":"O289/(O290+$Y$31*$I$32*$O$238)","v":{"$error":"#DIV/0!"}},{"$f":"P289/(P290+$Y$31*$I$32*$P$238)","v":{"$error":"#DIV/0!"}},{"$f":"Q289/(Q290+$Y$31*$I$32*$Q$238)","v":{"$error":"#DIV/0!"}},{"$f":"R289/(R290+$Y$31*$I$32*$R$238)","v":{"$error":"#DIV/0!"}},{"$f":"S289/(S290+$Y$31*$I$32*$S$238)","v":{"$error":"#DIV/0!"}},{"$f":"T289/(T290+$Y$31*$I$32*$T$238)","v":{"$error":"#DIV/0!"}},{"$f":"U289/(U290+$Y$31*$I$32*$U$238)","v":{"$error":"#DIV/0!"}},{"$f":"V289/(V290+$Y$31*$I$32*$V$238)","v":{"$error":"#DIV/0!"}},{"$f":"W289/(W290+$Y$31*$I$32*$W$238)","v":{"$error":"#DIV/0!"}},{"$f":"X289/(X290+$Y$31*$I$32*$X$238)","v":{"$error":"#DIV/0!"}},{"$f":"Y289/(Y290+$Y$31*$I$32*$Y$238)","v":{"$error":"#DIV/0!"}},{"$f":"Z289/(Z290+$Y$31*$I$32*$Z$238)","v":{"$error":"#DIV/0!"}},{"$f":"AA289/(AA290+$Y$31*$I$32*$AA$238)","v":{"$error":"#DIV/0!"}},{"$f":"AB289/(AB290+$Y$31*$I$32*$AB$238)","v":{"$error":"#DIV/0!"}},{"$f":"AC289/(AC290+$Y$31*$I$32*$AC$238)","v":{"$error":"#DIV/0!"}},{"$f":"AD289/(AD290+$Y$31*$I$32*$AD$238)","v":{"$error":"#DIV/0!"}},{"$f":"AE289/(AE290+$Y$31*$I$32*$AE$238)","v":{"$error":"#DIV/0!"}},{"$f":"AF289/(AF290+$Y$31*$I$32*$AF$238)","v":{"$error":"#DIV/0!"}},{"$f":"AG289/(AG290+$Y$31*$I$32*$AG$238)","v":{"$error":"#DIV/0!"}},{"$f":"AH289/(AH290+$Y$31*$I$32*$AH$238)","v":{"$error":"#DIV/0!"}},{"$f":"AI289/(AI290+$Y$31*$I$32*$AI$238)","v":{"$error":"#DIV/0!"}},{"$f":"AJ289/(AJ290+$Y$31*$I$32*$AJ$238)","v":{"$error":"#DIV/0!"}},{"$f":"AK289/(AK290+$Y$31*$I$32*$AK$238)","v":{"$error":"#DIV/0!"}},{"$f":"AL289/(AL290+$Y$31*$I$32*$AL$238)","v":{"$error":"#DIV/0!"}},{"$f":"AM289/(AM290+$Y$31*$I$32*$AM$238)","v":{"$error":"#DIV/0!"}},{"$f":"AN289/(AN290+$Y$31*$I$32*$AN$238)","v":{"$error":"#DIV/0!"}},{"$f":"AO289/(AO290+$Y$31*$I$32*$AO$238)","v":{"$error":"#DIV/0!"}},{"$f":"AP289/(AP290+$Y$31*$I$32*$AP$238)","v":{"$error":"#DIV/0!"}},{"$f":"AQ289/(AQ290+$Y$31*$I$32*$AQ$238)","v":{"$error":"#DIV/0!"}},{"$f":"AR289/(AR290+$Y$31*$I$32*$AR$238)","v":{"$error":"#DIV/0!"}},{"$f":"AS289/(AS290+$Y$31*$I$32*$AS$238)","v":{"$error":"#DIV/0!"}},"冷房COP","σc"]
[null,null,"冷房COP比",{"$f":"D291/$Y$32","v":{"$error":"#DIV/0!"}},{"$error":"#DIV/0!"},{"$error":"#DIV/0!"},{"$error":"#DIV/0!"},{"$error":"#DIV/0!"},{"$error":"#DIV/0!"},{"$error":"#DIV/0!"},{"$error":"#DIV/0!"},{"$error":"#DIV/0!"},{"$error":"#DIV/0!"},{"$error":"#DIV/0!"},{"$error":"#DIV/0!"},{"$error":"#DIV/0!"},{"$error":"#DIV/0!"},{"$error":"#DIV/0!"},{"$error":"#DIV/0!"},{"$error":"#DIV/0!"},{"$error":"#DIV/0!"},{"$error":"#DIV/0!"},{"$error":"#DIV/0!"},{"$error":"#DIV/0!"},{"$error":"#DIV/0!"},{"$error":"#DIV/0!"},{"$error":"#DIV/0!"},{"$error":"#DIV/0!"},{"$error":"#DIV/0!"},{"$error":"#DIV/0!"},{"$error":"#DIV/0!"},{"$error":"#DIV/0!"},{"$error":"#DIV/0!"},{"$error":"#DIV/0!"},{"$error":"#DIV/0!"},{"$error":"#DIV/0!"},{"$error":"#DIV/0!"},{"$error":"#DIV/0!"},{"$error":"#DIV/0!"},{"$error":"#DIV/0!"},{"$error":"#DIV/0!"},{"$error":"#DIV/0!"},{"$error":"#DIV/0!"},{"$error":"#DIV/0!"},{"$error":"#DIV/0!"},"冷房COP比","βc"]
[null,null,"Σ",{"$f":"$D$237*D288","v":{"$error":"#DIV/0!"}},{"$f":"$E$237*E288","v":{"$error":"#DIV/0!"}},{"$f":"$F$237*F288","v":{"$error":"#DIV/0!"}},{"$f":"$G$237*G288","v":{"$error":"#DIV/0!"}},{"$f":"$H$237*H288","v":{"$error":"#DIV/0!"}},{"$f":"$I$237*I288","v":{"$error":"#DIV/0!"}},{"$f":"$J$237*J288","v":{"$error":"#DIV/0!"}},{"$f":"$K$237*K288","v":{"$error":"#DIV/0!"}},{"$f":"$L$237*L288","v":{"$error":"#DIV/0!"}},{"$f":"$M$237*M288","v":{"$error":"#DIV/0!"}},{"$f":"$N$237*N288","v":{"$error":"#DIV/0!"}},{"$f":"$O$237*O288","v":{"$error":"#DIV/0!"}},{"$f":"$P$237*P288","v":{"$error":"#DIV/0!"}},{"$f":"$Q$237*Q288","v":{"$error":"#DIV/0!"}},{"$f":"$R$237*R288","v":{"$error":"#DIV/0!"}},{"$f":"$S$237*S288","v":{"$error":"#DIV/0!"}},{"$f":"$T$237*T288","v":{"$error":"#DIV/0!"}},{"$f":"$U$237*U288","v":{"$error":"#DIV/0!"}},{"$f":"$V$237*V288","v":{"$error":"#DIV/0!"}},{"$f":"$W$237*W288","v":{"$error":"#DIV/0!"}},{"$f":"$X$237*X288","v":{"$error":"#DIV/0!"}},{"$f":"$Y$237*Y288","v":{"$error":"#DIV/0!"}},{"$f":"$Z$237*Z288","v":{"$error":"#DIV/0!"}},{"$f":"$AA$237*AA288","v":{"$error":"#DIV/0!"}},{"$f":"$AB$237*AB288","v":{"$error":"#DIV/0!"}},{"$f":"$AC$237*AC288","v":{"$error":"#DIV/0!"}},{"$f":"$AD$237*AD288","v":{"$error":"#DIV/0!"}},{"$f":"$AE$237*AE288","v":{"$error":"#DIV/0!"}},{"$f":"$AF$237*AF288","v":{"$error":"#DIV/0!"}},{"$f":"$AG$237*AG288","v":{"$error":"#DIV/0!"}},{"$f":"$AH$237*AH288","v":{"$error":"#DIV/0!"}},{"$f":"$AI$237*AI288","v":{"$error":"#DIV/0!"}},{"$f":"$AJ$237*AJ288","v":{"$error":"#DIV/0!"}},{"$f":"$AK$237*AK288","v":{"$error":"#DIV/0!"}},{"$f":"$AL$237*AL288","v":{"$error":"#DIV/0!"}},{"$f":"$AM$237*AM288","v":{"$error":"#DIV/0!"}},{"$f":"$AN$237*AN288","v":{"$error":"#DIV/0!"}},{"$f":"$AO$237*AO288","v":{"$error":"#DIV/0!"}},{"$f":"$AP$237*AP288","v":{"$error":"#DIV/0!"}},{"$f":"$AQ$237*AQ288","v":{"$error":"#DIV/0!"}},{"$f":"$AR$237*AR288","v":{"$error":"#DIV/0!"}},{"$f":"$AS$237*AS288","v":{"$error":"#DIV/0!"}},{"$f":"SUM($D293:$AS293)","v":{"$error":"#DIV/0!"}},"Σ"]
[null,"前10","冷房時エネルギー消費量比",{"$f":"$D$238/D298","v":{"$error":"#DIV/0!"}},{"$f":"$E$238/E298","v":{"$error":"#DIV/0!"}},{"$f":"$F$238/F298","v":{"$error":"#DIV/0!"}},{"$f":"$G$238/G298","v":{"$error":"#DIV/0!"}},{"$f":"$H$238/H298","v":{"$error":"#DIV/0!"}},{"$f":"$I$238/I298","v":{"$error":"#DIV/0!"}},{"$f":"$J$238/J298","v":{"$error":"#DIV/0!"}},{"$f":"$K$238/K298","v":{"$error":"#DIV/0!"}},{"$f":"$L$238/L298","v":{"$error":"#DIV/0!"}},{"$f":"$M$238/M298","v":{"$error":"#DIV/0!"}},{"$f":"$N$238/N298","v":{"$error":"#DIV/0!"}},{"$f":"$O$238/O298","v":{"$error":"#DIV/0!"}},{"$f":"$P$238/P298","v":{"$error":"#DIV/0!"}},{"$f":"$Q$238/Q298","v":{"$error":"#DIV/0!"}},{"$f":"$R$238/R298","v":{"$error":"#DIV/0!"}},{"$f":"$S$238/S298","v":{"$error":"#DIV/0!"}},{"$f":"$T$238/T298","v":{"$error":"#DIV/0!"}},{"$f":"$U$238/U298","v":{"$error":"#DIV/0!"}},{"$f":"$V$238/V298","v":{"$error":"#DIV/0!"}},{"$f":"$W$238/W298","v":{"$error":"#DIV/0!"}},{"$f":"$X$238/X298","v":{"$error":"#DIV/0!"}},{"$f":"$Y$238/Y298","v":{"$error":"#DIV/0!"}},{"$f":"$Z$238/Z298","v":{"$error":"#DIV/0!"}},{"$f":"$AA$238/AA298","v":{"$error":"#DIV/0!"}},{"$f":"$AB$238/AB298","v":{"$error":"#DIV/0!"}},{"$f":"$AC$238/AC298","v":{"$error":"#DIV/0!"}},{"$f":"$AD$238/AD298","v":{"$error":"#DIV/0!"}},{"$f":"$AE$238/AE298","v":{"$error":"#DIV/0!"}},{"$f":"$AF$238/AF298","v":{"$error":"#DIV/0!"}},{"$f":"$AG$238/AG298","v":{"$error":"#DIV/0!"}},{"$f":"$AH$238/AH298","v":{"$error":"#DIV/0!"}},{"$f":"$AI$238/AI298","v":{"$error":"#DIV/0!"}},{"$f":"$AJ$238/AJ298","v":{"$error":"#DIV/0!"}},{"$f":"$AK$238/AK298","v":{"$error":"#DIV/0!"}},{"$f":"$AL$238/AL298","v":{"$error":"#DIV/0!"}},{"$f":"$AM$238/AM298","v":{"$error":"#DIV/0!"}},{"$f":"$AN$238/AN298","v":{"$error":"#DIV/0!"}},{"$f":"$AO$238/AO298","v":{"$error":"#DIV/0!"}},{"$f":"$AP$238/AP298","v":{"$error":"#DIV/0!"}},{"$f":"$AQ$238/AQ298","v":{"$error":"#DIV/0!"}},{"$f":"$AR$238/AR298","v":{"$error":"#DIV/0!"}},{"$f":"$AS$238/AS298","v":{"$error":"#DIV/0!"}},"冷房時エネルギー消費量比","εc"]
[null,null,"冷房能力",{"$f":"($Z$29-1.054*$Z$29)/6*(D$224-35)+$Z$29","v":0},0,0,0,0,0,0,0,0,0,0,0,0,0,0,0,0,0,0,0,0,0,0,0,0,0,0,0,0,0,0,0,0,0,0,0,0,0,0,0,0,0,"冷房能力","Φc"]
[null,null,"冷房エネルギー消費量",{"$f":"($Z$30-0.94*$Z$30)/6*(D$224-35)+$Z$30","v":0},0,0,0,0,0,0,0,0,0,0,0,0,0,0,0,0,0,0,0,0,0,0,0,0,0,0,0,0,0,0,0,0,0,0,0,0,0,0,0,0,0,"冷房エネルギー消費量","Pc"]
[null,null,"冷房COP",{"$f":"D295/(D296+$Z$31*$I$32*$D$238)","v":{"$error":"#DIV/0!"}},{"$f":"E295/(E296+$Z$31*$I$32*$E$238)","v":{"$error":"#DIV/0!"}},{"$f":"F295/(F296+$Z$31*$I$32*$F$238)","v":{"$error":"#DIV/0!"}},{"$f":"G295/(G296+$Z$31*$I$32*$G$238)","v":{"$error":"#DIV/0!"}},{"$f":"H295/(H296+$Z$31*$I$32*$H$238)","v":{"$error":"#DIV/0!"}},{"$f":"I295/(I296+$Z$31*$I$32*$I$238)","v":{"$error":"#DIV/0!"}},{"$f":"J295/(J296+$Z$31*$I$32*$J$238)","v":{"$error":"#DIV/0!"}},{"$f":"K295/(K296+$Z$31*$I$32*$K$238)","v":{"$error":"#DIV/0!"}},{"$f":"L295/(L296+$Z$31*$I$32*$L$238)","v":{"$error":"#DIV/0!"}},{"$f":"M295/(M296+$Z$31*$I$32*$M$238)","v":{"$error":"#DIV/0!"}},{"$f":"N295/(N296+$Z$31*$I$32*$N$238)","v":{"$error":"#DIV/0!"}},{"$f":"O295/(O296+$Z$31*$I$32*$O$238)","v":{"$error":"#DIV/0!"}},{"$f":"P295/(P296+$Z$31*$I$32*$P$238)","v":{"$error":"#DIV/0!"}},{"$f":"Q295/(Q296+$Z$31*$I$32*$Q$238)","v":{"$error":"#DIV/0!"}},{"$f":"R295/(R296+$Z$31*$I$32*$R$238)","v":{"$error":"#DIV/0!"}},{"$f":"S295/(S296+$Z$31*$I$32*$S$238)","v":{"$error":"#DIV/0!"}},{"$f":"T295/(T296+$Z$31*$I$32*$T$238)","v":{"$error":"#DIV/0!"}},{"$f":"U295/(U296+$Z$31*$I$32*$U$238)","v":{"$error":"#DIV/0!"}},{"$f":"V295/(V296+$Z$31*$I$32*$V$238)","v":{"$error":"#DIV/0!"}},{"$f":"W295/(W296+$Z$31*$I$32*$W$238)","v":{"$error":"#DIV/0!"}},{"$f":"X295/(X296+$Z$31*$I$32*$X$238)","v":{"$error":"#DIV/0!"}},{"$f":"Y295/(Y296+$Z$31*$I$32*$Y$238)","v":{"$error":"#DIV/0!"}},{"$f":"Z295/(Z296+$Z$31*$I$32*$Z$238)","v":{"$error":"#DIV/0!"}},{"$f":"AA295/(AA296+$Z$31*$I$32*$AA$238)","v":{"$error":"#DIV/0!"}},{"$f":"AB295/(AB296+$Z$31*$I$32*$AB$238)","v":{"$error":"#DIV/0!"}},{"$f":"AC295/(AC296+$Z$31*$I$32*$AC$238)","v":{"$error":"#DIV/0!"}},{"$f":"AD295/(AD296+$Z$31*$I$32*$AD$238)","v":{"$error":"#DIV/0!"}},{"$f":"AE295/(AE296+$Z$31*$I$32*$AE$238)","v":{"$error":"#DIV/0!"}},{"$f":"AF295/(AF296+$Z$31*$I$32*$AF$238)","v":{"$error":"#DIV/0!"}},{"$f":"AG295/(AG296+$Z$31*$I$32*$AG$238)","v":{"$error":"#DIV/0!"}},{"$f":"AH295/(AH296+$Z$31*$I$32*$AH$238)","v":{"$error":"#DIV/0!"}},{"$f":"AI295/(AI296+$Z$31*$I$32*$AI$238)","v":{"$error":"#DIV/0!"}},{"$f":"AJ295/(AJ296+$Z$31*$I$32*$AJ$238)","v":{"$error":"#DIV/0!"}},{"$f":"AK295/(AK296+$Z$31*$I$32*$AK$238)","v":{"$error":"#DIV/0!"}},{"$f":"AL295/(AL296+$Z$31*$I$32*$AL$238)","v":{"$error":"#DIV/0!"}},{"$f":"AM295/(AM296+$Z$31*$I$32*$AM$238)","v":{"$error":"#DIV/0!"}},{"$f":"AN295/(AN296+$Z$31*$I$32*$AN$238)","v":{"$error":"#DIV/0!"}},{"$f":"AO295/(AO296+$Z$31*$I$32*$AO$238)","v":{"$error":"#DIV/0!"}},{"$f":"AP295/(AP296+$Z$31*$I$32*$AP$238)","v":{"$error":"#DIV/0!"}},{"$f":"AQ295/(AQ296+$Z$31*$I$32*$AQ$238)","v":{"$error":"#DIV/0!"}},{"$f":"AR295/(AR296+$Z$31*$I$32*$AR$238)","v":{"$error":"#DIV/0!"}},{"$f":"AS295/(AS296+$Z$31*$I$32*$AS$238)","v":{"$error":"#DIV/0!"}},"冷房COP","σc"]
[null,null,"冷房COP比",{"$f":"D297/$Z$32","v":{"$error":"#DIV/0!"}},{"$error":"#DIV/0!"},{"$error":"#DIV/0!"},{"$error":"#DIV/0!"},{"$error":"#DIV/0!"},{"$error":"#DIV/0!"},{"$error":"#DIV/0!"},{"$error":"#DIV/0!"},{"$error":"#DIV/0!"},{"$error":"#DIV/0!"},{"$error":"#DIV/0!"},{"$error":"#DIV/0!"},{"$error":"#DIV/0!"},{"$error":"#DIV/0!"},{"$error":"#DIV/0!"},{"$error":"#DIV/0!"},{"$error":"#DIV/0!"},{"$error":"#DIV/0!"},{"$error":"#DIV/0!"},{"$error":"#DIV/0!"},{"$error":"#DIV/0!"},{"$error":"#DIV/0!"},{"$error":"#DIV/0!"},{"$error":"#DIV/0!"},{"$error":"#DIV/0!"},{"$error":"#DIV/0!"},{"$error":"#DIV/0!"},{"$error":"#DIV/0!"},{"$error":"#DIV/0!"},{"$error":"#DIV/0!"},{"$error":"#DIV/0!"},{"$error":"#DIV/0!"},{"$error":"#DIV/0!"},{"$error":"#DIV/0!"},{"$error":"#DIV/0!"},{"$error":"#DIV/0!"},{"$error":"#DIV/0!"},{"$error":"#DIV/0!"},{"$error":"#DIV/0!"},{"$error":"#DIV/0!"},{"$error":"#DIV/0!"},{"$error":"#DIV/0!"},"冷房COP比","βc"]
[null,null,"Σ",{"$f":"$D$237*D294","v":{"$error":"#DIV/0!"}},{"$f":"$E$237*E294","v":{"$error":"#DIV/0!"}},{"$f":"$F$237*F294","v":{"$error":"#DIV/0!"}},{"$f":"$G$237*G294","v":{"$error":"#DIV/0!"}},{"$f":"$H$237*H294","v":{"$error":"#DIV/0!"}},{"$f":"$I$237*I294","v":{"$error":"#DIV/0!"}},{"$f":"$J$237*J294","v":{"$error":"#DIV/0!"}},{"$f":"$K$237*K294","v":{"$error":"#DIV/0!"}},{"$f":"$L$237*L294","v":{"$error":"#DIV/0!"}},{"$f":"$M$237*M294","v":{"$error":"#DIV/0!"}},{"$f":"$N$237*N294","v":{"$error":"#DIV/0!"}},{"$f":"$O$237*O294","v":{"$error":"#DIV/0!"}},{"$f":"$P$237*P294","v":{"$error":"#DIV/0!"}},{"$f":"$Q$237*Q294","v":{"$error":"#DIV/0!"}},{"$f":"$R$237*R294","v":{"$error":"#DIV/0!"}},{"$f":"$S$237*S294","v":{"$error":"#DIV/0!"}},{"$f":"$T$237*T294","v":{"$error":"#DIV/0!"}},{"$f":"$U$237*U294","v":{"$error":"#DIV/0!"}},{"$f":"$V$237*V294","v":{"$error":"#DIV/0!"}},{"$f":"$W$237*W294","v":{"$error":"#DIV/0!"}},{"$f":"$X$237*X294","v":{"$error":"#DIV/0!"}},{"$f":"$Y$237*Y294","v":{"$error":"#DIV/0!"}},{"$f":"$Z$237*Z294","v":{"$error":"#DIV/0!"}},{"$f":"$AA$237*AA294","v":{"$error":"#DIV/0!"}},{"$f":"$AB$237*AB294","v":{"$error":"#DIV/0!"}},{"$f":"$AC$237*AC294","v":{"$error":"#DIV/0!"}},{"$f":"$AD$237*AD294","v":{"$error":"#DIV/0!"}},{"$f":"$AE$237*AE294","v":{"$error":"#DIV/0!"}},{"$f":"$AF$237*AF294","v":{"$error":"#DIV/0!"}},{"$f":"$AG$237*AG294","v":{"$error":"#DIV/0!"}},{"$f":"$AH$237*AH294","v":{"$error":"#DIV/0!"}},{"$f":"$AI$237*AI294","v":{"$error":"#DIV/0!"}},{"$f":"$AJ$237*AJ294","v":{"$error":"#DIV/0!"}},{"$f":"$AK$237*AK294","v":{"$error":"#DIV/0!"}},{"$f":"$AL$237*AL294","v":{"$error":"#DIV/0!"}},{"$f":"$AM$237*AM294","v":{"$error":"#DIV/0!"}},{"$f":"$AN$237*AN294","v":{"$error":"#DIV/0!"}},{"$f":"$AO$237*AO294","v":{"$error":"#DIV/0!"}},{"$f":"$AP$237*AP294","v":{"$error":"#DIV/0!"}},{"$f":"$AQ$237*AQ294","v":{"$error":"#DIV/0!"}},{"$f":"$AR$237*AR294","v":{"$error":"#DIV/0!"}},{"$f":"$AS$237*AS294","v":{"$error":"#DIV/0!"}},{"$f":"SUM($D299:$AS299)","v":{"$error":"#DIV/0!"}},"Σ"]
[]
[null,"後1","冷房時エネルギー消費量比",{"$f":"D$238/D305","v":{"$error":"#DIV/0!"}},{"$f":"E$238/E305","v":{"$error":"#DIV/0!"}},{"$error":"#DIV/0!"},{"$error":"#DIV/0!"},{"$error":"#DIV/0!"},{"$error":"#DIV/0!"},{"$error":"#DIV/0!"},{"$error":"#DIV/0!"},{"$error":"#DIV/0!"},{"$error":"#DIV/0!"},{"$error":"#DIV/0!"},{"$error":"#DIV/0!"},{"$error":"#DIV/0!"},{"$error":"#DIV/0!"},{"$error":"#DIV/0!"},{"$error":"#DIV/0!"},{"$error":"#DIV/0!"},{"$error":"#DIV/0!"},{"$error":"#DIV/0!"},{"$error":"#DIV/0!"},{"$error":"#DIV/0!"},{"$error":"#DIV/0!"},{"$error":"#DIV/0!"},{"$error":"#DIV/0!"},{"$error":"#DIV/0!"},{"$error":"#DIV/0!"},{"$error":"#DIV/0!"},{"$error":"#DIV/0!"},{"$error":"#DIV/0!"},{"$error":"#DIV/0!"},{"$error":"#DIV/0!"},{"$error":"#DIV/0!"},{"$error":"#DIV/0!"},{"$error":"#DIV/0!"},{"$error":"#DIV/0!"},{"$error":"#DIV/0!"},{"$error":"#DIV/0!"},{"$error":"#DIV/0!"},{"$error":"#DIV/0!"},{"$error":"#DIV/0!"},{"$error":"#DIV/0!"},{"$error":"#DIV/0!"},"冷房時エネルギー消費量比","εc"]
[null,null,"冷房能力",{"$f":"($Q$43-1.054*$Q$43)/6*(D$224-35)+$Q$43","v":0},{"$f":"($Q$43-1.054*$Q$43)/6*(E$224-35)+$Q$43","v":0},0,0,0,0,0,0,0,0,0,0,0,0,0,0,0,0,0,0,0,0,0,0,0,0,0,0,0,0,0,0,0,0,0,0,0,0,0,0,0,0,"冷房能力","Φc"]
[null,null,"冷房エネルギー消費量",{"$f":"($Q$44-0.94*$Q$44)/6*(D$224-35)+$Q$44","v":0},{"$f":"($Q$44-0.94*$Q$44)/6*(E$224-35)+$Q$44","v":0},0,0,0,0,0,0,0,0,0,0,0,0,0,0,0,0,0,0,0,0,0,0,0,0,0,0,0,0,0,0,0,0,0,0,0,0,0,0,0,0,"冷房エネルギー消費量","Pc"]
[null,null,"冷房COP",{"$f":"D302/(D303+$Q$45*$I$46*$D$238)","v":{"$error":"#DIV/0!"}},{"$f":"E302/(E303+$Q$45*$I$46*$E$238)","v":{"$error":"#DIV/0!"}},{"$f":"F302/(F303+$Q$45*$I$46*$F$238)","v":{"$error":"#DIV/0!"}},{"$f":"G302/(G303+$Q$45*$I$46*$G$238)","v":{"$error":"#DIV/0!"}},{"$f":"H302/(H303+$Q$45*$I$46*$H$238)","v":{"$error":"#DIV/0!"}},{"$f":"I302/(I303+$Q$45*$I$46*$I$238)","v":{"$error":"#DIV/0!"}},{"$f":"J302/(J303+$Q$45*$I$46*$J$238)","v":{"$error":"#DIV/0!"}},{"$f":"K302/(K303+$Q$45*$I$46*$K$238)","v":{"$error":"#DIV/0!"}},{"$f":"L302/(L303+$Q$45*$I$46*$L$238)","v":{"$error":"#DIV/0!"}},{"$f":"M302/(M303+$Q$45*$I$46*$M$238)","v":{"$error":"#DIV/0!"}},{"$f":"N302/(N303+$Q$45*$I$46*$N$238)","v":{"$error":"#DIV/0!"}},{"$f":"O302/(O303+$Q$45*$I$46*$O$238)","v":{"$error":"#DIV/0!"}},{"$f":"P302/(P303+$Q$45*$I$46*$P$238)","v":{"$error":"#DIV/0!"}},{"$f":"Q302/(Q303+$Q$45*$I$46*$Q$238)","v":{"$error":"#DIV/0!"}},{"$f":"R302/(R303+$Q$45*$I$46*$R$238)","v":{"$error":"#DIV/0!"}},{"$f":"S302/(S303+$Q$45*$I$46*$S$238)","v":{"$error":"#DIV/0!"}},{"$f":"T302/(T303+$Q$45*$I$46*$T$238)","v":{"$error":"#DIV/0!"}},{"$f":"U302/(U303+$Q$45*$I$46*$U$238)","v":{"$error":"#DIV/0!"}},{"$f":"V302/(V303+$Q$45*$I$46*$V$238)","v":{"$error":"#DIV/0!"}},{"$f":"W302/(W303+$Q$45*$I$46*$W$238)","v":{"$error":"#DIV/0!"}},{"$f":"X302/(X303+$Q$45*$I$46*$X$238)","v":{"$error":"#DIV/0!"}},{"$f":"Y302/(Y303+$Q$45*$I$46*$Y$238)","v":{"$error":"#DIV/0!"}},{"$f":"Z302/(Z303+$Q$45*$I$46*$Z$238)","v":{"$error":"#DIV/0!"}},{"$f":"AA302/(AA303+$Q$45*$I$46*$AA$238)","v":{"$error":"#DIV/0!"}},{"$f":"AB302/(AB303+$Q$45*$I$46*$AB$238)","v":{"$error":"#DIV/0!"}},{"$f":"AC302/(AC303+$Q$45*$I$46*$AC$238)","v":{"$error":"#DIV/0!"}},{"$f":"AD302/(AD303+$Q$45*$I$46*$AD$238)","v":{"$error":"#DIV/0!"}},{"$f":"AE302/(AE303+$Q$45*$I$46*$AE$238)","v":{"$error":"#DIV/0!"}},{"$f":"AF302/(AF303+$Q$45*$I$46*$AF$238)","v":{"$error":"#DIV/0!"}},{"$f":"AG302/(AG303+$Q$45*$I$46*$AG$238)","v":{"$error":"#DIV/0!"}},{"$f":"AH302/(AH303+$Q$45*$I$46*$AH$238)","v":{"$error":"#DIV/0!"}},{"$f":"AI302/(AI303+$Q$45*$I$46*$AI$238)","v":{"$error":"#DIV/0!"}},{"$f":"AJ302/(AJ303+$Q$45*$I$46*$AJ$238)","v":{"$error":"#DIV/0!"}},{"$f":"AK302/(AK303+$Q$45*$I$46*$AK$238)","v":{"$error":"#DIV/0!"}},{"$f":"AL302/(AL303+$Q$45*$I$46*$AL$238)","v":{"$error":"#DIV/0!"}},{"$f":"AM302/(AM303+$Q$45*$I$46*$AM$238)","v":{"$error":"#DIV/0!"}},{"$f":"AN302/(AN303+$Q$45*$I$46*$AN$238)","v":{"$error":"#DIV/0!"}},{"$f":"AO302/(AO303+$Q$45*$I$46*$AO$238)","v":{"$error":"#DIV/0!"}},{"$f":"AP302/(AP303+$Q$45*$I$46*$AP$238)","v":{"$error":"#DIV/0!"}},{"$f":"AQ302/(AQ303+$Q$45*$I$46*$AQ$238)","v":{"$error":"#DIV/0!"}},{"$f":"AR302/(AR303+$Q$45*$I$46*$AR$238)","v":{"$error":"#DIV/0!"}},{"$f":"AS302/(AS303+$Q$45*$I$46*$AS$238)","v":{"$error":"#DIV/0!"}},"冷房COP","σc"]
[null,null,"冷房COP比",{"$f":"D304/$Q$46","v":{"$error":"#DIV/0!"}},{"$error":"#DIV/0!"},{"$error":"#DIV/0!"},{"$error":"#DIV/0!"},{"$error":"#DIV/0!"},{"$error":"#DIV/0!"},{"$error":"#DIV/0!"},{"$error":"#DIV/0!"},{"$error":"#DIV/0!"},{"$error":"#DIV/0!"},{"$error":"#DIV/0!"},{"$error":"#DIV/0!"},{"$error":"#DIV/0!"},{"$error":"#DIV/0!"},{"$error":"#DIV/0!"},{"$error":"#DIV/0!"},{"$error":"#DIV/0!"},{"$error":"#DIV/0!"},{"$error":"#DIV/0!"},{"$error":"#DIV/0!"},{"$error":"#DIV/0!"},{"$error":"#DIV/0!"},{"$error":"#DIV/0!"},{"$error":"#DIV/0!"},{"$error":"#DIV/0!"},{"$error":"#DIV/0!"},{"$error":"#DIV/0!"},{"$error":"#DIV/0!"},{"$error":"#DIV/0!"},{"$error":"#DIV/0!"},{"$error":"#DIV/0!"},{"$error":"#DIV/0!"},{"$error":"#DIV/0!"},{"$error":"#DIV/0!"},{"$error":"#DIV/0!"},{"$error":"#DIV/0!"},{"$error":"#DIV/0!"},{"$error":"#DIV/0!"},{"$error":"#DIV/0!"},{"$error":"#DIV/0!"},{"$error":"#DIV/0!"},{"$error":"#DIV/0!"},"冷房COP比","βc"]
[null,null,"Σ",{"$f":"$D$237*D301","v":{"$error":"#DIV/0!"}},{"$f":"$E$237*E301","v":{"$error":"#DIV/0!"}},{"$f":"$F$237*F301","v":{"$error":"#DIV/0!"}},{"$f":"$G$237*G301","v":{"$error":"#DIV/0!"}},{"$f":"$H$237*H301","v":{"$error":"#DIV/0!"}},{"$f":"$I$237*I301","v":{"$error":"#DIV/0!"}},{"$f":"$J$237*J301","v":{"$error":"#DIV/0!"}},{"$f":"$K$237*K301","v":{"$error":"#DIV/0!"}},{"$f":"$L$237*L301","v":{"$error":"#DIV/0!"}},{"$f":"$M$237*M301","v":{"$error":"#DIV/0!"}},{"$f":"$N$237*N301","v":{"$error":"#DIV/0!"}},{"$f":"$O$237*O301","v":{"$error":"#DIV/0!"}},{"$f":"$P$237*P301","v":{"$error":"#DIV/0!"}},{"$f":"$Q$237*Q301","v":{"$error":"#DIV/0!"}},{"$f":"$R$237*R301","v":{"$error":"#DIV/0!"}},{"$f":"$S$237*S301","v":{"$error":"#DIV/0!"}},{"$f":"$T$237*T301","v":{"$error":"#DIV/0!"}},{"$f":"$U$237*U301","v":{"$error":"#DIV/0!"}},{"$f":"$V$237*V301","v":{"$error":"#DIV/0!"}},{"$f":"$W$237*W301","v":{"$error":"#DIV/0!"}},{"$f":"$X$237*X301","v":{"$error":"#DIV/0!"}},{"$f":"$Y$237*Y301","v":{"$error":"#DIV/0!"}},{"$f":"$Z$237*Z301","v":{"$error":"#DIV/0!"}},{"$f":"$AA$237*AA301","v":{"$error":"#DIV/0!"}},{"$f":"$AB$237*AB301","v":{"$error":"#DIV/0!"}},{"$f":"$AC$237*AC301","v":{"$error":"#DIV/0!"}},{"$f":"$AD$237*AD301","v":{"$error":"#DIV/0!"}},{"$f":"$AE$237*AE301","v":{"$error":"#DIV/0!"}},{"$f":"$AF$237*AF301","v":{"$error":"#DIV/0!"}},{"$f":"$AG$237*AG301","v":{"$error":"#DIV/0!"}},{"$f":"$AH$237*AH301","v":{"$error":"#DIV/0!"}},{"$f":"$AI$237*AI301","v":{"$error":"#DIV/0!"}},{"$f":"$AJ$237*AJ301","v":{"$error":"#DIV/0!"}},{"$f":"$AK$237*AK301","v":{"$error":"#DIV/0!"}},{"$f":"$AL$237*AL301","v":{"$error":"#DIV/0!"}},{"$f":"$AM$237*AM301","v":{"$error":"#DIV/0!"}},{"$f":"$AN$237*AN301","v":{"$error":"#DIV/0!"}},{"$f":"$AO$237*AO301","v":{"$error":"#DIV/0!"}},{"$f":"$AP$237*AP301","v":{"$error":"#DIV/0!"}},{"$f":"$AQ$237*AQ301","v":{"$error":"#DIV/0!"}},{"$f":"$AR$237*AR301","v":{"$error":"#DIV/0!"}},{"$f":"$AS$237*AS301","v":{"$error":"#DIV/0!"}},{"$f":"SUM($D306:$AS306)","v":{"$error":"#DIV/0!"}},"Σ"]
[null,"後2","冷房時エネルギー消費量比",{"$f":"D$238/D311","v":{"$error":"#DIV/0!"}},{"$f":"E$238/E311","v":{"$error":"#DIV/0!"}},{"$error":"#DIV/0!"},{"$error":"#DIV/0!"},{"$error":"#DIV/0!"},{"$error":"#DIV/0!"},{"$error":"#DIV/0!"},{"$error":"#DIV/0!"},{"$error":"#DIV/0!"},{"$error":"#DIV/0!"},{"$error":"#DIV/0!"},{"$error":"#DIV/0!"},{"$error":"#DIV/0!"},{"$error":"#DIV/0!"},{"$error":"#DIV/0!"},{"$error":"#DIV/0!"},{"$error":"#DIV/0!"},{"$error":"#DIV/0!"},{"$error":"#DIV/0!"},{"$error":"#DIV/0!"},{"$error":"#DIV/0!"},{"$error":"#DIV/0!"},{"$error":"#DIV/0!"},{"$error":"#DIV/0!"},{"$error":"#DIV/0!"},{"$error":"#DIV/0!"},{"$error":"#DIV/0!"},{"$error":"#DIV/0!"},{"$error":"#DIV/0!"},{"$error":"#DIV/0!"},{"$error":"#DIV/0!"},{"$error":"#DIV/0!"},{"$error":"#DIV/0!"},{"$error":"#DIV/0!"},{"$error":"#DIV/0!"},{"$error":"#DIV/0!"},{"$error":"#DIV/0!"},{"$error":"#DIV/0!"},{"$error":"#DIV/0!"},{"$error":"#DIV/0!"},{"$error":"#DIV/0!"},{"$error":"#DIV/0!"},"冷房時エネルギー消費量比","εc"]
[null,null,"冷房能力",{"$f":"($R$43-1.054*$R$43)/6*(D$224-35)+$R$43","v":0},0,0,0,0,0,0,0,0,0,0,0,0,0,0,0,0,0,0,0,0,0,0,0,0,0,0,0,0,0,0,0,0,0,0,0,0,0,0,0,0,0,"冷房能力","Φc"]
[null,null,"冷房エネルギー消費量",{"$f":"($R$44-0.94*$R$44)/6*(D$224-35)+$R$44","v":0},0,0,0,0,0,0,0,0,0,0,0,0,0,0,0,0,0,0,0,0,0,0,0,0,0,0,0,0,0,0,0,0,0,0,0,0,0,0,0,0,0,"冷房エネルギー消費量","Pc"]
[null,null,"冷房COP",{"$f":"D308/(D309+$R$45*$I$46*$D$238)","v":{"$error":"#DIV/0!"}},{"$f":"E308/(E309+$R$45*$I$46*$E$238)","v":{"$error":"#DIV/0!"}},{"$f":"F308/(F309+$R$45*$I$46*$F$238)","v":{"$error":"#DIV/0!"}},{"$f":"G308/(G309+$R$45*$I$46*$G$238)","v":{"$error":"#DIV/0!"}},{"$f":"H308/(H309+$R$45*$I$46*$H$238)","v":{"$error":"#DIV/0!"}},{"$f":"I308/(I309+$R$45*$I$46*$I$238)","v":{"$error":"#DIV/0!"}},{"$f":"J308/(J309+$R$45*$I$46*$J$238)","v":{"$error":"#DIV/0!"}},{"$f":"K308/(K309+$R$45*$I$46*$K$238)","v":{"$error":"#DIV/0!"}},{"$f":"L308/(L309+$R$45*$I$46*$L$238)","v":{"$error":"#DIV/0!"}},{"$f":"M308/(M309+$R$45*$I$46*$M$238)","v":{"$error":"#DIV/0!"}},{"$f":"N308/(N309+$R$45*$I$46*$N$238)","v":{"$error":"#DIV/0!"}},{"$f":"O308/(O309+$R$45*$I$46*$O$238)","v":{"$error":"#DIV/0!"}},{"$f":"P308/(P309+$R$45*$I$46*$P$238)","v":{"$error":"#DIV/0!"}},{"$f":"Q308/(Q309+$R$45*$I$46*$Q$238)","v":{"$error":"#DIV/0!"}},{"$f":"R308/(R309+$R$45*$I$46*$R$238)","v":{"$error":"#DIV/0!"}},{"$f":"S308/(S309+$R$45*$I$46*$S$238)","v":{"$error":"#DIV/0!"}},{"$f":"T308/(T309+$R$45*$I$46*$T$238)","v":{"$error":"#DIV/0!"}},{"$f":"U308/(U309+$R$45*$I$46*$U$238)","v":{"$error":"#DIV/0!"}},{"$f":"V308/(V309+$R$45*$I$46*$V$238)","v":{"$error":"#DIV/0!"}},{"$f":"W308/(W309+$R$45*$I$46*$W$238)","v":{"$error":"#DIV/0!"}},{"$f":"X308/(X309+$R$45*$I$46*$X$238)","v":{"$error":"#DIV/0!"}},{"$f":"Y308/(Y309+$R$45*$I$46*$Y$238)","v":{"$error":"#DIV/0!"}},{"$f":"Z308/(Z309+$R$45*$I$46*$Z$238)","v":{"$error":"#DIV/0!"}},{"$f":"AA308/(AA309+$R$45*$I$46*$AA$238)","v":{"$error":"#DIV/0!"}},{"$f":"AB308/(AB309+$R$45*$I$46*$AB$238)","v":{"$error":"#DIV/0!"}},{"$f":"AC308/(AC309+$R$45*$I$46*$AC$238)","v":{"$error":"#DIV/0!"}},{"$f":"AD308/(AD309+$R$45*$I$46*$AD$238)","v":{"$error":"#DIV/0!"}},{"$f":"AE308/(AE309+$R$45*$I$46*$AE$238)","v":{"$error":"#DIV/0!"}},{"$f":"AF308/(AF309+$R$45*$I$46*$AF$238)","v":{"$error":"#DIV/0!"}},{"$f":"AG308/(AG309+$R$45*$I$46*$AG$238)","v":{"$error":"#DIV/0!"}},{"$f":"AH308/(AH309+$R$45*$I$46*$AH$238)","v":{"$error":"#DIV/0!"}},{"$f":"AI308/(AI309+$R$45*$I$46*$AI$238)","v":{"$error":"#DIV/0!"}},{"$f":"AJ308/(AJ309+$R$45*$I$46*$AJ$238)","v":{"$error":"#DIV/0!"}},{"$f":"AK308/(AK309+$R$45*$I$46*$AK$238)","v":{"$error":"#DIV/0!"}},{"$f":"AL308/(AL309+$R$45*$I$46*$AL$238)","v":{"$error":"#DIV/0!"}},{"$f":"AM308/(AM309+$R$45*$I$46*$AM$238)","v":{"$error":"#DIV/0!"}},{"$f":"AN308/(AN309+$R$45*$I$46*$AN$238)","v":{"$error":"#DIV/0!"}},{"$f":"AO308/(AO309+$R$45*$I$46*$AO$238)","v":{"$error":"#DIV/0!"}},{"$f":"AP308/(AP309+$R$45*$I$46*$AP$238)","v":{"$error":"#DIV/0!"}},{"$f":"AQ308/(AQ309+$R$45*$I$46*$AQ$238)","v":{"$error":"#DIV/0!"}},{"$f":"AR308/(AR309+$R$45*$I$46*$AR$238)","v":{"$error":"#DIV/0!"}},{"$f":"AS308/(AS309+$R$45*$I$46*$AS$238)","v":{"$error":"#DIV/0!"}},"冷房COP","σc"]
[null,null,"冷房COP比",{"$f":"D310/$R$46","v":{"$error":"#DIV/0!"}},{"$error":"#DIV/0!"},{"$error":"#DIV/0!"},{"$error":"#DIV/0!"},{"$error":"#DIV/0!"},{"$error":"#DIV/0!"},{"$error":"#DIV/0!"},{"$error":"#DIV/0!"},{"$error":"#DIV/0!"},{"$error":"#DIV/0!"},{"$error":"#DIV/0!"},{"$error":"#DIV/0!"},{"$error":"#DIV/0!"},{"$error":"#DIV/0!"},{"$error":"#DIV/0!"},{"$error":"#DIV/0!"},{"$error":"#DIV/0!"},{"$error":"#DIV/0!"},{"$error":"#DIV/0!"},{"$error":"#DIV/0!"},{"$error":"#DIV/0!"},{"$error":"#DIV/0!"},{"$error":"#DIV/0!"},{"$error":"#DIV/0!"},{"$error":"#DIV/0!"},{"$error":"#DIV/0!"},{"$error":"#DIV/0!"},{"$error":"#DIV/0!"},{"$error":"#DIV/0!"},{"$error":"#DIV/0!"},{"$error":"#DIV/0!"},{"$error":"#DIV/0!"},{"$error":"#DIV/0!"},{"$error":"#DIV/0!"},{"$error":"#DIV/0!"},{"$error":"#DIV/0!"},{"$error":"#DIV/0!"},{"$error":"#DIV/0!"},{"$error":"#DIV/0!"},{"$error":"#DIV/0!"},{"$error":"#DIV/0!"},{"$error":"#DIV/0!"},"冷房COP比","βc"]
[null,null,"Σ",{"$f":"$D$237*D307","v":{"$error":"#DIV/0!"}},{"$f":"$E$237*E307","v":{"$error":"#DIV/0!"}},{"$f":"$F$237*F307","v":{"$error":"#DIV/0!"}},{"$f":"$G$237*G307","v":{"$error":"#DIV/0!"}},{"$f":"$H$237*H307","v":{"$error":"#DIV/0!"}},{"$f":"$I$237*I307","v":{"$error":"#DIV/0!"}},{"$f":"$J$237*J307","v":{"$error":"#DIV/0!"}},{"$f":"$K$237*K307","v":{"$error":"#DIV/0!"}},{"$f":"$L$237*L307","v":{"$error":"#DIV/0!"}},{"$f":"$M$237*M307","v":{"$error":"#DIV/0!"}},{"$f":"$N$237*N307","v":{"$error":"#DIV/0!"}},{"$f":"$O$237*O307","v":{"$error":"#DIV/0!"}},{"$f":"$P$237*P307","v":{"$error":"#DIV/0!"}},{"$f":"$Q$237*Q307","v":{"$error":"#DIV/0!"}},{"$f":"$R$237*R307","v":{"$error":"#DIV/0!"}},{"$f":"$S$237*S307","v":{"$error":"#DIV/0!"}},{"$f":"$T$237*T307","v":{"$error":"#DIV/0!"}},{"$f":"$U$237*U307","v":{"$error":"#DIV/0!"}},{"$f":"$V$237*V307","v":{"$error":"#DIV/0!"}},{"$f":"$W$237*W307","v":{"$error":"#DIV/0!"}},{"$f":"$X$237*X307","v":{"$error":"#DIV/0!"}},{"$f":"$Y$237*Y307","v":{"$error":"#DIV/0!"}},{"$f":"$Z$237*Z307","v":{"$error":"#DIV/0!"}},{"$f":"$AA$237*AA307","v":{"$error":"#DIV/0!"}},{"$f":"$AB$237*AB307","v":{"$error":"#DIV/0!"}},{"$f":"$AC$237*AC307","v":{"$error":"#DIV/0!"}},{"$f":"$AD$237*AD307","v":{"$error":"#DIV/0!"}},{"$f":"$AE$237*AE307","v":{"$error":"#DIV/0!"}},{"$f":"$AF$237*AF307","v":{"$error":"#DIV/0!"}},{"$f":"$AG$237*AG307","v":{"$error":"#DIV/0!"}},{"$f":"$AH$237*AH307","v":{"$error":"#DIV/0!"}},{"$f":"$AI$237*AI307","v":{"$error":"#DIV/0!"}},{"$f":"$AJ$237*AJ307","v":{"$error":"#DIV/0!"}},{"$f":"$AK$237*AK307","v":{"$error":"#DIV/0!"}},{"$f":"$AL$237*AL307","v":{"$error":"#DIV/0!"}},{"$f":"$AM$237*AM307","v":{"$error":"#DIV/0!"}},{"$f":"$AN$237*AN307","v":{"$error":"#DIV/0!"}},{"$f":"$AO$237*AO307","v":{"$error":"#DIV/0!"}},{"$f":"$AP$237*AP307","v":{"$error":"#DIV/0!"}},{"$f":"$AQ$237*AQ307","v":{"$error":"#DIV/0!"}},{"$f":"$AR$237*AR307","v":{"$error":"#DIV/0!"}},{"$f":"$AS$237*AS307","v":{"$error":"#DIV/0!"}},{"$f":"SUM($D312:$AS312)","v":{"$error":"#DIV/0!"}},"Σ"]
[null,"後3","冷房時エネルギー消費量比",{"$f":"D$238/D317","v":{"$error":"#DIV/0!"}},{"$f":"E$238/E317","v":{"$error":"#DIV/0!"}},{"$error":"#DIV/0!"},{"$error":"#DIV/0!"},{"$error":"#DIV/0!"},{"$error":"#DIV/0!"},{"$error":"#DIV/0!"},{"$error":"#DIV/0!"},{"$error":"#DIV/0!"},{"$error":"#DIV/0!"},{"$error":"#DIV/0!"},{"$error":"#DIV/0!"},{"$error":"#DIV/0!"},{"$error":"#DIV/0!"},{"$error":"#DIV/0!"},{"$error":"#DIV/0!"},{"$error":"#DIV/0!"},{"$error":"#DIV/0!"},{"$error":"#DIV/0!"},{"$error":"#DIV/0!"},{"$error":"#DIV/0!"},{"$error":"#DIV/0!"},{"$error":"#DIV/0!"},{"$error":"#DIV/0!"},{"$error":"#DIV/0!"},{"$error":"#DIV/0!"},{"$error":"#DIV/0!"},{"$error":"#DIV/0!"},{"$error":"#DIV/0!"},{"$error":"#DIV/0!"},{"$error":"#DIV/0!"},{"$error":"#DIV/0!"},{"$error":"#DIV/0!"},{"$error":"#DIV/0!"},{"$error":"#DIV/0!"},{"$error":"#DIV/0!"},{"$error":"#DIV/0!"},{"$error":"#DIV/0!"},{"$error":"#DIV/0!"},{"$error":"#DIV/0!"},{"$error":"#DIV/0!"},{"$error":"#DIV/0!"},"冷房時エネルギー消費量比","εc"]
[null,null,"冷房能力",{"$f":"($S$43-1.054*$S$43)/6*(D$224-35)+$S$43","v":0},0,0,0,0,0,0,0,0,0,0,0,0,0,0,0,0,0,0,0,0,0,0,0,0,0,0,0,0,0,0,0,0,0,0,0,0,0,0,0,0,0,"冷房能力","Φc"]
[null,null,"冷房エネルギー消費量",{"$f":"($S$44-0.94*$S$44)/6*(D$224-35)+$S$44","v":0},0,0,0,0,0,0,0,0,0,0,0,0,0,0,0,0,0,0,0,0,0,0,0,0,0,0,0,0,0,0,0,0,0,0,0,0,0,0,0,0,0,"冷房エネルギー消費量","Pc"]
[null,null,"冷房COP",{"$f":"D314/(D315+$S$45*$I$46*$D$238)","v":{"$error":"#DIV/0!"}},{"$f":"E314/(E315+$S$45*$I$46*$E$238)","v":{"$error":"#DIV/0!"}},{"$f":"F314/(F315+$S$45*$I$46*$F$238)","v":{"$error":"#DIV/0!"}},{"$f":"G314/(G315+$S$45*$I$46*$G$238)","v":{"$error":"#DIV/0!"}},{"$f":"H314/(H315+$S$45*$I$46*$H$238)","v":{"$error":"#DIV/0!"}},{"$f":"I314/(I315+$S$45*$I$46*$I$238)","v":{"$error":"#DIV/0!"}},{"$f":"J314/(J315+$S$45*$I$46*$J$238)","v":{"$error":"#DIV/0!"}},{"$f":"K314/(K315+$S$45*$I$46*$K$238)","v":{"$error":"#DIV/0!"}},{"$f":"L314/(L315+$S$45*$I$46*$L$238)","v":{"$error":"#DIV/0!"}},{"$f":"M314/(M315+$S$45*$I$46*$M$238)","v":{"$error":"#DIV/0!"}},{"$f":"N314/(N315+$S$45*$I$46*$N$238)","v":{"$error":"#DIV/0!"}},{"$f":"O314/(O315+$S$45*$I$46*$O$238)","v":{"$error":"#DIV/0!"}},{"$f":"P314/(P315+$S$45*$I$46*$P$238)","v":{"$error":"#DIV/0!"}},{"$f":"Q314/(Q315+$S$45*$I$46*$Q$238)","v":{"$error":"#DIV/0!"}},{"$f":"R314/(R315+$S$45*$I$46*$R$238)","v":{"$error":"#DIV/0!"}},{"$f":"S314/(S315+$S$45*$I$46*$S$238)","v":{"$error":"#DIV/0!"}},{"$f":"T314/(T315+$S$45*$I$46*$T$238)","v":{"$error":"#DIV/0!"}},{"$f":"U314/(U315+$S$45*$I$46*$U$238)","v":{"$error":"#DIV/0!"}},{"$f":"V314/(V315+$S$45*$I$46*$V$238)","v":{"$error":"#DIV/0!"}},{"$f":"W314/(W315+$S$45*$I$46*$W$238)","v":{"$error":"#DIV/0!"}},{"$f":"X314/(X315+$S$45*$I$46*$X$238)","v":{"$error":"#DIV/0!"}},{"$f":"Y314/(Y315+$S$45*$I$46*$Y$238)","v":{"$error":"#DIV/0!"}},{"$f":"Z314/(Z315+$S$45*$I$46*$Z$238)","v":{"$error":"#DIV/0!"}},{"$f":"AA314/(AA315+$S$45*$I$46*$AA$238)","v":{"$error":"#DIV/0!"}},{"$f":"AB314/(AB315+$S$45*$I$46*$AB$238)","v":{"$error":"#DIV/0!"}},{"$f":"AC314/(AC315+$S$45*$I$46*$AC$238)","v":{"$error":"#DIV/0!"}},{"$f":"AD314/(AD315+$S$45*$I$46*$AD$238)","v":{"$error":"#DIV/0!"}},{"$f":"AE314/(AE315+$S$45*$I$46*$AE$238)","v":{"$error":"#DIV/0!"}},{"$f":"AF314/(AF315+$S$45*$I$46*$AF$238)","v":{"$error":"#DIV/0!"}},{"$f":"AG314/(AG315+$S$45*$I$46*$AG$238)","v":{"$error":"#DIV/0!"}},{"$f":"AH314/(AH315+$S$45*$I$46*$AH$238)","v":{"$error":"#DIV/0!"}},{"$f":"AI314/(AI315+$S$45*$I$46*$AI$238)","v":{"$error":"#DIV/0!"}},{"$f":"AJ314/(AJ315+$S$45*$I$46*$AJ$238)","v":{"$error":"#DIV/0!"}},{"$f":"AK314/(AK315+$S$45*$I$46*$AK$238)","v":{"$error":"#DIV/0!"}},{"$f":"AL314/(AL315+$S$45*$I$46*$AL$238)","v":{"$error":"#DIV/0!"}},{"$f":"AM314/(AM315+$S$45*$I$46*$AM$238)","v":{"$error":"#DIV/0!"}},{"$f":"AN314/(AN315+$S$45*$I$46*$AN$238)","v":{"$error":"#DIV/0!"}},{"$f":"AO314/(AO315+$S$45*$I$46*$AO$238)","v":{"$error":"#DIV/0!"}},{"$f":"AP314/(AP315+$S$45*$I$46*$AP$238)","v":{"$error":"#DIV/0!"}},{"$f":"AQ314/(AQ315+$S$45*$I$46*$AQ$238)","v":{"$error":"#DIV/0!"}},{"$f":"AR314/(AR315+$S$45*$I$46*$AR$238)","v":{"$error":"#DIV/0!"}},{"$f":"AS314/(AS315+$S$45*$I$46*$AS$238)","v":{"$error":"#DIV/0!"}},"冷房COP","σc"]
[null,null,"冷房COP比",{"$f":"D316/$S$46","v":{"$error":"#DIV/0!"}},{"$error":"#DIV/0!"},{"$error":"#DIV/0!"},{"$error":"#DIV/0!"},{"$error":"#DIV/0!"},{"$error":"#DIV/0!"},{"$error":"#DIV/0!"},{"$error":"#DIV/0!"},{"$error":"#DIV/0!"},{"$error":"#DIV/0!"},{"$error":"#DIV/0!"},{"$error":"#DIV/0!"},{"$error":"#DIV/0!"},{"$error":"#DIV/0!"},{"$error":"#DIV/0!"},{"$error":"#DIV/0!"},{"$error":"#DIV/0!"},{"$error":"#DIV/0!"},{"$error":"#DIV/0!"},{"$error":"#DIV/0!"},{"$error":"#DIV/0!"},{"$error":"#DIV/0!"},{"$error":"#DIV/0!"},{"$error":"#DIV/0!"},{"$error":"#DIV/0!"},{"$error":"#DIV/0!"},{"$error":"#DIV/0!"},{"$error":"#DIV/0!"},{"$error":"#DIV/0!"},{"$error":"#DIV/0!"},{"$error":"#DIV/0!"},{"$error":"#DIV/0!"},{"$error":"#DIV/0!"},{"$error":"#DIV/0!"},{"$error":"#DIV/0!"},{"$error":"#DIV/0!"},{"$error":"#DIV/0!"},{"$error":"#DIV/0!"},{"$error":"#DIV/0!"},{"$error":"#DIV/0!"},{"$error":"#DIV/0!"},{"$error":"#DIV/0!"},"冷房COP比","βc"]
[null,null,"Σ",{"$f":"$D$237*D313","v":{"$error":"#DIV/0!"}},{"$f":"$E$237*E313","v":{"$error":"#DIV/0!"}},{"$f":"$F$237*F313","v":{"$error":"#DIV/0!"}},{"$f":"$G$237*G313","v":{"$error":"#DIV/0!"}},{"$f":"$H$237*H313","v":{"$error":"#DIV/0!"}},{"$f":"$I$237*I313","v":{"$error":"#DIV/0!"}},{"$f":"$J$237*J313","v":{"$error":"#DIV/0!"}},{"$f":"$K$237*K313","v":{"$error":"#DIV/0!"}},{"$f":"$L$237*L313","v":{"$error":"#DIV/0!"}},{"$f":"$M$237*M313","v":{"$error":"#DIV/0!"}},{"$f":"$N$237*N313","v":{"$error":"#DIV/0!"}},{"$f":"$O$237*O313","v":{"$error":"#DIV/0!"}},{"$f":"$P$237*P313","v":{"$error":"#DIV/0!"}},{"$f":"$Q$237*Q313","v":{"$error":"#DIV/0!"}},{"$f":"$R$237*R313","v":{"$error":"#DIV/0!"}},{"$f":"$S$237*S313","v":{"$error":"#DIV/0!"}},{"$f":"$T$237*T313","v":{"$error":"#DIV/0!"}},{"$f":"$U$237*U313","v":{"$error":"#DIV/0!"}},{"$f":"$V$237*V313","v":{"$error":"#DIV/0!"}},{"$f":"$W$237*W313","v":{"$error":"#DIV/0!"}},{"$f":"$X$237*X313","v":{"$error":"#DIV/0!"}},{"$f":"$Y$237*Y313","v":{"$error":"#DIV/0!"}},{"$f":"$Z$237*Z313","v":{"$error":"#DIV/0!"}},{"$f":"$AA$237*AA313","v":{"$error":"#DIV/0!"}},{"$f":"$AB$237*AB313","v":{"$error":"#DIV/0!"}},{"$f":"$AC$237*AC313","v":{"$error":"#DIV/0!"}},{"$f":"$AD$237*AD313","v":{"$error":"#DIV/0!"}},{"$f":"$AE$237*AE313","v":{"$error":"#DIV/0!"}},{"$f":"$AF$237*AF313","v":{"$error":"#DIV/0!"}},{"$f":"$AG$237*AG313","v":{"$error":"#DIV/0!"}},{"$f":"$AH$237*AH313","v":{"$error":"#DIV/0!"}},{"$f":"$AI$237*AI313","v":{"$error":"#DIV/0!"}},{"$f":"$AJ$237*AJ313","v":{"$error":"#DIV/0!"}},{"$f":"$AK$237*AK313","v":{"$error":"#DIV/0!"}},{"$f":"$AL$237*AL313","v":{"$error":"#DIV/0!"}},{"$f":"$AM$237*AM313","v":{"$error":"#DIV/0!"}},{"$f":"$AN$237*AN313","v":{"$error":"#DIV/0!"}},{"$f":"$AO$237*AO313","v":{"$error":"#DIV/0!"}},{"$f":"$AP$237*AP313","v":{"$error":"#DIV/0!"}},{"$f":"$AQ$237*AQ313","v":{"$error":"#DIV/0!"}},{"$f":"$AR$237*AR313","v":{"$error":"#DIV/0!"}},{"$f":"$AS$237*AS313","v":{"$error":"#DIV/0!"}},{"$f":"SUM($D318:$AS318)","v":{"$error":"#DIV/0!"}},"Σ"]
[null,"後4","冷房時エネルギー消費量比",{"$f":"D$238/D323","v":{"$error":"#DIV/0!"}},{"$f":"E$238/E323","v":{"$error":"#DIV/0!"}},{"$error":"#DIV/0!"},{"$error":"#DIV/0!"},{"$error":"#DIV/0!"},{"$error":"#DIV/0!"},{"$error":"#DIV/0!"},{"$error":"#DIV/0!"},{"$error":"#DIV/0!"},{"$error":"#DIV/0!"},{"$error":"#DIV/0!"},{"$error":"#DIV/0!"},{"$error":"#DIV/0!"},{"$error":"#DIV/0!"},{"$error":"#DIV/0!"},{"$error":"#DIV/0!"},{"$error":"#DIV/0!"},{"$error":"#DIV/0!"},{"$error":"#DIV/0!"},{"$error":"#DIV/0!"},{"$error":"#DIV/0!"},{"$error":"#DIV/0!"},{"$error":"#DIV/0!"},{"$error":"#DIV/0!"},{"$error":"#DIV/0!"},{"$error":"#DIV/0!"},{"$error":"#DIV/0!"},{"$error":"#DIV/0!"},{"$error":"#DIV/0!"},{"$error":"#DIV/0!"},{"$error":"#DIV/0!"},{"$error":"#DIV/0!"},{"$error":"#DIV/0!"},{"$error":"#DIV/0!"},{"$error":"#DIV/0!"},{"$error":"#DIV/0!"},{"$error":"#DIV/0!"},{"$error":"#DIV/0!"},{"$error":"#DIV/0!"},{"$error":"#DIV/0!"},{"$error":"#DIV/0!"},{"$error":"#DIV/0!"},"冷房時エネルギー消費量比","εc"]
[null,null,"冷房能力",{"$f":"($T$43-1.054*$T$43)/6*(D$224-35)+$T$43","v":0},0,0,0,0,0,0,0,0,0,0,0,0,0,0,0,0,0,0,0,0,0,0,0,0,0,0,0,0,0,0,0,0,0,0,0,0,0,0,0,0,0,"冷房能力","Φc"]
[null,null,"冷房エネルギー消費量",{"$f":"($T$44-0.94*$T$44)/6*(D$224-35)+$T$44","v":0},0,0,0,0,0,0,0,0,0,0,0,0,0,0,0,0,0,0,0,0,0,0,0,0,0,0,0,0,0,0,0,0,0,0,0,0,0,0,0,0,0,"冷房エネルギー消費量","Pc"]
[null,null,"冷房COP",{"$f":"D320/(D321+$T$45*$I$46*$D$238)","v":{"$error":"#DIV/0!"}},{"$f":"E320/(E321+$T$45*$I$46*$E$238)","v":{"$error":"#DIV/0!"}},{"$f":"F320/(F321+$T$45*$I$46*$F$238)","v":{"$error":"#DIV/0!"}},{"$f":"G320/(G321+$T$45*$I$46*$G$238)","v":{"$error":"#DIV/0!"}},{"$f":"H320/(H321+$T$45*$I$46*$H$238)","v":{"$error":"#DIV/0!"}},{"$f":"I320/(I321+$T$45*$I$46*$I$238)","v":{"$error":"#DIV/0!"}},{"$f":"J320/(J321+$T$45*$I$46*$J$238)","v":{"$error":"#DIV/0!"}},{"$f":"K320/(K321+$T$45*$I$46*$K$238)","v":{"$error":"#DIV/0!"}},{"$f":"L320/(L321+$T$45*$I$46*$L$238)","v":{"$error":"#DIV/0!"}},{"$f":"M320/(M321+$T$45*$I$46*$M$238)","v":{"$error":"#DIV/0!"}},{"$f":"N320/(N321+$T$45*$I$46*$N$238)","v":{"$error":"#DIV/0!"}},{"$f":"O320/(O321+$T$45*$I$46*$O$238)","v":{"$error":"#DIV/0!"}},{"$f":"P320/(P321+$T$45*$I$46*$P$238)","v":{"$error":"#DIV/0!"}},{"$f":"Q320/(Q321+$T$45*$I$46*$Q$238)","v":{"$error":"#DIV/0!"}},{"$f":"R320/(R321+$T$45*$I$46*$R$238)","v":{"$error":"#DIV/0!"}},{"$f":"S320/(S321+$T$45*$I$46*$S$238)","v":{"$error":"#DIV/0!"}},{"$f":"T320/(T321+$T$45*$I$46*$T$238)","v":{"$error":"#DIV/0!"}},{"$f":"U320/(U321+$T$45*$I$46*$U$238)","v":{"$error":"#DIV/0!"}},{"$f":"V320/(V321+$T$45*$I$46*$V$238)","v":{"$error":"#DIV/0!"}},{"$f":"W320/(W321+$T$45*$I$46*$W$238)","v":{"$error":"#DIV/0!"}},{"$f":"X320/(X321+$T$45*$I$46*$X$238)","v":{"$error":"#DIV/0!"}},{"$f":"Y320/(Y321+$T$45*$I$46*$Y$238)","v":{"$error":"#DIV/0!"}},{"$f":"Z320/(Z321+$T$45*$I$46*$Z$238)","v":{"$error":"#DIV/0!"}},{"$f":"AA320/(AA321+$T$45*$I$46*$AA$238)","v":{"$error":"#DIV/0!"}},{"$f":"AB320/(AB321+$T$45*$I$46*$AB$238)","v":{"$error":"#DIV/0!"}},{"$f":"AC320/(AC321+$T$45*$I$46*$AC$238)","v":{"$error":"#DIV/0!"}},{"$f":"AD320/(AD321+$T$45*$I$46*$AD$238)","v":{"$error":"#DIV/0!"}},{"$f":"AE320/(AE321+$T$45*$I$46*$AE$238)","v":{"$error":"#DIV/0!"}},{"$f":"AF320/(AF321+$T$45*$I$46*$AF$238)","v":{"$error":"#DIV/0!"}},{"$f":"AG320/(AG321+$T$45*$I$46*$AG$238)","v":{"$error":"#DIV/0!"}},{"$f":"AH320/(AH321+$T$45*$I$46*$AH$238)","v":{"$error":"#DIV/0!"}},{"$f":"AI320/(AI321+$T$45*$I$46*$AI$238)","v":{"$error":"#DIV/0!"}},{"$f":"AJ320/(AJ321+$T$45*$I$46*$AJ$238)","v":{"$error":"#DIV/0!"}},{"$f":"AK320/(AK321+$T$45*$I$46*$AK$238)","v":{"$error":"#DIV/0!"}},{"$f":"AL320/(AL321+$T$45*$I$46*$AL$238)","v":{"$error":"#DIV/0!"}},{"$f":"AM320/(AM321+$T$45*$I$46*$AM$238)","v":{"$error":"#DIV/0!"}},{"$f":"AN320/(AN321+$T$45*$I$46*$AN$238)","v":{"$error":"#DIV/0!"}},{"$f":"AO320/(AO321+$T$45*$I$46*$AO$238)","v":{"$error":"#DIV/0!"}},{"$f":"AP320/(AP321+$T$45*$I$46*$AP$238)","v":{"$error":"#DIV/0!"}},{"$f":"AQ320/(AQ321+$T$45*$I$46*$AQ$238)","v":{"$error":"#DIV/0!"}},{"$f":"AR320/(AR321+$T$45*$I$46*$AR$238)","v":{"$error":"#DIV/0!"}},{"$f":"AS320/(AS321+$T$45*$I$46*$AS$238)","v":{"$error":"#DIV/0!"}},"冷房COP","σc"]
[null,null,"冷房COP比",{"$f":"D322/$T$46","v":{"$error":"#DIV/0!"}},{"$error":"#DIV/0!"},{"$error":"#DIV/0!"},{"$error":"#DIV/0!"},{"$error":"#DIV/0!"},{"$error":"#DIV/0!"},{"$error":"#DIV/0!"},{"$error":"#DIV/0!"},{"$error":"#DIV/0!"},{"$error":"#DIV/0!"},{"$error":"#DIV/0!"},{"$error":"#DIV/0!"},{"$error":"#DIV/0!"},{"$error":"#DIV/0!"},{"$error":"#DIV/0!"},{"$error":"#DIV/0!"},{"$error":"#DIV/0!"},{"$error":"#DIV/0!"},{"$error":"#DIV/0!"},{"$error":"#DIV/0!"},{"$error":"#DIV/0!"},{"$error":"#DIV/0!"},{"$error":"#DIV/0!"},{"$error":"#DIV/0!"},{"$error":"#DIV/0!"},{"$error":"#DIV/0!"},{"$error":"#DIV/0!"},{"$error":"#DIV/0!"},{"$error":"#DIV/0!"},{"$error":"#DIV/0!"},{"$error":"#DIV/0!"},{"$error":"#DIV/0!"},{"$error":"#DIV/0!"},{"$error":"#DIV/0!"},{"$error":"#DIV/0!"},{"$error":"#DIV/0!"},{"$error":"#DIV/0!"},{"$error":"#DIV/0!"},{"$error":"#DIV/0!"},{"$error":"#DIV/0!"},{"$error":"#DIV/0!"},{"$error":"#DIV/0!"},"冷房COP比","βc"]
[null,null,"Σ",{"$f":"$D$237*D319","v":{"$error":"#DIV/0!"}},{"$f":"$E$237*E319","v":{"$error":"#DIV/0!"}},{"$f":"$F$237*F319","v":{"$error":"#DIV/0!"}},{"$f":"$G$237*G319","v":{"$error":"#DIV/0!"}},{"$f":"$H$237*H319","v":{"$error":"#DIV/0!"}},{"$f":"$I$237*I319","v":{"$error":"#DIV/0!"}},{"$f":"$J$237*J319","v":{"$error":"#DIV/0!"}},{"$f":"$K$237*K319","v":{"$error":"#DIV/0!"}},{"$f":"$L$237*L319","v":{"$error":"#DIV/0!"}},{"$f":"$M$237*M319","v":{"$error":"#DIV/0!"}},{"$f":"$N$237*N319","v":{"$error":"#DIV/0!"}},{"$f":"$O$237*O319","v":{"$error":"#DIV/0!"}},{"$f":"$P$237*P319","v":{"$error":"#DIV/0!"}},{"$f":"$Q$237*Q319","v":{"$error":"#DIV/0!"}},{"$f":"$R$237*R319","v":{"$error":"#DIV/0!"}},{"$f":"$S$237*S319","v":{"$error":"#DIV/0!"}},{"$f":"$T$237*T319","v":{"$error":"#DIV/0!"}},{"$f":"$U$237*U319","v":{"$error":"#DIV/0!"}},{"$f":"$V$237*V319","v":{"$error":"#DIV/0!"}},{"$f":"$W$237*W319","v":{"$error":"#DIV/0!"}},{"$f":"$X$237*X319","v":{"$error":"#DIV/0!"}},{"$f":"$Y$237*Y319","v":{"$error":"#DIV/0!"}},{"$f":"$Z$237*Z319","v":{"$error":"#DIV/0!"}},{"$f":"$AA$237*AA319","v":{"$error":"#DIV/0!"}},{"$f":"$AB$237*AB319","v":{"$error":"#DIV/0!"}},{"$f":"$AC$237*AC319","v":{"$error":"#DIV/0!"}},{"$f":"$AD$237*AD319","v":{"$error":"#DIV/0!"}},{"$f":"$AE$237*AE319","v":{"$error":"#DIV/0!"}},{"$f":"$AF$237*AF319","v":{"$error":"#DIV/0!"}},{"$f":"$AG$237*AG319","v":{"$error":"#DIV/0!"}},{"$f":"$AH$237*AH319","v":{"$error":"#DIV/0!"}},{"$f":"$AI$237*AI319","v":{"$error":"#DIV/0!"}},{"$f":"$AJ$237*AJ319","v":{"$error":"#DIV/0!"}},{"$f":"$AK$237*AK319","v":{"$error":"#DIV/0!"}},{"$f":"$AL$237*AL319","v":{"$error":"#DIV/0!"}},{"$f":"$AM$237*AM319","v":{"$error":"#DIV/0!"}},{"$f":"$AN$237*AN319","v":{"$error":"#DIV/0!"}},{"$f":"$AO$237*AO319","v":{"$error":"#DIV/0!"}},{"$f":"$AP$237*AP319","v":{"$error":"#DIV/0!"}},{"$f":"$AQ$237*AQ319","v":{"$error":"#DIV/0!"}},{"$f":"$AR$237*AR319","v":{"$error":"#DIV/0!"}},{"$f":"$AS$237*AS319","v":{"$error":"#DIV/0!"}},{"$f":"SUM($D324:$AS324)","v":{"$error":"#DIV/0!"}},"Σ"]
[null,"後5","冷房時エネルギー消費量比",{"$f":"D$238/D329","v":{"$error":"#DIV/0!"}},{"$f":"E$238/E329","v":{"$error":"#DIV/0!"}},{"$error":"#DIV/0!"},{"$error":"#DIV/0!"},{"$error":"#DIV/0!"},{"$error":"#DIV/0!"},{"$error":"#DIV/0!"},{"$error":"#DIV/0!"},{"$error":"#DIV/0!"},{"$error":"#DIV/0!"},{"$error":"#DIV/0!"},{"$error":"#DIV/0!"},{"$error":"#DIV/0!"},{"$error":"#DIV/0!"},{"$error":"#DIV/0!"},{"$error":"#DIV/0!"},{"$error":"#DIV/0!"},{"$error":"#DIV/0!"},{"$error":"#DIV/0!"},{"$error":"#DIV/0!"},{"$error":"#DIV/0!"},{"$error":"#DIV/0!"},{"$error":"#DIV/0!"},{"$error":"#DIV/0!"},{"$error":"#DIV/0!"},{"$error":"#DIV/0!"},{"$error":"#DIV/0!"},{"$error":"#DIV/0!"},{"$error":"#DIV/0!"},{"$error":"#DIV/0!"},{"$error":"#DIV/0!"},{"$error":"#DIV/0!"},{"$error":"#DIV/0!"},{"$error":"#DIV/0!"},{"$error":"#DIV/0!"},{"$error":"#DIV/0!"},{"$error":"#DIV/0!"},{"$error":"#DIV/0!"},{"$error":"#DIV/0!"},{"$error":"#DIV/0!"},{"$error":"#DIV/0!"},{"$error":"#DIV/0!"},"冷房時エネルギー消費量比","εc"]
[null,null,"冷房能力",{"$f":"($U$43-1.054*$U$43)/6*(D$224-35)+$U$43","v":0},0,0,0,0,0,0,0,0,0,0,0,0,0,0,0,0,0,0,0,0,0,0,0,0,0,0,0,0,0,0,0,0,0,0,0,0,0,0,0,0,0,"冷房能力","Φc"]
[null,null,"冷房エネルギー消費量",{"$f":"($U$44-0.94*$U$44)/6*(D$224-35)+$U$44","v":0},0,0,0,0,0,0,0,0,0,0,0,0,0,0,0,0,0,0,0,0,0,0,0,0,0,0,0,0,0,0,0,0,0,0,0,0,0,0,0,0,0,"冷房エネルギー消費量","Pc"]
[null,null,"冷房COP",{"$f":"D326/(D327+$U$45*$I$46*$D$238)","v":{"$error":"#DIV/0!"}},{"$f":"E326/(E327+$U$45*$I$46*$E$238)","v":{"$error":"#DIV/0!"}},{"$f":"F326/(F327+$U$45*$I$46*$F$238)","v":{"$error":"#DIV/0!"}},{"$f":"G326/(G327+$U$45*$I$46*$G$238)","v":{"$error":"#DIV/0!"}},{"$f":"H326/(H327+$U$45*$I$46*$H$238)","v":{"$error":"#DIV/0!"}},{"$f":"I326/(I327+$U$45*$I$46*$I$238)","v":{"$error":"#DIV/0!"}},{"$f":"J326/(J327+$U$45*$I$46*$J$238)","v":{"$error":"#DIV/0!"}},{"$f":"K326/(K327+$U$45*$I$46*$K$238)","v":{"$error":"#DIV/0!"}},{"$f":"L326/(L327+$U$45*$I$46*$L$238)","v":{"$error":"#DIV/0!"}},{"$f":"M326/(M327+$U$45*$I$46*$M$238)","v":{"$error":"#DIV/0!"}},{"$f":"N326/(N327+$U$45*$I$46*$N$238)","v":{"$error":"#DIV/0!"}},{"$f":"O326/(O327+$U$45*$I$46*$O$238)","v":{"$error":"#DIV/0!"}},{"$f":"P326/(P327+$U$45*$I$46*$P$238)","v":{"$error":"#DIV/0!"}},{"$f":"Q326/(Q327+$U$45*$I$46*$Q$238)","v":{"$error":"#DIV/0!"}},{"$f":"R326/(R327+$U$45*$I$46*$R$238)","v":{"$error":"#DIV/0!"}},{"$f":"S326/(S327+$U$45*$I$46*$S$238)","v":{"$error":"#DIV/0!"}},{"$f":"T326/(T327+$U$45*$I$46*$T$238)","v":{"$error":"#DIV/0!"}},{"$f":"U326/(U327+$U$45*$I$46*$U$238)","v":{"$error":"#DIV/0!"}},{"$f":"V326/(V327+$U$45*$I$46*$V$238)","v":{"$error":"#DIV/0!"}},{"$f":"W326/(W327+$U$45*$I$46*$W$238)","v":{"$error":"#DIV/0!"}},{"$f":"X326/(X327+$U$45*$I$46*$X$238)","v":{"$error":"#DIV/0!"}},{"$f":"Y326/(Y327+$U$45*$I$46*$Y$238)","v":{"$error":"#DIV/0!"}},{"$f":"Z326/(Z327+$U$45*$I$46*$Z$238)","v":{"$error":"#DIV/0!"}},{"$f":"AA326/(AA327+$U$45*$I$46*$AA$238)","v":{"$error":"#DIV/0!"}},{"$f":"AB326/(AB327+$U$45*$I$46*$AB$238)","v":{"$error":"#DIV/0!"}},{"$f":"AC326/(AC327+$U$45*$I$46*$AC$238)","v":{"$error":"#DIV/0!"}},{"$f":"AD326/(AD327+$U$45*$I$46*$AD$238)","v":{"$error":"#DIV/0!"}},{"$f":"AE326/(AE327+$U$45*$I$46*$AE$238)","v":{"$error":"#DIV/0!"}},{"$f":"AF326/(AF327+$U$45*$I$46*$AF$238)","v":{"$error":"#DIV/0!"}},{"$f":"AG326/(AG327+$U$45*$I$46*$AG$238)","v":{"$error":"#DIV/0!"}},{"$f":"AH326/(AH327+$U$45*$I$46*$AH$238)","v":{"$error":"#DIV/0!"}},{"$f":"AI326/(AI327+$U$45*$I$46*$AI$238)","v":{"$error":"#DIV/0!"}},{"$f":"AJ326/(AJ327+$U$45*$I$46*$AJ$238)","v":{"$error":"#DIV/0!"}},{"$f":"AK326/(AK327+$U$45*$I$46*$AK$238)","v":{"$error":"#DIV/0!"}},{"$f":"AL326/(AL327+$U$45*$I$46*$AL$238)","v":{"$error":"#DIV/0!"}},{"$f":"AM326/(AM327+$U$45*$I$46*$AM$238)","v":{"$error":"#DIV/0!"}},{"$f":"AN326/(AN327+$U$45*$I$46*$AN$238)","v":{"$error":"#DIV/0!"}},{"$f":"AO326/(AO327+$U$45*$I$46*$AO$238)","v":{"$error":"#DIV/0!"}},{"$f":"AP326/(AP327+$U$45*$I$46*$AP$238)","v":{"$error":"#DIV/0!"}},{"$f":"AQ326/(AQ327+$U$45*$I$46*$AQ$238)","v":{"$error":"#DIV/0!"}},{"$f":"AR326/(AR327+$U$45*$I$46*$AR$238)","v":{"$error":"#DIV/0!"}},{"$f":"AS326/(AS327+$U$45*$I$46*$AS$238)","v":{"$error":"#DIV/0!"}},"冷房COP","σc"]
[null,null,"冷房COP比",{"$f":"D328/$U$46","v":{"$error":"#DIV/0!"}},{"$error":"#DIV/0!"},{"$error":"#DIV/0!"},{"$error":"#DIV/0!"},{"$error":"#DIV/0!"},{"$error":"#DIV/0!"},{"$error":"#DIV/0!"},{"$error":"#DIV/0!"},{"$error":"#DIV/0!"},{"$error":"#DIV/0!"},{"$error":"#DIV/0!"},{"$error":"#DIV/0!"},{"$error":"#DIV/0!"},{"$error":"#DIV/0!"},{"$error":"#DIV/0!"},{"$error":"#DIV/0!"},{"$error":"#DIV/0!"},{"$error":"#DIV/0!"},{"$error":"#DIV/0!"},{"$error":"#DIV/0!"},{"$error":"#DIV/0!"},{"$error":"#DIV/0!"},{"$error":"#DIV/0!"},{"$error":"#DIV/0!"},{"$error":"#DIV/0!"},{"$error":"#DIV/0!"},{"$error":"#DIV/0!"},{"$error":"#DIV/0!"},{"$error":"#DIV/0!"},{"$error":"#DIV/0!"},{"$error":"#DIV/0!"},{"$error":"#DIV/0!"},{"$error":"#DIV/0!"},{"$error":"#DIV/0!"},{"$error":"#DIV/0!"},{"$error":"#DIV/0!"},{"$error":"#DIV/0!"},{"$error":"#DIV/0!"},{"$error":"#DIV/0!"},{"$error":"#DIV/0!"},{"$error":"#DIV/0!"},{"$error":"#DIV/0!"},"冷房COP比","βc"]
[null,null,"Σ",{"$f":"$D$237*D325","v":{"$error":"#DIV/0!"}},{"$f":"$E$237*E325","v":{"$error":"#DIV/0!"}},{"$f":"$F$237*F325","v":{"$error":"#DIV/0!"}},{"$f":"$G$237*G325","v":{"$error":"#DIV/0!"}},{"$f":"$H$237*H325","v":{"$error":"#DIV/0!"}},{"$f":"$I$237*I325","v":{"$error":"#DIV/0!"}},{"$f":"$J$237*J325","v":{"$error":"#DIV/0!"}},{"$f":"$K$237*K325","v":{"$error":"#DIV/0!"}},{"$f":"$L$237*L325","v":{"$error":"#DIV/0!"}},{"$f":"$M$237*M325","v":{"$error":"#DIV/0!"}},{"$f":"$N$237*N325","v":{"$error":"#DIV/0!"}},{"$f":"$O$237*O325","v":{"$error":"#DIV/0!"}},{"$f":"$P$237*P325","v":{"$error":"#DIV/0!"}},{"$f":"$Q$237*Q325","v":{"$error":"#DIV/0!"}},{"$f":"$R$237*R325","v":{"$error":"#DIV/0!"}},{"$f":"$S$237*S325","v":{"$error":"#DIV/0!"}},{"$f":"$T$237*T325","v":{"$error":"#DIV/0!"}},{"$f":"$U$237*U325","v":{"$error":"#DIV/0!"}},{"$f":"$V$237*V325","v":{"$error":"#DIV/0!"}},{"$f":"$W$237*W325","v":{"$error":"#DIV/0!"}},{"$f":"$X$237*X325","v":{"$error":"#DIV/0!"}},{"$f":"$Y$237*Y325","v":{"$error":"#DIV/0!"}},{"$f":"$Z$237*Z325","v":{"$error":"#DIV/0!"}},{"$f":"$AA$237*AA325","v":{"$error":"#DIV/0!"}},{"$f":"$AB$237*AB325","v":{"$error":"#DIV/0!"}},{"$f":"$AC$237*AC325","v":{"$error":"#DIV/0!"}},{"$f":"$AD$237*AD325","v":{"$error":"#DIV/0!"}},{"$f":"$AE$237*AE325","v":{"$error":"#DIV/0!"}},{"$f":"$AF$237*AF325","v":{"$error":"#DIV/0!"}},{"$f":"$AG$237*AG325","v":{"$error":"#DIV/0!"}},{"$f":"$AH$237*AH325","v":{"$error":"#DIV/0!"}},{"$f":"$AI$237*AI325","v":{"$error":"#DIV/0!"}},{"$f":"$AJ$237*AJ325","v":{"$error":"#DIV/0!"}},{"$f":"$AK$237*AK325","v":{"$error":"#DIV/0!"}},{"$f":"$AL$237*AL325","v":{"$error":"#DIV/0!"}},{"$f":"$AM$237*AM325","v":{"$error":"#DIV/0!"}},{"$f":"$AN$237*AN325","v":{"$error":"#DIV/0!"}},{"$f":"$AO$237*AO325","v":{"$error":"#DIV/0!"}},{"$f":"$AP$237*AP325","v":{"$error":"#DIV/0!"}},{"$f":"$AQ$237*AQ325","v":{"$error":"#DIV/0!"}},{"$f":"$AR$237*AR325","v":{"$error":"#DIV/0!"}},{"$f":"$AS$237*AS325","v":{"$error":"#DIV/0!"}},{"$f":"SUM($D330:$AS330)","v":{"$error":"#DIV/0!"}},"Σ"]
[null,"後6","冷房時エネルギー消費量比",{"$f":"D$238/D335","v":{"$error":"#DIV/0!"}},{"$f":"E$238/E335","v":{"$error":"#DIV/0!"}},{"$error":"#DIV/0!"},{"$error":"#DIV/0!"},{"$error":"#DIV/0!"},{"$error":"#DIV/0!"},{"$error":"#DIV/0!"},{"$error":"#DIV/0!"},{"$error":"#DIV/0!"},{"$error":"#DIV/0!"},{"$error":"#DIV/0!"},{"$error":"#DIV/0!"},{"$error":"#DIV/0!"},{"$error":"#DIV/0!"},{"$error":"#DIV/0!"},{"$error":"#DIV/0!"},{"$error":"#DIV/0!"},{"$error":"#DIV/0!"},{"$error":"#DIV/0!"},{"$error":"#DIV/0!"},{"$error":"#DIV/0!"},{"$error":"#DIV/0!"},{"$error":"#DIV/0!"},{"$error":"#DIV/0!"},{"$error":"#DIV/0!"},{"$error":"#DIV/0!"},{"$error":"#DIV/0!"},{"$error":"#DIV/0!"},{"$error":"#DIV/0!"},{"$error":"#DIV/0!"},{"$error":"#DIV/0!"},{"$error":"#DIV/0!"},{"$error":"#DIV/0!"},{"$error":"#DIV/0!"},{"$error":"#DIV/0!"},{"$error":"#DIV/0!"},{"$error":"#DIV/0!"},{"$error":"#DIV/0!"},{"$error":"#DIV/0!"},{"$error":"#DIV/0!"},{"$error":"#DIV/0!"},{"$error":"#DIV/0!"},"冷房時エネルギー消費量比","εc"]
[null,null,"冷房能力",{"$f":"($V$43-1.054*$V$43)/6*(D$224-35)+$V$43","v":0},0,0,0,0,0,0,0,0,0,0,0,0,0,0,0,0,0,0,0,0,0,0,0,0,0,0,0,0,0,0,0,0,0,0,0,0,0,0,0,0,0,"冷房能力","Φc"]
[null,null,"冷房エネルギー消費量",{"$f":"($V$44-0.94*$V$44)/6*(D$224-35)+$V$44","v":0},0,0,0,0,0,0,0,0,0,0,0,0,0,0,0,0,0,0,0,0,0,0,0,0,0,0,0,0,0,0,0,0,0,0,0,0,0,0,0,0,0,"冷房エネルギー消費量","Pc"]
[null,null,"冷房COP",{"$f":"D332/(D333+$V$45*$I$46*$D$238)","v":{"$error":"#DIV/0!"}},{"$f":"E332/(E333+$V$45*$I$46*$E$238)","v":{"$error":"#DIV/0!"}},{"$f":"F332/(F333+$V$45*$I$46*$F$238)","v":{"$error":"#DIV/0!"}},{"$f":"G332/(G333+$V$45*$I$46*$G$238)","v":{"$error":"#DIV/0!"}},{"$f":"H332/(H333+$V$45*$I$46*$H$238)","v":{"$error":"#DIV/0!"}},{"$f":"I332/(I333+$V$45*$I$46*$I$238)","v":{"$error":"#DIV/0!"}},{"$f":"J332/(J333+$V$45*$I$46*$J$238)","v":{"$error":"#DIV/0!"}},{"$f":"K332/(K333+$V$45*$I$46*$K$238)","v":{"$error":"#DIV/0!"}},{"$f":"L332/(L333+$V$45*$I$46*$L$238)","v":{"$error":"#DIV/0!"}},{"$f":"M332/(M333+$V$45*$I$46*$M$238)","v":{"$error":"#DIV/0!"}},{"$f":"N332/(N333+$V$45*$I$46*$N$238)","v":{"$error":"#DIV/0!"}},{"$f":"O332/(O333+$V$45*$I$46*$O$238)","v":{"$error":"#DIV/0!"}},{"$f":"P332/(P333+$V$45*$I$46*$P$238)","v":{"$error":"#DIV/0!"}},{"$f":"Q332/(Q333+$V$45*$I$46*$Q$238)","v":{"$error":"#DIV/0!"}},{"$f":"R332/(R333+$V$45*$I$46*$R$238)","v":{"$error":"#DIV/0!"}},{"$f":"S332/(S333+$V$45*$I$46*$S$238)","v":{"$error":"#DIV/0!"}},{"$f":"T332/(T333+$V$45*$I$46*$T$238)","v":{"$error":"#DIV/0!"}},{"$f":"U332/(U333+$V$45*$I$46*$U$238)","v":{"$error":"#DIV/0!"}},{"$f":"V332/(V333+$V$45*$I$46*$V$238)","v":{"$error":"#DIV/0!"}},{"$f":"W332/(W333+$V$45*$I$46*$W$238)","v":{"$error":"#DIV/0!"}},{"$f":"X332/(X333+$V$45*$I$46*$X$238)","v":{"$error":"#DIV/0!"}},{"$f":"Y332/(Y333+$V$45*$I$46*$Y$238)","v":{"$error":"#DIV/0!"}},{"$f":"Z332/(Z333+$V$45*$I$46*$Z$238)","v":{"$error":"#DIV/0!"}},{"$f":"AA332/(AA333+$V$45*$I$46*$AA$238)","v":{"$error":"#DIV/0!"}},{"$f":"AB332/(AB333+$V$45*$I$46*$AB$238)","v":{"$error":"#DIV/0!"}},{"$f":"AC332/(AC333+$V$45*$I$46*$AC$238)","v":{"$error":"#DIV/0!"}},{"$f":"AD332/(AD333+$V$45*$I$46*$AD$238)","v":{"$error":"#DIV/0!"}},{"$f":"AE332/(AE333+$V$45*$I$46*$AE$238)","v":{"$error":"#DIV/0!"}},{"$f":"AF332/(AF333+$V$45*$I$46*$AF$238)","v":{"$error":"#DIV/0!"}},{"$f":"AG332/(AG333+$V$45*$I$46*$AG$238)","v":{"$error":"#DIV/0!"}},{"$f":"AH332/(AH333+$V$45*$I$46*$AH$238)","v":{"$error":"#DIV/0!"}},{"$f":"AI332/(AI333+$V$45*$I$46*$AI$238)","v":{"$error":"#DIV/0!"}},{"$f":"AJ332/(AJ333+$V$45*$I$46*$AJ$238)","v":{"$error":"#DIV/0!"}},{"$f":"AK332/(AK333+$V$45*$I$46*$AK$238)","v":{"$error":"#DIV/0!"}},{"$f":"AL332/(AL333+$V$45*$I$46*$AL$238)","v":{"$error":"#DIV/0!"}},{"$f":"AM332/(AM333+$V$45*$I$46*$AM$238)","v":{"$error":"#DIV/0!"}},{"$f":"AN332/(AN333+$V$45*$I$46*$AN$238)","v":{"$error":"#DIV/0!"}},{"$f":"AO332/(AO333+$V$45*$I$46*$AO$238)","v":{"$error":"#DIV/0!"}},{"$f":"AP332/(AP333+$V$45*$I$46*$AP$238)","v":{"$error":"#DIV/0!"}},{"$f":"AQ332/(AQ333+$V$45*$I$46*$AQ$238)","v":{"$error":"#DIV/0!"}},{"$f":"AR332/(AR333+$V$45*$I$46*$AR$238)","v":{"$error":"#DIV/0!"}},{"$f":"AS332/(AS333+$V$45*$I$46*$AS$238)","v":{"$error":"#DIV/0!"}},"冷房COP","σc"]
[null,null,"冷房COP比",{"$f":"D334/$V$46","v":{"$error":"#DIV/0!"}},{"$error":"#DIV/0!"},{"$error":"#DIV/0!"},{"$error":"#DIV/0!"},{"$error":"#DIV/0!"},{"$error":"#DIV/0!"},{"$error":"#DIV/0!"},{"$error":"#DIV/0!"},{"$error":"#DIV/0!"},{"$error":"#DIV/0!"},{"$error":"#DIV/0!"},{"$error":"#DIV/0!"},{"$error":"#DIV/0!"},{"$error":"#DIV/0!"},{"$error":"#DIV/0!"},{"$error":"#DIV/0!"},{"$error":"#DIV/0!"},{"$error":"#DIV/0!"},{"$error":"#DIV/0!"},{"$error":"#DIV/0!"},{"$error":"#DIV/0!"},{"$error":"#DIV/0!"},{"$error":"#DIV/0!"},{"$error":"#DIV/0!"},{"$error":"#DIV/0!"},{"$error":"#DIV/0!"},{"$error":"#DIV/0!"},{"$error":"#DIV/0!"},{"$error":"#DIV/0!"},{"$error":"#DIV/0!"},{"$error":"#DIV/0!"},{"$error":"#DIV/0!"},{"$error":"#DIV/0!"},{"$error":"#DIV/0!"},{"$error":"#DIV/0!"},{"$error":"#DIV/0!"},{"$error":"#DIV/0!"},{"$error":"#DIV/0!"},{"$error":"#DIV/0!"},{"$error":"#DIV/0!"},{"$error":"#DIV/0!"},{"$error":"#DIV/0!"},"冷房COP比","βc"]
[null,null,"Σ",{"$f":"$D$237*D331","v":{"$error":"#DIV/0!"}},{"$f":"$E$237*E331","v":{"$error":"#DIV/0!"}},{"$f":"$F$237*F331","v":{"$error":"#DIV/0!"}},{"$f":"$G$237*G331","v":{"$error":"#DIV/0!"}},{"$f":"$H$237*H331","v":{"$error":"#DIV/0!"}},{"$f":"$I$237*I331","v":{"$error":"#DIV/0!"}},{"$f":"$J$237*J331","v":{"$error":"#DIV/0!"}},{"$f":"$K$237*K331","v":{"$error":"#DIV/0!"}},{"$f":"$L$237*L331","v":{"$error":"#DIV/0!"}},{"$f":"$M$237*M331","v":{"$error":"#DIV/0!"}},{"$f":"$N$237*N331","v":{"$error":"#DIV/0!"}},{"$f":"$O$237*O331","v":{"$error":"#DIV/0!"}},{"$f":"$P$237*P331","v":{"$error":"#DIV/0!"}},{"$f":"$Q$237*Q331","v":{"$error":"#DIV/0!"}},{"$f":"$R$237*R331","v":{"$error":"#DIV/0!"}},{"$f":"$S$237*S331","v":{"$error":"#DIV/0!"}},{"$f":"$T$237*T331","v":{"$error":"#DIV/0!"}},{"$f":"$U$237*U331","v":{"$error":"#DIV/0!"}},{"$f":"$V$237*V331","v":{"$error":"#DIV/0!"}},{"$f":"$W$237*W331","v":{"$error":"#DIV/0!"}},{"$f":"$X$237*X331","v":{"$error":"#DIV/0!"}},{"$f":"$Y$237*Y331","v":{"$error":"#DIV/0!"}},{"$f":"$Z$237*Z331","v":{"$error":"#DIV/0!"}},{"$f":"$AA$237*AA331","v":{"$error":"#DIV/0!"}},{"$f":"$AB$237*AB331","v":{"$error":"#DIV/0!"}},{"$f":"$AC$237*AC331","v":{"$error":"#DIV/0!"}},{"$f":"$AD$237*AD331","v":{"$error":"#DIV/0!"}},{"$f":"$AE$237*AE331","v":{"$error":"#DIV/0!"}},{"$f":"$AF$237*AF331","v":{"$error":"#DIV/0!"}},{"$f":"$AG$237*AG331","v":{"$error":"#DIV/0!"}},{"$f":"$AH$237*AH331","v":{"$error":"#DIV/0!"}},{"$f":"$AI$237*AI331","v":{"$error":"#DIV/0!"}},{"$f":"$AJ$237*AJ331","v":{"$error":"#DIV/0!"}},{"$f":"$AK$237*AK331","v":{"$error":"#DIV/0!"}},{"$f":"$AL$237*AL331","v":{"$error":"#DIV/0!"}},{"$f":"$AM$237*AM331","v":{"$error":"#DIV/0!"}},{"$f":"$AN$237*AN331","v":{"$error":"#DIV/0!"}},{"$f":"$AO$237*AO331","v":{"$error":"#DIV/0!"}},{"$f":"$AP$237*AP331","v":{"$error":"#DIV/0!"}},{"$f":"$AQ$237*AQ331","v":{"$error":"#DIV/0!"}},{"$f":"$AR$237*AR331","v":{"$error":"#DIV/0!"}},{"$f":"$AS$237*AS331","v":{"$error":"#DIV/0!"}},{"$f":"SUM($D336:$AS336)","v":{"$error":"#DIV/0!"}},"Σ"]
[null,"後7","冷房時エネルギー消費量比",{"$f":"D$238/D341","v":{"$error":"#DIV/0!"}},{"$f":"E$238/E341","v":{"$error":"#DIV/0!"}},{"$error":"#DIV/0!"},{"$error":"#DIV/0!"},{"$error":"#DIV/0!"},{"$error":"#DIV/0!"},{"$error":"#DIV/0!"},{"$error":"#DIV/0!"},{"$error":"#DIV/0!"},{"$error":"#DIV/0!"},{"$error":"#DIV/0!"},{"$error":"#DIV/0!"},{"$error":"#DIV/0!"},{"$error":"#DIV/0!"},{"$error":"#DIV/0!"},{"$error":"#DIV/0!"},{"$error":"#DIV/0!"},{"$error":"#DIV/0!"},{"$error":"#DIV/0!"},{"$error":"#DIV/0!"},{"$error":"#DIV/0!"},{"$error":"#DIV/0!"},{"$error":"#DIV/0!"},{"$error":"#DIV/0!"},{"$error":"#DIV/0!"},{"$error":"#DIV/0!"},{"$error":"#DIV/0!"},{"$error":"#DIV/0!"},{"$error":"#DIV/0!"},{"$error":"#DIV/0!"},{"$error":"#DIV/0!"},{"$error":"#DIV/0!"},{"$error":"#DIV/0!"},{"$error":"#DIV/0!"},{"$error":"#DIV/0!"},{"$error":"#DIV/0!"},{"$error":"#DIV/0!"},{"$error":"#DIV/0!"},{"$error":"#DIV/0!"},{"$error":"#DIV/0!"},{"$error":"#DIV/0!"},{"$error":"#DIV/0!"},"冷房時エネルギー消費量比","εc"]
[null,null,"冷房能力",{"$f":"($W$43-1.054*$W$43)/6*(D$224-35)+$W$43","v":0},0,0,0,0,0,0,0,0,0,0,0,0,0,0,0,0,0,0,0,0,0,0,0,0,0,0,0,0,0,0,0,0,0,0,0,0,0,0,0,0,0,"冷房能力","Φc"]
[null,null,"冷房エネルギー消費量",{"$f":"($W$44-0.94*$W$44)/6*(D$224-35)+$W$44","v":0},0,0,0,0,0,0,0,0,0,0,0,0,0,0,0,0,0,0,0,0,0,0,0,0,0,0,0,0,0,0,0,0,0,0,0,0,0,0,0,0,0,"冷房エネルギー消費量","Pc"]
[null,null,"冷房COP",{"$f":"D338/(D339+$W$45*$I$46*$D$238)","v":{"$error":"#DIV/0!"}},{"$f":"E338/(E339+$W$45*$I$46*$E$238)","v":{"$error":"#DIV/0!"}},{"$f":"F338/(F339+$W$45*$I$46*$F$238)","v":{"$error":"#DIV/0!"}},{"$f":"G338/(G339+$W$45*$I$46*$G$238)","v":{"$error":"#DIV/0!"}},{"$f":"H338/(H339+$W$45*$I$46*$H$238)","v":{"$error":"#DIV/0!"}},{"$f":"I338/(I339+$W$45*$I$46*$I$238)","v":{"$error":"#DIV/0!"}},{"$f":"J338/(J339+$W$45*$I$46*$J$238)","v":{"$error":"#DIV/0!"}},{"$f":"K338/(K339+$W$45*$I$46*$K$238)","v":{"$error":"#DIV/0!"}},{"$f":"L338/(L339+$W$45*$I$46*$L$238)","v":{"$error":"#DIV/0!"}},{"$f":"M338/(M339+$W$45*$I$46*$M$238)","v":{"$error":"#DIV/0!"}},{"$f":"N338/(N339+$W$45*$I$46*$N$238)","v":{"$error":"#DIV/0!"}},{"$f":"O338/(O339+$W$45*$I$46*$O$238)","v":{"$error":"#DIV/0!"}},{"$f":"P338/(P339+$W$45*$I$46*$P$238)","v":{"$error":"#DIV/0!"}},{"$f":"Q338/(Q339+$W$45*$I$46*$Q$238)","v":{"$error":"#DIV/0!"}},{"$f":"R338/(R339+$W$45*$I$46*$R$238)","v":{"$error":"#DIV/0!"}},{"$f":"S338/(S339+$W$45*$I$46*$S$238)","v":{"$error":"#DIV/0!"}},{"$f":"T338/(T339+$W$45*$I$46*$T$238)","v":{"$error":"#DIV/0!"}},{"$f":"U338/(U339+$W$45*$I$46*$U$238)","v":{"$error":"#DIV/0!"}},{"$f":"V338/(V339+$W$45*$I$46*$V$238)","v":{"$error":"#DIV/0!"}},{"$f":"W338/(W339+$W$45*$I$46*$W$238)","v":{"$error":"#DIV/0!"}},{"$f":"X338/(X339+$W$45*$I$46*$X$238)","v":{"$error":"#DIV/0!"}},{"$f":"Y338/(Y339+$W$45*$I$46*$Y$238)","v":{"$error":"#DIV/0!"}},{"$f":"Z338/(Z339+$W$45*$I$46*$Z$238)","v":{"$error":"#DIV/0!"}},{"$f":"AA338/(AA339+$W$45*$I$46*$AA$238)","v":{"$error":"#DIV/0!"}},{"$f":"AB338/(AB339+$W$45*$I$46*$AB$238)","v":{"$error":"#DIV/0!"}},{"$f":"AC338/(AC339+$W$45*$I$46*$AC$238)","v":{"$error":"#DIV/0!"}},{"$f":"AD338/(AD339+$W$45*$I$46*$AD$238)","v":{"$error":"#DIV/0!"}},{"$f":"AE338/(AE339+$W$45*$I$46*$AE$238)","v":{"$error":"#DIV/0!"}},{"$f":"AF338/(AF339+$W$45*$I$46*$AF$238)","v":{"$error":"#DIV/0!"}},{"$f":"AG338/(AG339+$W$45*$I$46*$AG$238)","v":{"$error":"#DIV/0!"}},{"$f":"AH338/(AH339+$W$45*$I$46*$AH$238)","v":{"$error":"#DIV/0!"}},{"$f":"AI338/(AI339+$W$45*$I$46*$AI$238)","v":{"$error":"#DIV/0!"}},{"$f":"AJ338/(AJ339+$W$45*$I$46*$AJ$238)","v":{"$error":"#DIV/0!"}},{"$f":"AK338/(AK339+$W$45*$I$46*$AK$238)","v":{"$error":"#DIV/0!"}},{"$f":"AL338/(AL339+$W$45*$I$46*$AL$238)","v":{"$error":"#DIV/0!"}},{"$f":"AM338/(AM339+$W$45*$I$46*$AM$238)","v":{"$error":"#DIV/0!"}},{"$f":"AN338/(AN339+$W$45*$I$46*$AN$238)","v":{"$error":"#DIV/0!"}},{"$f":"AO338/(AO339+$W$45*$I$46*$AO$238)","v":{"$error":"#DIV/0!"}},{"$f":"AP338/(AP339+$W$45*$I$46*$AP$238)","v":{"$error":"#DIV/0!"}},{"$f":"AQ338/(AQ339+$W$45*$I$46*$AQ$238)","v":{"$error":"#DIV/0!"}},{"$f":"AR338/(AR339+$W$45*$I$46*$AR$238)","v":{"$error":"#DIV/0!"}},{"$f":"AS338/(AS339+$W$45*$I$46*$AS$238)","v":{"$error":"#DIV/0!"}},"冷房COP","σc"]
[null,null,"冷房COP比",{"$f":"D340/$W$46","v":{"$error":"#DIV/0!"}},{"$error":"#DIV/0!"},{"$error":"#DIV/0!"},{"$error":"#DIV/0!"},{"$error":"#DIV/0!"},{"$error":"#DIV/0!"},{"$error":"#DIV/0!"},{"$error":"#DIV/0!"},{"$error":"#DIV/0!"},{"$error":"#DIV/0!"},{"$error":"#DIV/0!"},{"$error":"#DIV/0!"},{"$error":"#DIV/0!"},{"$error":"#DIV/0!"},{"$error":"#DIV/0!"},{"$error":"#DIV/0!"},{"$error":"#DIV/0!"},{"$error":"#DIV/0!"},{"$error":"#DIV/0!"},{"$error":"#DIV/0!"},{"$error":"#DIV/0!"},{"$error":"#DIV/0!"},{"$error":"#DIV/0!"},{"$error":"#DIV/0!"},{"$error":"#DIV/0!"},{"$error":"#DIV/0!"},{"$error":"#DIV/0!"},{"$error":"#DIV/0!"},{"$error":"#DIV/0!"},{"$error":"#DIV/0!"},{"$error":"#DIV/0!"},{"$error":"#DIV/0!"},{"$error":"#DIV/0!"},{"$error":"#DIV/0!"},{"$error":"#DIV/0!"},{"$error":"#DIV/0!"},{"$error":"#DIV/0!"},{"$error":"#DIV/0!"},{"$error":"#DIV/0!"},{"$error":"#DIV/0!"},{"$error":"#DIV/0!"},{"$error":"#DIV/0!"},"冷房COP比","βc"]
[null,null,"Σ",{"$f":"$D$237*D337","v":{"$error":"#DIV/0!"}},{"$f":"$E$237*E337","v":{"$error":"#DIV/0!"}},{"$f":"$F$237*F337","v":{"$error":"#DIV/0!"}},{"$f":"$G$237*G337","v":{"$error":"#DIV/0!"}},{"$f":"$H$237*H337","v":{"$error":"#DIV/0!"}},{"$f":"$I$237*I337","v":{"$error":"#DIV/0!"}},{"$f":"$J$237*J337","v":{"$error":"#DIV/0!"}},{"$f":"$K$237*K337","v":{"$error":"#DIV/0!"}},{"$f":"$L$237*L337","v":{"$error":"#DIV/0!"}},{"$f":"$M$237*M337","v":{"$error":"#DIV/0!"}},{"$f":"$N$237*N337","v":{"$error":"#DIV/0!"}},{"$f":"$O$237*O337","v":{"$error":"#DIV/0!"}},{"$f":"$P$237*P337","v":{"$error":"#DIV/0!"}},{"$f":"$Q$237*Q337","v":{"$error":"#DIV/0!"}},{"$f":"$R$237*R337","v":{"$error":"#DIV/0!"}},{"$f":"$S$237*S337","v":{"$error":"#DIV/0!"}},{"$f":"$T$237*T337","v":{"$error":"#DIV/0!"}},{"$f":"$U$237*U337","v":{"$error":"#DIV/0!"}},{"$f":"$V$237*V337","v":{"$error":"#DIV/0!"}},{"$f":"$W$237*W337","v":{"$error":"#DIV/0!"}},{"$f":"$X$237*X337","v":{"$error":"#DIV/0!"}},{"$f":"$Y$237*Y337","v":{"$error":"#DIV/0!"}},{"$f":"$Z$237*Z337","v":{"$error":"#DIV/0!"}},{"$f":"$AA$237*AA337","v":{"$error":"#DIV/0!"}},{"$f":"$AB$237*AB337","v":{"$error":"#DIV/0!"}},{"$f":"$AC$237*AC337","v":{"$error":"#DIV/0!"}},{"$f":"$AD$237*AD337","v":{"$error":"#DIV/0!"}},{"$f":"$AE$237*AE337","v":{"$error":"#DIV/0!"}},{"$f":"$AF$237*AF337","v":{"$error":"#DIV/0!"}},{"$f":"$AG$237*AG337","v":{"$error":"#DIV/0!"}},{"$f":"$AH$237*AH337","v":{"$error":"#DIV/0!"}},{"$f":"$AI$237*AI337","v":{"$error":"#DIV/0!"}},{"$f":"$AJ$237*AJ337","v":{"$error":"#DIV/0!"}},{"$f":"$AK$237*AK337","v":{"$error":"#DIV/0!"}},{"$f":"$AL$237*AL337","v":{"$error":"#DIV/0!"}},{"$f":"$AM$237*AM337","v":{"$error":"#DIV/0!"}},{"$f":"$AN$237*AN337","v":{"$error":"#DIV/0!"}},{"$f":"$AO$237*AO337","v":{"$error":"#DIV/0!"}},{"$f":"$AP$237*AP337","v":{"$error":"#DIV/0!"}},{"$f":"$AQ$237*AQ337","v":{"$error":"#DIV/0!"}},{"$f":"$AR$237*AR337","v":{"$error":"#DIV/0!"}},{"$f":"$AS$237*AS337","v":{"$error":"#DIV/0!"}},{"$f":"SUM($D342:$AS342)","v":{"$error":"#DIV/0!"}},"Σ"]
[null,"後8","冷房時エネルギー消費量比",{"$f":"D$238/D347","v":{"$error":"#DIV/0!"}},{"$f":"E$238/E347","v":{"$error":"#DIV/0!"}},{"$error":"#DIV/0!"},{"$error":"#DIV/0!"},{"$error":"#DIV/0!"},{"$error":"#DIV/0!"},{"$error":"#DIV/0!"},{"$error":"#DIV/0!"},{"$error":"#DIV/0!"},{"$error":"#DIV/0!"},{"$error":"#DIV/0!"},{"$error":"#DIV/0!"},{"$error":"#DIV/0!"},{"$error":"#DIV/0!"},{"$error":"#DIV/0!"},{"$error":"#DIV/0!"},{"$error":"#DIV/0!"},{"$error":"#DIV/0!"},{"$error":"#DIV/0!"},{"$error":"#DIV/0!"},{"$error":"#DIV/0!"},{"$error":"#DIV/0!"},{"$error":"#DIV/0!"},{"$error":"#DIV/0!"},{"$error":"#DIV/0!"},{"$error":"#DIV/0!"},{"$error":"#DIV/0!"},{"$error":"#DIV/0!"},{"$error":"#DIV/0!"},{"$error":"#DIV/0!"},{"$error":"#DIV/0!"},{"$error":"#DIV/0!"},{"$error":"#DIV/0!"},{"$error":"#DIV/0!"},{"$error":"#DIV/0!"},{"$error":"#DIV/0!"},{"$error":"#DIV/0!"},{"$error":"#DIV/0!"},{"$error":"#DIV/0!"},{"$error":"#DIV/0!"},{"$error":"#DIV/0!"},{"$error":"#DIV/0!"},"冷房時エネルギー消費量比","εc"]
[null,null,"冷房能力",{"$f":"($X$43-1.054*$X$43)/6*(D$224-35)+$X$43","v":0},0,0,0,0,0,0,0,0,0,0,0,0,0,0,0,0,0,0,0,0,0,0,0,0,0,0,0,0,0,0,0,0,0,0,0,0,0,0,0,0,0,"冷房能力","Φc"]
[null,null,"冷房エネルギー消費量",{"$f":"($X$44-0.94*$X$44)/6*(D$224-35)+$X$44","v":0},0,0,0,0,0,0,0,0,0,0,0,0,0,0,0,0,0,0,0,0,0,0,0,0,0,0,0,0,0,0,0,0,0,0,0,0,0,0,0,0,0,"冷房エネルギー消費量","Pc"]
[null,null,"冷房COP",{"$f":"D344/(D345+$X$45*$I$46*$D$238)","v":{"$error":"#DIV/0!"}},{"$f":"E344/(E345+$X$45*$I$46*$E$238)","v":{"$error":"#DIV/0!"}},{"$f":"F344/(F345+$X$45*$I$46*$F$238)","v":{"$error":"#DIV/0!"}},{"$f":"G344/(G345+$X$45*$I$46*$G$238)","v":{"$error":"#DIV/0!"}},{"$f":"H344/(H345+$X$45*$I$46*$H$238)","v":{"$error":"#DIV/0!"}},{"$f":"I344/(I345+$X$45*$I$46*$I$238)","v":{"$error":"#DIV/0!"}},{"$f":"J344/(J345+$X$45*$I$46*$J$238)","v":{"$error":"#DIV/0!"}},{"$f":"K344/(K345+$X$45*$I$46*$K$238)","v":{"$error":"#DIV/0!"}},{"$f":"L344/(L345+$X$45*$I$46*$L$238)","v":{"$error":"#DIV/0!"}},{"$f":"M344/(M345+$X$45*$I$46*$M$238)","v":{"$error":"#DIV/0!"}},{"$f":"N344/(N345+$X$45*$I$46*$N$238)","v":{"$error":"#DIV/0!"}},{"$f":"O344/(O345+$X$45*$I$46*$O$238)","v":{"$error":"#DIV/0!"}},{"$f":"P344/(P345+$X$45*$I$46*$P$238)","v":{"$error":"#DIV/0!"}},{"$f":"Q344/(Q345+$X$45*$I$46*$Q$238)","v":{"$error":"#DIV/0!"}},{"$f":"R344/(R345+$X$45*$I$46*$R$238)","v":{"$error":"#DIV/0!"}},{"$f":"S344/(S345+$X$45*$I$46*$S$238)","v":{"$error":"#DIV/0!"}},{"$f":"T344/(T345+$X$45*$I$46*$T$238)","v":{"$error":"#DIV/0!"}},{"$f":"U344/(U345+$X$45*$I$46*$U$238)","v":{"$error":"#DIV/0!"}},{"$f":"V344/(V345+$X$45*$I$46*$V$238)","v":{"$error":"#DIV/0!"}},{"$f":"W344/(W345+$X$45*$I$46*$W$238)","v":{"$error":"#DIV/0!"}},{"$f":"X344/(X345+$X$45*$I$46*$X$238)","v":{"$error":"#DIV/0!"}},{"$f":"Y344/(Y345+$X$45*$I$46*$Y$238)","v":{"$error":"#DIV/0!"}},{"$f":"Z344/(Z345+$X$45*$I$46*$Z$238)","v":{"$error":"#DIV/0!"}},{"$f":"AA344/(AA345+$X$45*$I$46*$AA$238)","v":{"$error":"#DIV/0!"}},{"$f":"AB344/(AB345+$X$45*$I$46*$AB$238)","v":{"$error":"#DIV/0!"}},{"$f":"AC344/(AC345+$X$45*$I$46*$AC$238)","v":{"$error":"#DIV/0!"}},{"$f":"AD344/(AD345+$X$45*$I$46*$AD$238)","v":{"$error":"#DIV/0!"}},{"$f":"AE344/(AE345+$X$45*$I$46*$AE$238)","v":{"$error":"#DIV/0!"}},{"$f":"AF344/(AF345+$X$45*$I$46*$AF$238)","v":{"$error":"#DIV/0!"}},{"$f":"AG344/(AG345+$X$45*$I$46*$AG$238)","v":{"$error":"#DIV/0!"}},{"$f":"AH344/(AH345+$X$45*$I$46*$AH$238)","v":{"$error":"#DIV/0!"}},{"$f":"AI344/(AI345+$X$45*$I$46*$AI$238)","v":{"$error":"#DIV/0!"}},{"$f":"AJ344/(AJ345+$X$45*$I$46*$AJ$238)","v":{"$error":"#DIV/0!"}},{"$f":"AK344/(AK345+$X$45*$I$46*$AK$238)","v":{"$error":"#DIV/0!"}},{"$f":"AL344/(AL345+$X$45*$I$46*$AL$238)","v":{"$error":"#DIV/0!"}},{"$f":"AM344/(AM345+$X$45*$I$46*$AM$238)","v":{"$error":"#DIV/0!"}},{"$f":"AN344/(AN345+$X$45*$I$46*$AN$238)","v":{"$error":"#DIV/0!"}},{"$f":"AO344/(AO345+$X$45*$I$46*$AO$238)","v":{"$error":"#DIV/0!"}},{"$f":"AP344/(AP345+$X$45*$I$46*$AP$238)","v":{"$error":"#DIV/0!"}},{"$f":"AQ344/(AQ345+$X$45*$I$46*$AQ$238)","v":{"$error":"#DIV/0!"}},{"$f":"AR344/(AR345+$X$45*$I$46*$AR$238)","v":{"$error":"#DIV/0!"}},{"$f":"AS344/(AS345+$X$45*$I$46*$AS$238)","v":{"$error":"#DIV/0!"}},"冷房COP","σc"]
[null,null,"冷房COP比",{"$f":"D346/$X$46","v":{"$error":"#DIV/0!"}},{"$error":"#DIV/0!"},{"$error":"#DIV/0!"},{"$error":"#DIV/0!"},{"$error":"#DIV/0!"},{"$error":"#DIV/0!"},{"$error":"#DIV/0!"},{"$error":"#DIV/0!"},{"$error":"#DIV/0!"},{"$error":"#DIV/0!"},{"$error":"#DIV/0!"},{"$error":"#DIV/0!"},{"$error":"#DIV/0!"},{"$error":"#DIV/0!"},{"$error":"#DIV/0!"},{"$error":"#DIV/0!"},{"$error":"#DIV/0!"},{"$error":"#DIV/0!"},{"$error":"#DIV/0!"},{"$error":"#DIV/0!"},{"$error":"#DIV/0!"},{"$error":"#DIV/0!"},{"$error":"#DIV/0!"},{"$error":"#DIV/0!"},{"$error":"#DIV/0!"},{"$error":"#DIV/0!"},{"$error":"#DIV/0!"},{"$error":"#DIV/0!"},{"$error":"#DIV/0!"},{"$error":"#DIV/0!"},{"$error":"#DIV/0!"},{"$error":"#DIV/0!"},{"$error":"#DIV/0!"},{"$error":"#DIV/0!"},{"$error":"#DIV/0!"},{"$error":"#DIV/0!"},{"$error":"#DIV/0!"},{"$error":"#DIV/0!"},{"$error":"#DIV/0!"},{"$error":"#DIV/0!"},{"$error":"#DIV/0!"},{"$error":"#DIV/0!"},"冷房COP比","βc"]
[null,null,"Σ",{"$f":"$D$237*D343","v":{"$error":"#DIV/0!"}},{"$f":"$E$237*E343","v":{"$error":"#DIV/0!"}},{"$f":"$F$237*F343","v":{"$error":"#DIV/0!"}},{"$f":"$G$237*G343","v":{"$error":"#DIV/0!"}},{"$f":"$H$237*H343","v":{"$error":"#DIV/0!"}},{"$f":"$I$237*I343","v":{"$error":"#DIV/0!"}},{"$f":"$J$237*J343","v":{"$error":"#DIV/0!"}},{"$f":"$K$237*K343","v":{"$error":"#DIV/0!"}},{"$f":"$L$237*L343","v":{"$error":"#DIV/0!"}},{"$f":"$M$237*M343","v":{"$error":"#DIV/0!"}},{"$f":"$N$237*N343","v":{"$error":"#DIV/0!"}},{"$f":"$O$237*O343","v":{"$error":"#DIV/0!"}},{"$f":"$P$237*P343","v":{"$error":"#DIV/0!"}},{"$f":"$Q$237*Q343","v":{"$error":"#DIV/0!"}},{"$f":"$R$237*R343","v":{"$error":"#DIV/0!"}},{"$f":"$S$237*S343","v":{"$error":"#DIV/0!"}},{"$f":"$T$237*T343","v":{"$error":"#DIV/0!"}},{"$f":"$U$237*U343","v":{"$error":"#DIV/0!"}},{"$f":"$V$237*V343","v":{"$error":"#DIV/0!"}},{"$f":"$W$237*W343","v":{"$error":"#DIV/0!"}},{"$f":"$X$237*X343","v":{"$error":"#DIV/0!"}},{"$f":"$Y$237*Y343","v":{"$error":"#DIV/0!"}},{"$f":"$Z$237*Z343","v":{"$error":"#DIV/0!"}},{"$f":"$AA$237*AA343","v":{"$error":"#DIV/0!"}},{"$f":"$AB$237*AB343","v":{"$error":"#DIV/0!"}},{"$f":"$AC$237*AC343","v":{"$error":"#DIV/0!"}},{"$f":"$AD$237*AD343","v":{"$error":"#DIV/0!"}},{"$f":"$AE$237*AE343","v":{"$error":"#DIV/0!"}},{"$f":"$AF$237*AF343","v":{"$error":"#DIV/0!"}},{"$f":"$AG$237*AG343","v":{"$error":"#DIV/0!"}},{"$f":"$AH$237*AH343","v":{"$error":"#DIV/0!"}},{"$f":"$AI$237*AI343","v":{"$error":"#DIV/0!"}},{"$f":"$AJ$237*AJ343","v":{"$error":"#DIV/0!"}},{"$f":"$AK$237*AK343","v":{"$error":"#DIV/0!"}},{"$f":"$AL$237*AL343","v":{"$error":"#DIV/0!"}},{"$f":"$AM$237*AM343","v":{"$error":"#DIV/0!"}},{"$f":"$AN$237*AN343","v":{"$error":"#DIV/0!"}},{"$f":"$AO$237*AO343","v":{"$error":"#DIV/0!"}},{"$f":"$AP$237*AP343","v":{"$error":"#DIV/0!"}},{"$f":"$AQ$237*AQ343","v":{"$error":"#DIV/0!"}},{"$f":"$AR$237*AR343","v":{"$error":"#DIV/0!"}},{"$f":"$AS$237*AS343","v":{"$error":"#DIV/0!"}},{"$f":"SUM($D348:$AS348)","v":{"$error":"#DIV/0!"}},"Σ"]
[null,"後9","冷房時エネルギー消費量比",{"$f":"D$238/D353","v":{"$error":"#DIV/0!"}},{"$f":"E$238/E353","v":{"$error":"#DIV/0!"}},{"$error":"#DIV/0!"},{"$error":"#DIV/0!"},{"$error":"#DIV/0!"},{"$error":"#DIV/0!"},{"$error":"#DIV/0!"},{"$error":"#DIV/0!"},{"$error":"#DIV/0!"},{"$error":"#DIV/0!"},{"$error":"#DIV/0!"},{"$error":"#DIV/0!"},{"$error":"#DIV/0!"},{"$error":"#DIV/0!"},{"$error":"#DIV/0!"},{"$error":"#DIV/0!"},{"$error":"#DIV/0!"},{"$error":"#DIV/0!"},{"$error":"#DIV/0!"},{"$error":"#DIV/0!"},{"$error":"#DIV/0!"},{"$error":"#DIV/0!"},{"$error":"#DIV/0!"},{"$error":"#DIV/0!"},{"$error":"#DIV/0!"},{"$error":"#DIV/0!"},{"$error":"#DIV/0!"},{"$error":"#DIV/0!"},{"$error":"#DIV/0!"},{"$error":"#DIV/0!"},{"$error":"#DIV/0!"},{"$error":"#DIV/0!"},{"$error":"#DIV/0!"},{"$error":"#DIV/0!"},{"$error":"#DIV/0!"},{"$error":"#DIV/0!"},{"$error":"#DIV/0!"},{"$error":"#DIV/0!"},{"$error":"#DIV/0!"},{"$error":"#DIV/0!"},{"$error":"#DIV/0!"},{"$error":"#DIV/0!"},"冷房時エネルギー消費量比","εc"]
[null,null,"冷房能力",{"$f":"($Y$43-1.054*$Y$43)/6*(D$224-35)+$Y$43","v":0},0,0,0,0,0,0,0,0,0,0,0,0,0,0,0,0,0,0,0,0,0,0,0,0,0,0,0,0,0,0,0,0,0,0,0,0,0,0,0,0,0,"冷房能力","Φc"]
[null,null,"冷房エネルギー消費量",{"$f":"($Y$44-0.94*$Y$44)/6*(D$224-35)+$Y$44","v":0},0,0,0,0,0,0,0,0,0,0,0,0,0,0,0,0,0,0,0,0,0,0,0,0,0,0,0,0,0,0,0,0,0,0,0,0,0,0,0,0,0,"冷房エネルギー消費量","Pc"]
[null,null,"冷房COP",{"$f":"D350/(D351+$Y$45*$I$46*$D$238)","v":{"$error":"#DIV/0!"}},{"$f":"E350/(E351+$Y$45*$I$46*$E$238)","v":{"$error":"#DIV/0!"}},{"$f":"F350/(F351+$Y$45*$I$46*$F$238)","v":{"$error":"#DIV/0!"}},{"$f":"G350/(G351+$Y$45*$I$46*$G$238)","v":{"$error":"#DIV/0!"}},{"$f":"H350/(H351+$Y$45*$I$46*$H$238)","v":{"$error":"#DIV/0!"}},{"$f":"I350/(I351+$Y$45*$I$46*$I$238)","v":{"$error":"#DIV/0!"}},{"$f":"J350/(J351+$Y$45*$I$46*$J$238)","v":{"$error":"#DIV/0!"}},{"$f":"K350/(K351+$Y$45*$I$46*$K$238)","v":{"$error":"#DIV/0!"}},{"$f":"L350/(L351+$Y$45*$I$46*$L$238)","v":{"$error":"#DIV/0!"}},{"$f":"M350/(M351+$Y$45*$I$46*$M$238)","v":{"$error":"#DIV/0!"}},{"$f":"N350/(N351+$Y$45*$I$46*$N$238)","v":{"$error":"#DIV/0!"}},{"$f":"O350/(O351+$Y$45*$I$46*$O$238)","v":{"$error":"#DIV/0!"}},{"$f":"P350/(P351+$Y$45*$I$46*$P$238)","v":{"$error":"#DIV/0!"}},{"$f":"Q350/(Q351+$Y$45*$I$46*$Q$238)","v":{"$error":"#DIV/0!"}},{"$f":"R350/(R351+$Y$45*$I$46*$R$238)","v":{"$error":"#DIV/0!"}},{"$f":"S350/(S351+$Y$45*$I$46*$S$238)","v":{"$error":"#DIV/0!"}},{"$f":"T350/(T351+$Y$45*$I$46*$T$238)","v":{"$error":"#DIV/0!"}},{"$f":"U350/(U351+$Y$45*$I$46*$U$238)","v":{"$error":"#DIV/0!"}},{"$f":"V350/(V351+$Y$45*$I$46*$V$238)","v":{"$error":"#DIV/0!"}},{"$f":"W350/(W351+$Y$45*$I$46*$W$238)","v":{"$error":"#DIV/0!"}},{"$f":"X350/(X351+$Y$45*$I$46*$X$238)","v":{"$error":"#DIV/0!"}},{"$f":"Y350/(Y351+$Y$45*$I$46*$Y$238)","v":{"$error":"#DIV/0!"}},{"$f":"Z350/(Z351+$Y$45*$I$46*$Z$238)","v":{"$error":"#DIV/0!"}},{"$f":"AA350/(AA351+$Y$45*$I$46*$AA$238)","v":{"$error":"#DIV/0!"}},{"$f":"AB350/(AB351+$Y$45*$I$46*$AB$238)","v":{"$error":"#DIV/0!"}},{"$f":"AC350/(AC351+$Y$45*$I$46*$AC$238)","v":{"$error":"#DIV/0!"}},{"$f":"AD350/(AD351+$Y$45*$I$46*$AD$238)","v":{"$error":"#DIV/0!"}},{"$f":"AE350/(AE351+$Y$45*$I$46*$AE$238)","v":{"$error":"#DIV/0!"}},{"$f":"AF350/(AF351+$Y$45*$I$46*$AF$238)","v":{"$error":"#DIV/0!"}},{"$f":"AG350/(AG351+$Y$45*$I$46*$AG$238)","v":{"$error":"#DIV/0!"}},{"$f":"AH350/(AH351+$Y$45*$I$46*$AH$238)","v":{"$error":"#DIV/0!"}},{"$f":"AI350/(AI351+$Y$45*$I$46*$AI$238)","v":{"$error":"#DIV/0!"}},{"$f":"AJ350/(AJ351+$Y$45*$I$46*$AJ$238)","v":{"$error":"#DIV/0!"}},{"$f":"AK350/(AK351+$Y$45*$I$46*$AK$238)","v":{"$error":"#DIV/0!"}},{"$f":"AL350/(AL351+$Y$45*$I$46*$AL$238)","v":{"$error":"#DIV/0!"}},{"$f":"AM350/(AM351+$Y$45*$I$46*$AM$238)","v":{"$error":"#DIV/0!"}},{"$f":"AN350/(AN351+$Y$45*$I$46*$AN$238)","v":{"$error":"#DIV/0!"}},{"$f":"AO350/(AO351+$Y$45*$I$46*$AO$238)","v":{"$error":"#DIV/0!"}},{"$f":"AP350/(AP351+$Y$45*$I$46*$AP$238)","v":{"$error":"#DIV/0!"}},{"$f":"AQ350/(AQ351+$Y$45*$I$46*$AQ$238)","v":{"$error":"#DIV/0!"}},{"$f":"AR350/(AR351+$Y$45*$I$46*$AR$238)","v":{"$error":"#DIV/0!"}},{"$f":"AS350/(AS351+$Y$45*$I$46*$AS$238)","v":{"$error":"#DIV/0!"}},"冷房COP","σc"]
[null,null,"冷房COP比",{"$f":"D352/$Y$46","v":{"$error":"#DIV/0!"}},{"$error":"#DIV/0!"},{"$error":"#DIV/0!"},{"$error":"#DIV/0!"},{"$error":"#DIV/0!"},{"$error":"#DIV/0!"},{"$error":"#DIV/0!"},{"$error":"#DIV/0!"},{"$error":"#DIV/0!"},{"$error":"#DIV/0!"},{"$error":"#DIV/0!"},{"$error":"#DIV/0!"},{"$error":"#DIV/0!"},{"$error":"#DIV/0!"},{"$error":"#DIV/0!"},{"$error":"#DIV/0!"},{"$error":"#DIV/0!"},{"$error":"#DIV/0!"},{"$error":"#DIV/0!"},{"$error":"#DIV/0!"},{"$error":"#DIV/0!"},{"$error":"#DIV/0!"},{"$error":"#DIV/0!"},{"$error":"#DIV/0!"},{"$error":"#DIV/0!"},{"$error":"#DIV/0!"},{"$error":"#DIV/0!"},{"$error":"#DIV/0!"},{"$error":"#DIV/0!"},{"$error":"#DIV/0!"},{"$error":"#DIV/0!"},{"$error":"#DIV/0!"},{"$error":"#DIV/0!"},{"$error":"#DIV/0!"},{"$error":"#DIV/0!"},{"$error":"#DIV/0!"},{"$error":"#DIV/0!"},{"$error":"#DIV/0!"},{"$error":"#DIV/0!"},{"$error":"#DIV/0!"},{"$error":"#DIV/0!"},{"$error":"#DIV/0!"},"冷房COP比","βc"]
[null,null,"Σ",{"$f":"$D$237*D349","v":{"$error":"#DIV/0!"}},{"$f":"$E$237*E349","v":{"$error":"#DIV/0!"}},{"$f":"$F$237*F349","v":{"$error":"#DIV/0!"}},{"$f":"$G$237*G349","v":{"$error":"#DIV/0!"}},{"$f":"$H$237*H349","v":{"$error":"#DIV/0!"}},{"$f":"$I$237*I349","v":{"$error":"#DIV/0!"}},{"$f":"$J$237*J349","v":{"$error":"#DIV/0!"}},{"$f":"$K$237*K349","v":{"$error":"#DIV/0!"}},{"$f":"$L$237*L349","v":{"$error":"#DIV/0!"}},{"$f":"$M$237*M349","v":{"$error":"#DIV/0!"}},{"$f":"$N$237*N349","v":{"$error":"#DIV/0!"}},{"$f":"$O$237*O349","v":{"$error":"#DIV/0!"}},{"$f":"$P$237*P349","v":{"$error":"#DIV/0!"}},{"$f":"$Q$237*Q349","v":{"$error":"#DIV/0!"}},{"$f":"$R$237*R349","v":{"$error":"#DIV/0!"}},{"$f":"$S$237*S349","v":{"$error":"#DIV/0!"}},{"$f":"$T$237*T349","v":{"$error":"#DIV/0!"}},{"$f":"$U$237*U349","v":{"$error":"#DIV/0!"}},{"$f":"$V$237*V349","v":{"$error":"#DIV/0!"}},{"$f":"$W$237*W349","v":{"$error":"#DIV/0!"}},{"$f":"$X$237*X349","v":{"$error":"#DIV/0!"}},{"$f":"$Y$237*Y349","v":{"$error":"#DIV/0!"}},{"$f":"$Z$237*Z349","v":{"$error":"#DIV/0!"}},{"$f":"$AA$237*AA349","v":{"$error":"#DIV/0!"}},{"$f":"$AB$237*AB349","v":{"$error":"#DIV/0!"}},{"$f":"$AC$237*AC349","v":{"$error":"#DIV/0!"}},{"$f":"$AD$237*AD349","v":{"$error":"#DIV/0!"}},{"$f":"$AE$237*AE349","v":{"$error":"#DIV/0!"}},{"$f":"$AF$237*AF349","v":{"$error":"#DIV/0!"}},{"$f":"$AG$237*AG349","v":{"$error":"#DIV/0!"}},{"$f":"$AH$237*AH349","v":{"$error":"#DIV/0!"}},{"$f":"$AI$237*AI349","v":{"$error":"#DIV/0!"}},{"$f":"$AJ$237*AJ349","v":{"$error":"#DIV/0!"}},{"$f":"$AK$237*AK349","v":{"$error":"#DIV/0!"}},{"$f":"$AL$237*AL349","v":{"$error":"#DIV/0!"}},{"$f":"$AM$237*AM349","v":{"$error":"#DIV/0!"}},{"$f":"$AN$237*AN349","v":{"$error":"#DIV/0!"}},{"$f":"$AO$237*AO349","v":{"$error":"#DIV/0!"}},{"$f":"$AP$237*AP349","v":{"$error":"#DIV/0!"}},{"$f":"$AQ$237*AQ349","v":{"$error":"#DIV/0!"}},{"$f":"$AR$237*AR349","v":{"$error":"#DIV/0!"}},{"$f":"$AS$237*AS349","v":{"$error":"#DIV/0!"}},{"$f":"SUM($D354:$AS354)","v":{"$error":"#DIV/0!"}},"Σ"]
[null,"後10","冷房時エネルギー消費量比",{"$f":"D$238/D359","v":{"$error":"#DIV/0!"}},{"$f":"E$238/E359","v":{"$error":"#DIV/0!"}},{"$error":"#DIV/0!"},{"$error":"#DIV/0!"},{"$error":"#DIV/0!"},{"$error":"#DIV/0!"},{"$error":"#DIV/0!"},{"$error":"#DIV/0!"},{"$error":"#DIV/0!"},{"$error":"#DIV/0!"},{"$error":"#DIV/0!"},{"$error":"#DIV/0!"},{"$error":"#DIV/0!"},{"$error":"#DIV/0!"},{"$error":"#DIV/0!"},{"$error":"#DIV/0!"},{"$error":"#DIV/0!"},{"$error":"#DIV/0!"},{"$error":"#DIV/0!"},{"$error":"#DIV/0!"},{"$error":"#DIV/0!"},{"$error":"#DIV/0!"},{"$error":"#DIV/0!"},{"$error":"#DIV/0!"},{"$error":"#DIV/0!"},{"$error":"#DIV/0!"},{"$error":"#DIV/0!"},{"$error":"#DIV/0!"},{"$error":"#DIV/0!"},{"$error":"#DIV/0!"},{"$error":"#DIV/0!"},{"$error":"#DIV/0!"},{"$error":"#DIV/0!"},{"$error":"#DIV/0!"},{"$error":"#DIV/0!"},{"$error":"#DIV/0!"},{"$error":"#DIV/0!"},{"$error":"#DIV/0!"},{"$error":"#DIV/0!"},{"$error":"#DIV/0!"},{"$error":"#DIV/0!"},{"$error":"#DIV/0!"},"冷房時エネルギー消費量比","εc"]
[null,null,"冷房能力",{"$f":"($Z$43-1.054*$Z$43)/6*(D$224-35)+$Z$43","v":0},0,0,0,0,0,0,0,0,0,0,0,0,0,0,0,0,0,0,0,0,0,0,0,0,0,0,0,0,0,0,0,0,0,0,0,0,0,0,0,0,0,"冷房能力","Φc"]
[null,null,"冷房エネルギー消費量",{"$f":"($Z$44-0.94*$Z$44)/6*(D$224-35)+$Z$44","v":0},0,0,0,0,0,0,0,0,0,0,0,0,0,0,0,0,0,0,0,0,0,0,0,0,0,0,0,0,0,0,0,0,0,0,0,0,0,0,0,0,0,"冷房エネルギー消費量","Pc"]
[null,null,"冷房COP",{"$f":"D356/(D357+$Z$45*$I$46*$D$238)","v":{"$error":"#DIV/0!"}},{"$f":"E356/(E357+$Z$45*$I$46*$E$238)","v":{"$error":"#DIV/0!"}},{"$f":"F356/(F357+$Z$45*$I$46*$F$238)","v":{"$error":"#DIV/0!"}},{"$f":"G356/(G357+$Z$45*$I$46*$G$238)","v":{"$error":"#DIV/0!"}},{"$f":"H356/(H357+$Z$45*$I$46*$H$238)","v":{"$error":"#DIV/0!"}},{"$f":"I356/(I357+$Z$45*$I$46*$I$238)","v":{"$error":"#DIV/0!"}},{"$f":"J356/(J357+$Z$45*$I$46*$J$238)","v":{"$error":"#DIV/0!"}},{"$f":"K356/(K357+$Z$45*$I$46*$K$238)","v":{"$error":"#DIV/0!"}},{"$f":"L356/(L357+$Z$45*$I$46*$L$238)","v":{"$error":"#DIV/0!"}},{"$f":"M356/(M357+$Z$45*$I$46*$M$238)","v":{"$error":"#DIV/0!"}},{"$f":"N356/(N357+$Z$45*$I$46*$N$238)","v":{"$error":"#DIV/0!"}},{"$f":"O356/(O357+$Z$45*$I$46*$O$238)","v":{"$error":"#DIV/0!"}},{"$f":"P356/(P357+$Z$45*$I$46*$P$238)","v":{"$error":"#DIV/0!"}},{"$f":"Q356/(Q357+$Z$45*$I$46*$Q$238)","v":{"$error":"#DIV/0!"}},{"$f":"R356/(R357+$Z$45*$I$46*$R$238)","v":{"$error":"#DIV/0!"}},{"$f":"S356/(S357+$Z$45*$I$46*$S$238)","v":{"$error":"#DIV/0!"}},{"$f":"T356/(T357+$Z$45*$I$46*$T$238)","v":{"$error":"#DIV/0!"}},{"$f":"U356/(U357+$Z$45*$I$46*$U$238)","v":{"$error":"#DIV/0!"}},{"$f":"V356/(V357+$Z$45*$I$46*$V$238)","v":{"$error":"#DIV/0!"}},{"$f":"W356/(W357+$Z$45*$I$46*$W$238)","v":{"$error":"#DIV/0!"}},{"$f":"X356/(X357+$Z$45*$I$46*$X$238)","v":{"$error":"#DIV/0!"}},{"$f":"Y356/(Y357+$Z$45*$I$46*$Y$238)","v":{"$error":"#DIV/0!"}},{"$f":"Z356/(Z357+$Z$45*$I$46*$Z$238)","v":{"$error":"#DIV/0!"}},{"$f":"AA356/(AA357+$Z$45*$I$46*$AA$238)","v":{"$error":"#DIV/0!"}},{"$f":"AB356/(AB357+$Z$45*$I$46*$AB$238)","v":{"$error":"#DIV/0!"}},{"$f":"AC356/(AC357+$Z$45*$I$46*$AC$238)","v":{"$error":"#DIV/0!"}},{"$f":"AD356/(AD357+$Z$45*$I$46*$AD$238)","v":{"$error":"#DIV/0!"}},{"$f":"AE356/(AE357+$Z$45*$I$46*$AE$238)","v":{"$error":"#DIV/0!"}},{"$f":"AF356/(AF357+$Z$45*$I$46*$AF$238)","v":{"$error":"#DIV/0!"}},{"$f":"AG356/(AG357+$Z$45*$I$46*$AG$238)","v":{"$error":"#DIV/0!"}},{"$f":"AH356/(AH357+$Z$45*$I$46*$AH$238)","v":{"$error":"#DIV/0!"}},{"$f":"AI356/(AI357+$Z$45*$I$46*$AI$238)","v":{"$error":"#DIV/0!"}},{"$f":"AJ356/(AJ357+$Z$45*$I$46*$AJ$238)","v":{"$error":"#DIV/0!"}},{"$f":"AK356/(AK357+$Z$45*$I$46*$AK$238)","v":{"$error":"#DIV/0!"}},{"$f":"AL356/(AL357+$Z$45*$I$46*$AL$238)","v":{"$error":"#DIV/0!"}},{"$f":"AM356/(AM357+$Z$45*$I$46*$AM$238)","v":{"$error":"#DIV/0!"}},{"$f":"AN356/(AN357+$Z$45*$I$46*$AN$238)","v":{"$error":"#DIV/0!"}},{"$f":"AO356/(AO357+$Z$45*$I$46*$AO$238)","v":{"$error":"#DIV/0!"}},{"$f":"AP356/(AP357+$Z$45*$I$46*$AP$238)","v":{"$error":"#DIV/0!"}},{"$f":"AQ356/(AQ357+$Z$45*$I$46*$AQ$238)","v":{"$error":"#DIV/0!"}},{"$f":"AR356/(AR357+$Z$45*$I$46*$AR$238)","v":{"$error":"#DIV/0!"}},{"$f":"AS356/(AS357+$Z$45*$I$46*$AS$238)","v":{"$error":"#DIV/0!"}},"冷房COP","σc"]
[null,null,"冷房COP比",{"$f":"D358/$Z$46","v":{"$error":"#DIV/0!"}},{"$error":"#DIV/0!"},{"$error":"#DIV/0!"},{"$error":"#DIV/0!"},{"$error":"#DIV/0!"},{"$error":"#DIV/0!"},{"$error":"#DIV/0!"},{"$error":"#DIV/0!"},{"$error":"#DIV/0!"},{"$error":"#DIV/0!"},{"$error":"#DIV/0!"},{"$error":"#DIV/0!"},{"$error":"#DIV/0!"},{"$error":"#DIV/0!"},{"$error":"#DIV/0!"},{"$error":"#DIV/0!"},{"$error":"#DIV/0!"},{"$error":"#DIV/0!"},{"$error":"#DIV/0!"},{"$error":"#DIV/0!"},{"$error":"#DIV/0!"},{"$error":"#DIV/0!"},{"$error":"#DIV/0!"},{"$error":"#DIV/0!"},{"$error":"#DIV/0!"},{"$error":"#DIV/0!"},{"$error":"#DIV/0!"},{"$error":"#DIV/0!"},{"$error":"#DIV/0!"},{"$error":"#DIV/0!"},{"$error":"#DIV/0!"},{"$error":"#DIV/0!"},{"$error":"#DIV/0!"},{"$error":"#DIV/0!"},{"$error":"#DIV/0!"},{"$error":"#DIV/0!"},{"$error":"#DIV/0!"},{"$error":"#DIV/0!"},{"$error":"#DIV/0!"},{"$error":"#DIV/0!"},{"$error":"#DIV/0!"},{"$error":"#DIV/0!"},"冷房COP比","βc"]
[null,null,"Σ",{"$f":"$D$237*D355","v":{"$error":"#DIV/0!"}},{"$f":"$E$237*E355","v":{"$error":"#DIV/0!"}},{"$f":"$F$237*F355","v":{"$error":"#DIV/0!"}},{"$f":"$G$237*G355","v":{"$error":"#DIV/0!"}},{"$f":"$H$237*H355","v":{"$error":"#DIV/0!"}},{"$f":"$I$237*I355","v":{"$error":"#DIV/0!"}},{"$f":"$J$237*J355","v":{"$error":"#DIV/0!"}},{"$f":"$K$237*K355","v":{"$error":"#DIV/0!"}},{"$f":"$L$237*L355","v":{"$error":"#DIV/0!"}},{"$f":"$M$237*M355","v":{"$error":"#DIV/0!"}},{"$f":"$N$237*N355","v":{"$error":"#DIV/0!"}},{"$f":"$O$237*O355","v":{"$error":"#DIV/0!"}},{"$f":"$P$237*P355","v":{"$error":"#DIV/0!"}},{"$f":"$Q$237*Q355","v":{"$error":"#DIV/0!"}},{"$f":"$R$237*R355","v":{"$error":"#DIV/0!"}},{"$f":"$S$237*S355","v":{"$error":"#DIV/0!"}},{"$f":"$T$237*T355","v":{"$error":"#DIV/0!"}},{"$f":"$U$237*U355","v":{"$error":"#DIV/0!"}},{"$f":"$V$237*V355","v":{"$error":"#DIV/0!"}},{"$f":"$W$237*W355","v":{"$error":"#DIV/0!"}},{"$f":"$X$237*X355","v":{"$error":"#DIV/0!"}},{"$f":"$Y$237*Y355","v":{"$error":"#DIV/0!"}},{"$f":"$Z$237*Z355","v":{"$error":"#DIV/0!"}},{"$f":"$AA$237*AA355","v":{"$error":"#DIV/0!"}},{"$f":"$AB$237*AB355","v":{"$error":"#DIV/0!"}},{"$f":"$AC$237*AC355","v":{"$error":"#DIV/0!"}},{"$f":"$AD$237*AD355","v":{"$error":"#DIV/0!"}},{"$f":"$AE$237*AE355","v":{"$error":"#DIV/0!"}},{"$f":"$AF$237*AF355","v":{"$error":"#DIV/0!"}},{"$f":"$AG$237*AG355","v":{"$error":"#DIV/0!"}},{"$f":"$AH$237*AH355","v":{"$error":"#DIV/0!"}},{"$f":"$AI$237*AI355","v":{"$error":"#DIV/0!"}},{"$f":"$AJ$237*AJ355","v":{"$error":"#DIV/0!"}},{"$f":"$AK$237*AK355","v":{"$error":"#DIV/0!"}},{"$f":"$AL$237*AL355","v":{"$error":"#DIV/0!"}},{"$f":"$AM$237*AM355","v":{"$error":"#DIV/0!"}},{"$f":"$AN$237*AN355","v":{"$error":"#DIV/0!"}},{"$f":"$AO$237*AO355","v":{"$error":"#DIV/0!"}},{"$f":"$AP$237*AP355","v":{"$error":"#DIV/0!"}},{"$f":"$AQ$237*AQ355","v":{"$error":"#DIV/0!"}},{"$f":"$AR$237*AR355","v":{"$error":"#DIV/0!"}},{"$f":"$AS$237*AS355","v":{"$error":"#DIV/0!"}},{"$f":"SUM($D360:$AS360)","v":{"$error":"#DIV/0!"}},"Σ"]
[]
[null,null,"暖房期間中　温度(T)が発生する時間[hour]"]
[null,null,null," 温度(T)",null,null,null,null,null,null,null,null,null,null,null,null,null,null,null,null,null,null,null,null,null,null,null,null,null,null,null,null,null,null,null,null,null,null,null,null,null,null,null,null,null,null,"月単位"]
[null,null,"月",-6,-5,-4,-3,-2,-1,0,1,2,3,4,5,6,7,8,9,10,11,12,13,14,15,16,17,18,19,20,21,22,23,24,25,26,27,28,29,30,31,32,33,34,35,"月","前1","前2","前3","前4","前5","前6","前7","前8","前9","前10",null,"後1","後2","後3","後4","後5","後6","後7","後8","後9","後10"]
[null,null,4,{"$f":"COUNTIF($D$209:$AA$209,$D$364)*$AB$12","v":0},{"$f":"COUNTIF($D$209:$AA$209,$E$364)*$AB$12","v":0},{"$f":"COUNTIF($D$209:$AA$209,$F$364)*$AB$12","v":0},{"$f":"COUNTIF($D$209:$AA$209,$G$364)*$AB$12","v":0},{"$f":"COUNTIF($D$209:$AA$209,$H$364)*$AB$12","v":0},{"$f":"COUNTIF($D$209:$AA$209,$I$364)*$AB$12","v":0},{"$f":"COUNTIF($D$209:$AA$209,$J$364)*$AB$12","v":0},{"$f":"COUNTIF($D$209:$AA$209,$K$364)*$AB$12","v":0},{"$f":"COUNTIF($D$209:$AA$209,$L$364)*$AB$12","v":0},{"$f":"COUNTIF($D$209:$AA$209,$M$364)*$AB$12","v":0},{"$f":"COUNTIF($D$209:$AA$209,$N$364)*$AB$12","v":0},{"$f":"COUNTIF($D$209:$AA$209,$O$364)*$AB$12","v":0},{"$f":"COUNTIF($D$209:$AA$209,$P$364)*$AB$12","v":0},{"$f":"COUNTIF($D$209:$AA$209,$Q$364)*$AB$12","v":0},{"$f":"COUNTIF($D$209:$AA$209,$R$364)*$AB$12","v":0},{"$f":"COUNTIF($D$209:$AA$209,$S$364)*$AB$12","v":0},{"$f":"COUNTIF($D$209:$AA$209,$T$364)*$AB$12","v":0},{"$f":"COUNTIF($D$209:$AA$209,$U$364)*$AB$12","v":0},{"$f":"COUNTIF($D$209:$AA$209,$V$364)*$AB$12","v":0},{"$f":"COUNTIF($D$209:$AA$209,$W$364)*$AB$12","v":0},{"$f":"COUNTIF($D$209:$AA$209,$X$364)*$AB$12","v":0},{"$f":"COUNTIF($D$209:$AA$209,$Y$364)*$AB$12","v":0},{"$f":"COUNTIF($D$209:$AA$209,$Z$364)*$AB$12","v":0},{"$f":"COUNTIF($D$209:$AA$209,$AA$364)*$AB$12","v":0},{"$f":"COUNTIF($D$209:$AA$209,$AB$364)*$AB$12","v":0},{"$f":"COUNTIF($D$209:$AA$209,$AC$364)*$AB$12","v":0},{"$f":"COUNTIF($D$209:$AA$209,$AD$364)*$AB$12","v":0},{"$f":"COUNTIF($D$209:$AA$209,$AE$364)*$AB$12","v":0},{"$f":"COUNTIF($D$209:$AA$209,$AF$364)*$AB$12","v":0},{"$f":"COUNTIF($D$209:$AA$209,$AG$364)*$AB$12","v":0},{"$f":"COUNTIF($D$209:$AA$209,$AH$364)*$AB$12","v":0},{"$f":"COUNTIF($D$209:$AA$209,$AI$364)*$AB$12","v":0},{"$f":"COUNTIF($D$209:$AA$209,$AJ$364)*$AB$12","v":0},{"$f":"COUNTIF($D$209:$AA$209,$AK$364)*$AB$12","v":0},{"$f":"COUNTIF($D$209:$AA$209,$AL$364)*$AB$12","v":0},{"$f":"COUNTIF($D$209:$AA$209,$AM$364)*$AB$12","v":0},{"$f":"COUNTIF($D$209:$AA$209,$AN$364)*$AB$12","v":0},{"$f":"COUNTIF($D$209:$AA$209,$AO$364)*$AB$12","v":0},{"$f":"COUNTIF($D$209:$AA$209,$AP$364)*$AB$12","v":0},{"$f":"COUNTIF($D$209:$AA$209,$AQ$364)*$AB$12","v":0},{"$f":"COUNTIF($D$209:$AA$209,$AR$364)*$AB$12","v":0},{"$f":"COUNTIF($D$209:$AA$209,$AS$364)*$AB$12","v":0},4,{"$f":"SUMPRODUCT($D365:$AS365,$D$380:$AS$380)","v":0},{"$f":"SUMPRODUCT($D365:$AS365,$D$388:$AS$388)","v":{"$error":"#DIV/0!"}},{"$f":"SUMPRODUCT($D365:$AS365,$D$396:$AS$396)","v":{"$error":"#DIV/0!"}},{"$f":"SUMPRODUCT($D365:$AS365,$D$404:$AS$404)","v":{"$error":"#DIV/0!"}},{"$f":"SUMPRODUCT($D365:$AS365,$D$412:$AS$412)","v":{"$error":"#DIV/0!"}},{"$f":"SUMPRODUCT($D365:$AS365,$D$420:$AS$420)","v":{"$error":"#DIV/0!"}},{"$f":"SUMPRODUCT($D365:$AS365,$D$428:$AS$428)","v":{"$error":"#DIV/0!"}},{"$f":"SUMPRODUCT($D365:$AS365,$D$436:$AS$436)","v":{"$error":"#DIV/0!"}},{"$f":"SUMPRODUCT($D365:$AS365,$D$444:$AS$444)","v":{"$error":"#DIV/0!"}},{"$f":"SUMPRODUCT($D365:$AS365,$D$452:$AS$452)","v":{"$error":"#DIV/0!"}},null,{"$f":"SUMPRODUCT($D365:$AS365,$D$461:$AS$461)","v":{"$error":"#DIV/0!"}},{"$f":"SUMPRODUCT($D365:$AS365,$D$469:$AS$469)","v":{"$error":"#DIV/0!"}},{"$f":"SUMPRODUCT($D365:$AS365,$D$477:$AS$477)","v":{"$error":"#DIV/0!"}},{"$f":"SUMPRODUCT($D365:$AS365,$D$485:$AS$485)","v":{"$error":"#DIV/0!"}},{"$f":"SUMPRODUCT($D365:$AS365,$D$493:$AS$493)","v":{"$error":"#DIV/0!"}},{"$f":"SUMPRODUCT($D365:$AS365,$D$501:$AS$501)","v":{"$error":"#DIV/0!"}},{"$f":"SUMPRODUCT($D365:$AS365,$D$509:$AS$509)","v":{"$error":"#DIV/0!"}},{"$f":"SUMPRODUCT($D365:$AS365,$D$517:$AS$517)","v":{"$error":"#DIV/0!"}},{"$f":"SUMPRODUCT($D365:$AS365,$D$525:$AS$525)","v":{"$error":"#DIV/0!"}},{"$f":"SUMPRODUCT($D365:$AS365,$D$533:$AS$533)","v":{"$error":"#DIV/0!"}}]
[null,null,5,{"$f":"COUNTIF($D$210:$AA$210,$D$364)*$AB$13","v":0},{"$f":"COUNTIF($D$210:$AA$210,$E$364)*$AB$13","v":0},{"$f":"COUNTIF($D$210:$AA$210,$F$364)*$AB$13","v":0},{"$f":"COUNTIF($D$210:$AA$210,$G$364)*$AB$13","v":0},{"$f":"COUNTIF($D$210:$AA$210,$H$364)*$AB$13","v":0},{"$f":"COUNTIF($D$210:$AA$210,$I$364)*$AB$13","v":0},{"$f":"COUNTIF($D$210:$AA$210,$J$364)*$AB$13","v":0},{"$f":"COUNTIF($D$210:$AA$210,$K$364)*$AB$13","v":0},{"$f":"COUNTIF($D$210:$AA$210,$L$364)*$AB$13","v":0},{"$f":"COUNTIF($D$210:$AA$210,$M$364)*$AB$13","v":0},{"$f":"COUNTIF($D$210:$AA$210,$N$364)*$AB$13","v":0},{"$f":"COUNTIF($D$210:$AA$210,$O$364)*$AB$13","v":0},{"$f":"COUNTIF($D$210:$AA$210,$P$364)*$AB$13","v":0},{"$f":"COUNTIF($D$210:$AA$210,$Q$364)*$AB$13","v":0},{"$f":"COUNTIF($D$210:$AA$210,$R$364)*$AB$13","v":0},{"$f":"COUNTIF($D$210:$AA$210,$S$364)*$AB$13","v":0},{"$f":"COUNTIF($D$210:$AA$210,$T$364)*$AB$13","v":0},{"$f":"COUNTIF($D$210:$AA$210,$U$364)*$AB$13","v":0},{"$f":"COUNTIF($D$210:$AA$210,$V$364)*$AB$13","v":0},{"$f":"COUNTIF($D$210:$AA$210,$W$364)*$AB$13","v":0},{"$f":"COUNTIF($D$210:$AA$210,$X$364)*$AB$13","v":0},{"$f":"COUNTIF($D$210:$AA$210,$Y$364)*$AB$13","v":0},{"$f":"COUNTIF($D$210:$AA$210,$Z$364)*$AB$13","v":0},{"$f":"COUNTIF($D$210:$AA$210,$AA$364)*$AB$13","v":0},{"$f":"COUNTIF($D$210:$AA$210,$AB$364)*$AB$13","v":0},{"$f":"COUNTIF($D$210:$AA$210,$AC$364)*$AB$13","v":0},{"$f":"COUNTIF($D$210:$AA$210,$AD$364)*$AB$13","v":0},{"$f":"COUNTIF($D$210:$AA$210,$AE$364)*$AB$13","v":0},{"$f":"COUNTIF($D$210:$AA$210,$AF$364)*$AB$13","v":0},{"$f":"COUNTIF($D$210:$AA$210,$AG$364)*$AB$13","v":0},{"$f":"COUNTIF($D$210:$AA$210,$AH$364)*$AB$13","v":0},{"$f":"COUNTIF($D$210:$AA$210,$AI$364)*$AB$13","v":0},{"$f":"COUNTIF($D$210:$AA$210,$AJ$364)*$AB$13","v":0},{"$f":"COUNTIF($D$210:$AA$210,$AK$364)*$AB$13","v":0},{"$f":"COUNTIF($D$210:$AA$210,$AL$364)*$AB$13","v":0},{"$f":"COUNTIF($D$210:$AA$210,$AM$364)*$AB$13","v":0},{"$f":"COUNTIF($D$210:$AA$210,$AN$364)*$AB$13","v":0},{"$f":"COUNTIF($D$210:$AA$210,$AO$364)*$AB$13","v":0},{"$f":"COUNTIF($D$210:$AA$210,$AP$364)*$AB$13","v":0},{"$f":"COUNTIF($D$210:$AA$210,$AQ$364)*$AB$13","v":0},{"$f":"COUNTIF($D$210:$AA$210,$AR$364)*$AB$13","v":0},{"$f":"COUNTIF($D$210:$AA$210,$AS$364)*$AB$13","v":0},5,{"$f":"SUMPRODUCT($D366:$AS366,$D$380:$AS$380)","v":0},{"$f":"SUMPRODUCT($D366:$AS366,$D$388:$AS$388)","v":{"$error":"#DIV/0!"}},{"$f":"SUMPRODUCT($D366:$AS366,$D$396:$AS$396)","v":{"$error":"#DIV/0!"}},{"$f":"SUMPRODUCT($D366:$AS366,$D$404:$AS$404)","v":{"$error":"#DIV/0!"}},{"$f":"SUMPRODUCT($D366:$AS366,$D$412:$AS$412)","v":{"$error":"#DIV/0!"}},{"$f":"SUMPRODUCT($D366:$AS366,$D$420:$AS$420)","v":{"$error":"#DIV/0!"}},{"$f":"SUMPRODUCT($D366:$AS366,$D$428:$AS$428)","v":{"$error":"#DIV/0!"}},{"$f":"SUMPRODUCT($D366:$AS366,$D$436:$AS$436)","v":{"$error":"#DIV/0!"}},{"$f":"SUMPRODUCT($D366:$AS366,$D$444:$AS$444)","v":{"$error":"#DIV/0!"}},{"$f":"SUMPRODUCT($D366:$AS366,$D$452:$AS$452)","v":{"$error":"#DIV/0!"}},null,{"$f":"SUMPRODUCT($D366:$AS366,$D$461:$AS$461)","v":{"$error":"#DIV/0!"}},{"$f":"SUMPRODUCT($D366:$AS366,$D$469:$AS$469)","v":{"$error":"#DIV/0!"}},{"$f":"SUMPRODUCT($D366:$AS366,$D$477:$AS$477)","v":{"$error":"#DIV/0!"}},{"$f":"SUMPRODUCT($D366:$AS366,$D$485:$AS$485)","v":{"$error":"#DIV/0!"}},{"$f":"SUMPRODUCT($D366:$AS366,$D$493:$AS$493)","v":{"$error":"#DIV/0!"}},{"$f":"SUMPRODUCT($D366:$AS366,$D$501:$AS$501)","v":{"$error":"#DIV/0!"}},{"$f":"SUMPRODUCT($D366:$AS366,$D$509:$AS$509)","v":{"$error":"#DIV/0!"}},{"$f":"SUMPRODUCT($D366:$AS366,$D$517:$AS$517)","v":{"$error":"#DIV/0!"}},{"$f":"SUMPRODUCT($D366:$AS366,$D$525:$AS$525)","v":{"$error":"#DIV/0!"}},{"$f":"SUMPRODUCT($D366:$AS366,$D$533:$AS$533)","v":{"$error":"#DIV/0!"}}]
[null,null,6,{"$f":"COUNTIF($D$211:$AA$211,$D$364)*$AB$14","v":0},{"$f":"COUNTIF($D$211:$AA$211,$E$364)*$AB$14","v":0},{"$f":"COUNTIF($D$211:$AA$211,$F$364)*$AB$14","v":0},{"$f":"COUNTIF($D$211:$AA$211,$G$364)*$AB$14","v":0},{"$f":"COUNTIF($D$211:$AA$211,$H$364)*$AB$14","v":0},{"$f":"COUNTIF($D$211:$AA$211,$I$364)*$AB$14","v":0},{"$f":"COUNTIF($D$211:$AA$211,$J$364)*$AB$14","v":0},{"$f":"COUNTIF($D$211:$AA$211,$K$364)*$AB$14","v":0},{"$f":"COUNTIF($D$211:$AA$211,$L$364)*$AB$14","v":0},{"$f":"COUNTIF($D$211:$AA$211,$M$364)*$AB$14","v":0},{"$f":"COUNTIF($D$211:$AA$211,$N$364)*$AB$14","v":0},{"$f":"COUNTIF($D$211:$AA$211,$O$364)*$AB$14","v":0},{"$f":"COUNTIF($D$211:$AA$211,$P$364)*$AB$14","v":0},{"$f":"COUNTIF($D$211:$AA$211,$Q$364)*$AB$14","v":0},{"$f":"COUNTIF($D$211:$AA$211,$R$364)*$AB$14","v":0},{"$f":"COUNTIF($D$211:$AA$211,$S$364)*$AB$14","v":0},{"$f":"COUNTIF($D$211:$AA$211,$T$364)*$AB$14","v":0},{"$f":"COUNTIF($D$211:$AA$211,$U$364)*$AB$14","v":0},{"$f":"COUNTIF($D$211:$AA$211,$V$364)*$AB$14","v":0},{"$f":"COUNTIF($D$211:$AA$211,$W$364)*$AB$14","v":0},{"$f":"COUNTIF($D$211:$AA$211,$X$364)*$AB$14","v":0},{"$f":"COUNTIF($D$211:$AA$211,$Y$364)*$AB$14","v":0},{"$f":"COUNTIF($D$211:$AA$211,$Z$364)*$AB$14","v":0},{"$f":"COUNTIF($D$211:$AA$211,$AA$364)*$AB$14","v":0},{"$f":"COUNTIF($D$211:$AA$211,$AB$364)*$AB$14","v":0},{"$f":"COUNTIF($D$211:$AA$211,$AC$364)*$AB$14","v":0},{"$f":"COUNTIF($D$211:$AA$211,$AD$364)*$AB$14","v":0},{"$f":"COUNTIF($D$211:$AA$211,$AE$364)*$AB$14","v":0},{"$f":"COUNTIF($D$211:$AA$211,$AF$364)*$AB$14","v":0},{"$f":"COUNTIF($D$211:$AA$211,$AG$364)*$AB$14","v":0},{"$f":"COUNTIF($D$211:$AA$211,$AH$364)*$AB$14","v":0},{"$f":"COUNTIF($D$211:$AA$211,$AI$364)*$AB$14","v":0},{"$f":"COUNTIF($D$211:$AA$211,$AJ$364)*$AB$14","v":0},{"$f":"COUNTIF($D$211:$AA$211,$AK$364)*$AB$14","v":0},{"$f":"COUNTIF($D$211:$AA$211,$AL$364)*$AB$14","v":0},{"$f":"COUNTIF($D$211:$AA$211,$AM$364)*$AB$14","v":0},{"$f":"COUNTIF($D$211:$AA$211,$AN$364)*$AB$14","v":0},{"$f":"COUNTIF($D$211:$AA$211,$AO$364)*$AB$14","v":0},{"$f":"COUNTIF($D$211:$AA$211,$AP$364)*$AB$14","v":0},{"$f":"COUNTIF($D$211:$AA$211,$AQ$364)*$AB$14","v":0},{"$f":"COUNTIF($D$211:$AA$211,$AR$364)*$AB$14","v":0},{"$f":"COUNTIF($D$211:$AA$211,$AS$364)*$AB$14","v":0},6,0,{"$error":"#DIV/0!"},{"$error":"#DIV/0!"},{"$error":"#DIV/0!"},{"$error":"#DIV/0!"},{"$error":"#DIV/0!"},{"$error":"#DIV/0!"},{"$error":"#DIV/0!"},{"$error":"#DIV/0!"},{"$error":"#DIV/0!"},null,{"$error":"#DIV/0!"},{"$error":"#DIV/0!"},{"$f":"SUMPRODUCT($D367:$AS367,$D$477:$AS$477)","v":{"$error":"#DIV/0!"}},{"$f":"SUMPRODUCT($D367:$AS367,$D$485:$AS$485)","v":{"$error":"#DIV/0!"}},{"$error":"#DIV/0!"},{"$error":"#DIV/0!"},{"$error":"#DIV/0!"},{"$error":"#DIV/0!"},{"$error":"#DIV/0!"},{"$error":"#DIV/0!"}]
[null,null,7,{"$f":"COUNTIF($D$212:$AA$212,$D$364)*$AB$15","v":0},{"$f":"COUNTIF($D$212:$AA$212,$E$364)*$AB$15","v":0},{"$f":"COUNTIF($D$212:$AA$212,$F$364)*$AB$15","v":0},{"$f":"COUNTIF($D$212:$AA$212,$G$364)*$AB$15","v":0},{"$f":"COUNTIF($D$212:$AA$212,$H$364)*$AB$15","v":0},{"$f":"COUNTIF($D$212:$AA$212,$I$364)*$AB$15","v":0},{"$f":"COUNTIF($D$212:$AA$212,$J$364)*$AB$15","v":0},{"$f":"COUNTIF($D$212:$AA$212,$K$364)*$AB$15","v":0},{"$f":"COUNTIF($D$212:$AA$212,$L$364)*$AB$15","v":0},{"$f":"COUNTIF($D$212:$AA$212,$M$364)*$AB$15","v":0},{"$f":"COUNTIF($D$212:$AA$212,$N$364)*$AB$15","v":0},{"$f":"COUNTIF($D$212:$AA$212,$O$364)*$AB$15","v":0},{"$f":"COUNTIF($D$212:$AA$212,$P$364)*$AB$15","v":0},{"$f":"COUNTIF($D$212:$AA$212,$Q$364)*$AB$15","v":0},{"$f":"COUNTIF($D$212:$AA$212,$R$364)*$AB$15","v":0},{"$f":"COUNTIF($D$212:$AA$212,$S$364)*$AB$15","v":0},{"$f":"COUNTIF($D$212:$AA$212,$T$364)*$AB$15","v":0},{"$f":"COUNTIF($D$212:$AA$212,$U$364)*$AB$15","v":0},{"$f":"COUNTIF($D$212:$AA$212,$V$364)*$AB$15","v":0},{"$f":"COUNTIF($D$212:$AA$212,$W$364)*$AB$15","v":0},{"$f":"COUNTIF($D$212:$AA$212,$X$364)*$AB$15","v":0},{"$f":"COUNTIF($D$212:$AA$212,$Y$364)*$AB$15","v":0},{"$f":"COUNTIF($D$212:$AA$212,$Z$364)*$AB$15","v":0},{"$f":"COUNTIF($D$212:$AA$212,$AA$364)*$AB$15","v":0},{"$f":"COUNTIF($D$212:$AA$212,$AB$364)*$AB$15","v":0},{"$f":"COUNTIF($D$212:$AA$212,$AC$364)*$AB$15","v":0},{"$f":"COUNTIF($D$212:$AA$212,$AD$364)*$AB$15","v":0},{"$f":"COUNTIF($D$212:$AA$212,$AE$364)*$AB$15","v":0},{"$f":"COUNTIF($D$212:$AA$212,$AF$364)*$AB$15","v":0},{"$f":"COUNTIF($D$212:$AA$212,$AG$364)*$AB$15","v":0},{"$f":"COUNTIF($D$212:$AA$212,$AH$364)*$AB$15","v":0},{"$f":"COUNTIF($D$212:$AA$212,$AI$364)*$AB$15","v":0},{"$f":"COUNTIF($D$212:$AA$212,$AJ$364)*$AB$15","v":0},{"$f":"COUNTIF($D$212:$AA$212,$AK$364)*$AB$15","v":0},{"$f":"COUNTIF($D$212:$AA$212,$AL$364)*$AB$15","v":0},{"$f":"COUNTIF($D$212:$AA$212,$AM$364)*$AB$15","v":0},{"$f":"COUNTIF($D$212:$AA$212,$AN$364)*$AB$15","v":0},{"$f":"COUNTIF($D$212:$AA$212,$AO$364)*$AB$15","v":0},{"$f":"COUNTIF($D$212:$AA$212,$AP$364)*$AB$15","v":0},{"$f":"COUNTIF($D$212:$AA$212,$AQ$364)*$AB$15","v":0},{"$f":"COUNTIF($D$212:$AA$212,$AR$364)*$AB$15","v":0},{"$f":"COUNTIF($D$212:$AA$212,$AS$364)*$AB$15","v":0},7,0,{"$error":"#DIV/0!"},{"$error":"#DIV/0!"},{"$error":"#DIV/0!"},{"$error":"#DIV/0!"},{"$error":"#DIV/0!"},{"$error":"#DIV/0!"},{"$error":"#DIV/0!"},{"$error":"#DIV/0!"},{"$error":"#DIV/0!"},null,{"$error":"#DIV/0!"},{"$error":"#DIV/0!"},{"$error":"#DIV/0!"},{"$error":"#DIV/0!"},{"$f":"SUMPRODUCT($D368:$AS368,$D$493:$AS$493)","v":{"$error":"#DIV/0!"}},{"$error":"#DIV/0!"},{"$error":"#DIV/0!"},{"$error":"#DIV/0!"},{"$error":"#DIV/0!"},{"$error":"#DIV/0!"}]
[null,null,8,{"$f":"COUNTIF($D$213:$AA$213,$D$364)*$AB$16","v":0},{"$f":"COUNTIF($D$213:$AA$213,$E$364)*$AB$16","v":0},{"$f":"COUNTIF($D$213:$AA$213,$F$364)*$AB$16","v":0},{"$f":"COUNTIF($D$213:$AA$213,$G$364)*$AB$16","v":0},{"$f":"COUNTIF($D$213:$AA$213,$H$364)*$AB$16","v":0},{"$f":"COUNTIF($D$213:$AA$213,$I$364)*$AB$16","v":0},{"$f":"COUNTIF($D$213:$AA$213,$J$364)*$AB$16","v":0},{"$f":"COUNTIF($D$213:$AA$213,$K$364)*$AB$16","v":0},{"$f":"COUNTIF($D$213:$AA$213,$L$364)*$AB$16","v":0},{"$f":"COUNTIF($D$213:$AA$213,$M$364)*$AB$16","v":0},{"$f":"COUNTIF($D$213:$AA$213,$N$364)*$AB$16","v":0},{"$f":"COUNTIF($D$213:$AA$213,$O$364)*$AB$16","v":0},{"$f":"COUNTIF($D$213:$AA$213,$P$364)*$AB$16","v":0},{"$f":"COUNTIF($D$213:$AA$213,$Q$364)*$AB$16","v":0},{"$f":"COUNTIF($D$213:$AA$213,$R$364)*$AB$16","v":0},{"$f":"COUNTIF($D$213:$AA$213,$S$364)*$AB$16","v":0},{"$f":"COUNTIF($D$213:$AA$213,$T$364)*$AB$16","v":0},{"$f":"COUNTIF($D$213:$AA$213,$U$364)*$AB$16","v":0},{"$f":"COUNTIF($D$213:$AA$213,$V$364)*$AB$16","v":0},{"$f":"COUNTIF($D$213:$AA$213,$W$364)*$AB$16","v":0},{"$f":"COUNTIF($D$213:$AA$213,$X$364)*$AB$16","v":0},{"$f":"COUNTIF($D$213:$AA$213,$Y$364)*$AB$16","v":0},{"$f":"COUNTIF($D$213:$AA$213,$Z$364)*$AB$16","v":0},{"$f":"COUNTIF($D$213:$AA$213,$AA$364)*$AB$16","v":0},{"$f":"COUNTIF($D$213:$AA$213,$AB$364)*$AB$16","v":0},{"$f":"COUNTIF($D$213:$AA$213,$AC$364)*$AB$16","v":0},{"$f":"COUNTIF($D$213:$AA$213,$AD$364)*$AB$16","v":0},{"$f":"COUNTIF($D$213:$AA$213,$AE$364)*$AB$16","v":0},{"$f":"COUNTIF($D$213:$AA$213,$AF$364)*$AB$16","v":0},{"$f":"COUNTIF($D$213:$AA$213,$AG$364)*$AB$16","v":0},{"$f":"COUNTIF($D$213:$AA$213,$AH$364)*$AB$16","v":0},{"$f":"COUNTIF($D$213:$AA$213,$AI$364)*$AB$16","v":0},{"$f":"COUNTIF($D$213:$AA$213,$AJ$364)*$AB$16","v":0},{"$f":"COUNTIF($D$213:$AA$213,$AK$364)*$AB$16","v":0},{"$f":"COUNTIF($D$213:$AA$213,$AL$364)*$AB$16","v":0},{"$f":"COUNTIF($D$213:$AA$213,$AM$364)*$AB$16","v":0},{"$f":"COUNTIF($D$213:$AA$213,$AN$364)*$AB$16","v":0},{"$f":"COUNTIF($D$213:$AA$213,$AO$364)*$AB$16","v":0},{"$f":"COUNTIF($D$213:$AA$213,$AP$364)*$AB$16","v":0},{"$f":"COUNTIF($D$213:$AA$213,$AQ$364)*$AB$16","v":0},{"$f":"COUNTIF($D$213:$AA$213,$AR$364)*$AB$16","v":0},{"$f":"COUNTIF($D$213:$AA$213,$AS$364)*$AB$16","v":0},8,0,{"$error":"#DIV/0!"},{"$error":"#DIV/0!"},{"$error":"#DIV/0!"},{"$error":"#DIV/0!"},{"$error":"#DIV/0!"},{"$error":"#DIV/0!"},{"$error":"#DIV/0!"},{"$error":"#DIV/0!"},{"$error":"#DIV/0!"},null,{"$f":"SUMPRODUCT($D369:$AS369,$D$461:$AS$461)","v":{"$error":"#DIV/0!"}},{"$error":"#DIV/0!"},{"$error":"#DIV/0!"},{"$error":"#DIV/0!"},{"$error":"#DIV/0!"},{"$f":"SUMPRODUCT($D369:$AS369,$D$501:$AS$501)","v":{"$error":"#DIV/0!"}},{"$error":"#DIV/0!"},{"$error":"#DIV/0!"},{"$error":"#DIV/0!"},{"$error":"#DIV/0!"}]
[null,null,9,{"$f":"COUNTIF($D$214:$AA$214,$D$364)*$AB$17","v":0},{"$f":"COUNTIF($D$214:$AA$214,$E$364)*$AB$17","v":0},{"$f":"COUNTIF($D$214:$AA$214,$F$364)*$AB$17","v":0},{"$f":"COUNTIF($D$214:$AA$214,$G$364)*$AB$17","v":0},{"$f":"COUNTIF($D$214:$AA$214,$H$364)*$AB$17","v":0},{"$f":"COUNTIF($D$214:$AA$214,$I$364)*$AB$17","v":0},{"$f":"COUNTIF($D$214:$AA$214,$J$364)*$AB$17","v":0},{"$f":"COUNTIF($D$214:$AA$214,$K$364)*$AB$17","v":0},{"$f":"COUNTIF($D$214:$AA$214,$L$364)*$AB$17","v":0},{"$f":"COUNTIF($D$214:$AA$214,$M$364)*$AB$17","v":0},{"$f":"COUNTIF($D$214:$AA$214,$N$364)*$AB$17","v":0},{"$f":"COUNTIF($D$214:$AA$214,$O$364)*$AB$17","v":0},{"$f":"COUNTIF($D$214:$AA$214,$P$364)*$AB$17","v":0},{"$f":"COUNTIF($D$214:$AA$214,$Q$364)*$AB$17","v":0},{"$f":"COUNTIF($D$214:$AA$214,$R$364)*$AB$17","v":0},{"$f":"COUNTIF($D$214:$AA$214,$S$364)*$AB$17","v":0},{"$f":"COUNTIF($D$214:$AA$214,$T$364)*$AB$17","v":0},{"$f":"COUNTIF($D$214:$AA$214,$U$364)*$AB$17","v":0},{"$f":"COUNTIF($D$214:$AA$214,$V$364)*$AB$17","v":0},{"$f":"COUNTIF($D$214:$AA$214,$W$364)*$AB$17","v":0},{"$f":"COUNTIF($D$214:$AA$214,$X$364)*$AB$17","v":0},{"$f":"COUNTIF($D$214:$AA$214,$Y$364)*$AB$17","v":0},{"$f":"COUNTIF($D$214:$AA$214,$Z$364)*$AB$17","v":0},{"$f":"COUNTIF($D$214:$AA$214,$AA$364)*$AB$17","v":0},{"$f":"COUNTIF($D$214:$AA$214,$AB$364)*$AB$17","v":0},{"$f":"COUNTIF($D$214:$AA$214,$AC$364)*$AB$17","v":0},{"$f":"COUNTIF($D$214:$AA$214,$AD$364)*$AB$17","v":0},{"$f":"COUNTIF($D$214:$AA$214,$AE$364)*$AB$17","v":0},{"$f":"COUNTIF($D$214:$AA$214,$AF$364)*$AB$17","v":0},{"$f":"COUNTIF($D$214:$AA$214,$AG$364)*$AB$17","v":0},{"$f":"COUNTIF($D$214:$AA$214,$AH$364)*$AB$17","v":0},{"$f":"COUNTIF($D$214:$AA$214,$AI$364)*$AB$17","v":0},{"$f":"COUNTIF($D$214:$AA$214,$AJ$364)*$AB$17","v":0},{"$f":"COUNTIF($D$214:$AA$214,$AK$364)*$AB$17","v":0},{"$f":"COUNTIF($D$214:$AA$214,$AL$364)*$AB$17","v":0},{"$f":"COUNTIF($D$214:$AA$214,$AM$364)*$AB$17","v":0},{"$f":"COUNTIF($D$214:$AA$214,$AN$364)*$AB$17","v":0},{"$f":"COUNTIF($D$214:$AA$214,$AO$364)*$AB$17","v":0},{"$f":"COUNTIF($D$214:$AA$214,$AP$364)*$AB$17","v":0},{"$f":"COUNTIF($D$214:$AA$214,$AQ$364)*$AB$17","v":0},{"$f":"COUNTIF($D$214:$AA$214,$AR$364)*$AB$17","v":0},{"$f":"COUNTIF($D$214:$AA$214,$AS$364)*$AB$17","v":0},9,0,{"$error":"#DIV/0!"},{"$error":"#DIV/0!"},{"$error":"#DIV/0!"},{"$error":"#DIV/0!"},{"$error":"#DIV/0!"},{"$error":"#DIV/0!"},{"$error":"#DIV/0!"},{"$error":"#DIV/0!"},{"$error":"#DIV/0!"},null,{"$error":"#DIV/0!"},{"$error":"#DIV/0!"},{"$error":"#DIV/0!"},{"$error":"#DIV/0!"},{"$error":"#DIV/0!"},{"$error":"#DIV/0!"},{"$f":"SUMPRODUCT($D370:$AS370,$D$509:$AS$509)","v":{"$error":"#DIV/0!"}},{"$error":"#DIV/0!"},{"$error":"#DIV/0!"},{"$error":"#DIV/0!"}]
[null,null,10,{"$f":"COUNTIF($D$215:$AA$215,$D$364)*$AB$18","v":0},{"$f":"COUNTIF($D$215:$AA$215,$E$364)*$AB$18","v":0},{"$f":"COUNTIF($D$215:$AA$215,$F$364)*$AB$18","v":0},{"$f":"COUNTIF($D$215:$AA$215,$G$364)*$AB$18","v":0},{"$f":"COUNTIF($D$215:$AA$215,$H$364)*$AB$18","v":0},{"$f":"COUNTIF($D$215:$AA$215,$I$364)*$AB$18","v":0},{"$f":"COUNTIF($D$215:$AA$215,$J$364)*$AB$18","v":0},{"$f":"COUNTIF($D$215:$AA$215,$K$364)*$AB$18","v":0},{"$f":"COUNTIF($D$215:$AA$215,$L$364)*$AB$18","v":0},{"$f":"COUNTIF($D$215:$AA$215,$M$364)*$AB$18","v":0},{"$f":"COUNTIF($D$215:$AA$215,$N$364)*$AB$18","v":0},{"$f":"COUNTIF($D$215:$AA$215,$O$364)*$AB$18","v":0},{"$f":"COUNTIF($D$215:$AA$215,$P$364)*$AB$18","v":0},{"$f":"COUNTIF($D$215:$AA$215,$Q$364)*$AB$18","v":0},{"$f":"COUNTIF($D$215:$AA$215,$R$364)*$AB$18","v":0},{"$f":"COUNTIF($D$215:$AA$215,$S$364)*$AB$18","v":0},{"$f":"COUNTIF($D$215:$AA$215,$T$364)*$AB$18","v":0},{"$f":"COUNTIF($D$215:$AA$215,$U$364)*$AB$18","v":0},{"$f":"COUNTIF($D$215:$AA$215,$V$364)*$AB$18","v":0},{"$f":"COUNTIF($D$215:$AA$215,$W$364)*$AB$18","v":0},{"$f":"COUNTIF($D$215:$AA$215,$X$364)*$AB$18","v":0},{"$f":"COUNTIF($D$215:$AA$215,$Y$364)*$AB$18","v":0},{"$f":"COUNTIF($D$215:$AA$215,$Z$364)*$AB$18","v":0},{"$f":"COUNTIF($D$215:$AA$215,$AA$364)*$AB$18","v":0},{"$f":"COUNTIF($D$215:$AA$215,$AB$364)*$AB$18","v":0},{"$f":"COUNTIF($D$215:$AA$215,$AC$364)*$AB$18","v":0},{"$f":"COUNTIF($D$215:$AA$215,$AD$364)*$AB$18","v":0},{"$f":"COUNTIF($D$215:$AA$215,$AE$364)*$AB$18","v":0},{"$f":"COUNTIF($D$215:$AA$215,$AF$364)*$AB$18","v":0},{"$f":"COUNTIF($D$215:$AA$215,$AG$364)*$AB$18","v":0},{"$f":"COUNTIF($D$215:$AA$215,$AH$364)*$AB$18","v":0},{"$f":"COUNTIF($D$215:$AA$215,$AI$364)*$AB$18","v":0},{"$f":"COUNTIF($D$215:$AA$215,$AJ$364)*$AB$18","v":0},{"$f":"COUNTIF($D$215:$AA$215,$AK$364)*$AB$18","v":0},{"$f":"COUNTIF($D$215:$AA$215,$AL$364)*$AB$18","v":0},{"$f":"COUNTIF($D$215:$AA$215,$AM$364)*$AB$18","v":0},{"$f":"COUNTIF($D$215:$AA$215,$AN$364)*$AB$18","v":0},{"$f":"COUNTIF($D$215:$AA$215,$AO$364)*$AB$18","v":0},{"$f":"COUNTIF($D$215:$AA$215,$AP$364)*$AB$18","v":0},{"$f":"COUNTIF($D$215:$AA$215,$AQ$364)*$AB$18","v":0},{"$f":"COUNTIF($D$215:$AA$215,$AR$364)*$AB$18","v":0},{"$f":"COUNTIF($D$215:$AA$215,$AS$364)*$AB$18","v":0},10,0,{"$error":"#DIV/0!"},{"$error":"#DIV/0!"},{"$error":"#DIV/0!"},{"$error":"#DIV/0!"},{"$error":"#DIV/0!"},{"$error":"#DIV/0!"},{"$error":"#DIV/0!"},{"$error":"#DIV/0!"},{"$error":"#DIV/0!"},null,{"$error":"#DIV/0!"},{"$error":"#DIV/0!"},{"$error":"#DIV/0!"},{"$error":"#DIV/0!"},{"$error":"#DIV/0!"},{"$error":"#DIV/0!"},{"$error":"#DIV/0!"},{"$f":"SUMPRODUCT($D371:$AS371,$D$517:$AS$517)","v":{"$error":"#DIV/0!"}},{"$error":"#DIV/0!"},{"$error":"#DIV/0!"}]
[null,null,11,{"$f":"COUNTIF($D$216:$AA$216,$D$364)*$AB$19","v":0},{"$f":"COUNTIF($D$216:$AA$216,$E$364)*$AB$19","v":0},{"$f":"COUNTIF($D$216:$AA$216,$F$364)*$AB$19","v":0},{"$f":"COUNTIF($D$216:$AA$216,$G$364)*$AB$19","v":0},{"$f":"COUNTIF($D$216:$AA$216,$H$364)*$AB$19","v":0},{"$f":"COUNTIF($D$216:$AA$216,$I$364)*$AB$19","v":0},{"$f":"COUNTIF($D$216:$AA$216,$J$364)*$AB$19","v":0},{"$f":"COUNTIF($D$216:$AA$216,$K$364)*$AB$19","v":0},{"$f":"COUNTIF($D$216:$AA$216,$L$364)*$AB$19","v":0},{"$f":"COUNTIF($D$216:$AA$216,$M$364)*$AB$19","v":0},{"$f":"COUNTIF($D$216:$AA$216,$N$364)*$AB$19","v":0},{"$f":"COUNTIF($D$216:$AA$216,$O$364)*$AB$19","v":0},{"$f":"COUNTIF($D$216:$AA$216,$P$364)*$AB$19","v":0},{"$f":"COUNTIF($D$216:$AA$216,$Q$364)*$AB$19","v":0},{"$f":"COUNTIF($D$216:$AA$216,$R$364)*$AB$19","v":0},{"$f":"COUNTIF($D$216:$AA$216,$S$364)*$AB$19","v":0},{"$f":"COUNTIF($D$216:$AA$216,$T$364)*$AB$19","v":0},{"$f":"COUNTIF($D$216:$AA$216,$U$364)*$AB$19","v":0},{"$f":"COUNTIF($D$216:$AA$216,$V$364)*$AB$19","v":0},{"$f":"COUNTIF($D$216:$AA$216,$W$364)*$AB$19","v":0},{"$f":"COUNTIF($D$216:$AA$216,$X$364)*$AB$19","v":0},{"$f":"COUNTIF($D$216:$AA$216,$Y$364)*$AB$19","v":0},{"$f":"COUNTIF($D$216:$AA$216,$Z$364)*$AB$19","v":0},{"$f":"COUNTIF($D$216:$AA$216,$AA$364)*$AB$19","v":0},{"$f":"COUNTIF($D$216:$AA$216,$AB$364)*$AB$19","v":0},{"$f":"COUNTIF($D$216:$AA$216,$AC$364)*$AB$19","v":0},{"$f":"COUNTIF($D$216:$AA$216,$AD$364)*$AB$19","v":0},{"$f":"COUNTIF($D$216:$AA$216,$AE$364)*$AB$19","v":0},{"$f":"COUNTIF($D$216:$AA$216,$AF$364)*$AB$19","v":0},{"$f":"COUNTIF($D$216:$AA$216,$AG$364)*$AB$19","v":0},{"$f":"COUNTIF($D$216:$AA$216,$AH$364)*$AB$19","v":0},{"$f":"COUNTIF($D$216:$AA$216,$AI$364)*$AB$19","v":0},{"$f":"COUNTIF($D$216:$AA$216,$AJ$364)*$AB$19","v":0},{"$f":"COUNTIF($D$216:$AA$216,$AK$364)*$AB$19","v":0},{"$f":"COUNTIF($D$216:$AA$216,$AL$364)*$AB$19","v":0},{"$f":"COUNTIF($D$216:$AA$216,$AM$364)*$AB$19","v":0},{"$f":"COUNTIF($D$216:$AA$216,$AN$364)*$AB$19","v":0},{"$f":"COUNTIF($D$216:$AA$216,$AO$364)*$AB$19","v":0},{"$f":"COUNTIF($D$216:$AA$216,$AP$364)*$AB$19","v":0},{"$f":"COUNTIF($D$216:$AA$216,$AQ$364)*$AB$19","v":0},{"$f":"COUNTIF($D$216:$AA$216,$AR$364)*$AB$19","v":0},{"$f":"COUNTIF($D$216:$AA$216,$AS$364)*$AB$19","v":0},11,0,{"$error":"#DIV/0!"},{"$error":"#DIV/0!"},{"$error":"#DIV/0!"},{"$error":"#DIV/0!"},{"$error":"#DIV/0!"},{"$error":"#DIV/0!"},{"$error":"#DIV/0!"},{"$error":"#DIV/0!"},{"$error":"#DIV/0!"},null,{"$error":"#DIV/0!"},{"$error":"#DIV/0!"},{"$error":"#DIV/0!"},{"$error":"#DIV/0!"},{"$error":"#DIV/0!"},{"$error":"#DIV/0!"},{"$error":"#DIV/0!"},{"$error":"#DIV/0!"},{"$f":"SUMPRODUCT($D372:$AS372,$D$525:$AS$525)","v":{"$error":"#DIV/0!"}},{"$error":"#DIV/0!"}]
[null,null,12,{"$f":"COUNTIF($D$217:$AA$217,$D$364)*$AB$20","v":0},{"$f":"COUNTIF($D$217:$AA$217,$E$364)*$AB$20","v":0},{"$f":"COUNTIF($D$217:$AA$217,$F$364)*$AB$20","v":0},{"$f":"COUNTIF($D$217:$AA$217,$G$364)*$AB$20","v":0},{"$f":"COUNTIF($D$217:$AA$217,$H$364)*$AB$20","v":0},{"$f":"COUNTIF($D$217:$AA$217,$I$364)*$AB$20","v":0},{"$f":"COUNTIF($D$217:$AA$217,$J$364)*$AB$20","v":0},{"$f":"COUNTIF($D$217:$AA$217,$K$364)*$AB$20","v":0},{"$f":"COUNTIF($D$217:$AA$217,$L$364)*$AB$20","v":0},{"$f":"COUNTIF($D$217:$AA$217,$M$364)*$AB$20","v":0},{"$f":"COUNTIF($D$217:$AA$217,$N$364)*$AB$20","v":0},{"$f":"COUNTIF($D$217:$AA$217,$O$364)*$AB$20","v":0},{"$f":"COUNTIF($D$217:$AA$217,$P$364)*$AB$20","v":0},{"$f":"COUNTIF($D$217:$AA$217,$Q$364)*$AB$20","v":0},{"$f":"COUNTIF($D$217:$AA$217,$R$364)*$AB$20","v":0},{"$f":"COUNTIF($D$217:$AA$217,$S$364)*$AB$20","v":0},{"$f":"COUNTIF($D$217:$AA$217,$T$364)*$AB$20","v":0},{"$f":"COUNTIF($D$217:$AA$217,$U$364)*$AB$20","v":0},{"$f":"COUNTIF($D$217:$AA$217,$V$364)*$AB$20","v":0},{"$f":"COUNTIF($D$217:$AA$217,$W$364)*$AB$20","v":0},{"$f":"COUNTIF($D$217:$AA$217,$X$364)*$AB$20","v":0},{"$f":"COUNTIF($D$217:$AA$217,$Y$364)*$AB$20","v":0},{"$f":"COUNTIF($D$217:$AA$217,$Z$364)*$AB$20","v":0},{"$f":"COUNTIF($D$217:$AA$217,$AA$364)*$AB$20","v":0},{"$f":"COUNTIF($D$217:$AA$217,$AB$364)*$AB$20","v":0},{"$f":"COUNTIF($D$217:$AA$217,$AC$364)*$AB$20","v":0},{"$f":"COUNTIF($D$217:$AA$217,$AD$364)*$AB$20","v":0},{"$f":"COUNTIF($D$217:$AA$217,$AE$364)*$AB$20","v":0},{"$f":"COUNTIF($D$217:$AA$217,$AF$364)*$AB$20","v":0},{"$f":"COUNTIF($D$217:$AA$217,$AG$364)*$AB$20","v":0},{"$f":"COUNTIF($D$217:$AA$217,$AH$364)*$AB$20","v":0},{"$f":"COUNTIF($D$217:$AA$217,$AI$364)*$AB$20","v":0},{"$f":"COUNTIF($D$217:$AA$217,$AJ$364)*$AB$20","v":0},{"$f":"COUNTIF($D$217:$AA$217,$AK$364)*$AB$20","v":0},{"$f":"COUNTIF($D$217:$AA$217,$AL$364)*$AB$20","v":0},{"$f":"COUNTIF($D$217:$AA$217,$AM$364)*$AB$20","v":0},{"$f":"COUNTIF($D$217:$AA$217,$AN$364)*$AB$20","v":0},{"$f":"COUNTIF($D$217:$AA$217,$AO$364)*$AB$20","v":0},{"$f":"COUNTIF($D$217:$AA$217,$AP$364)*$AB$20","v":0},{"$f":"COUNTIF($D$217:$AA$217,$AQ$364)*$AB$20","v":0},{"$f":"COUNTIF($D$217:$AA$217,$AR$364)*$AB$20","v":0},{"$f":"COUNTIF($D$217:$AA$217,$AS$364)*$AB$20","v":0},12,0,{"$error":"#DIV/0!"},{"$error":"#DIV/0!"},{"$error":"#DIV/0!"},{"$error":"#DIV/0!"},{"$error":"#DIV/0!"},{"$error":"#DIV/0!"},{"$error":"#DIV/0!"},{"$error":"#DIV/0!"},{"$error":"#DIV/0!"},null,{"$error":"#DIV/0!"},{"$error":"#DIV/0!"},{"$error":"#DIV/0!"},{"$error":"#DIV/0!"},{"$error":"#DIV/0!"},{"$error":"#DIV/0!"},{"$error":"#DIV/0!"},{"$error":"#DIV/0!"},{"$error":"#DIV/0!"},{"$error":"#DIV/0!"}]
[null,null,1,{"$f":"COUNTIF($D$218:$AA$218,$D$364)*$AB$21","v":0},{"$f":"COUNTIF($D$218:$AA$218,$E$364)*$AB$21","v":0},{"$f":"COUNTIF($D$218:$AA$218,$F$364)*$AB$21","v":0},{"$f":"COUNTIF($D$218:$AA$218,$G$364)*$AB$21","v":0},{"$f":"COUNTIF($D$218:$AA$218,$H$364)*$AB$21","v":0},{"$f":"COUNTIF($D$218:$AA$218,$I$364)*$AB$21","v":0},{"$f":"COUNTIF($D$218:$AA$218,$J$364)*$AB$21","v":0},{"$f":"COUNTIF($D$218:$AA$218,$K$364)*$AB$21","v":0},{"$f":"COUNTIF($D$218:$AA$218,$L$364)*$AB$21","v":0},{"$f":"COUNTIF($D$218:$AA$218,$M$364)*$AB$21","v":0},{"$f":"COUNTIF($D$218:$AA$218,$N$364)*$AB$21","v":0},{"$f":"COUNTIF($D$218:$AA$218,$O$364)*$AB$21","v":0},{"$f":"COUNTIF($D$218:$AA$218,$P$364)*$AB$21","v":0},{"$f":"COUNTIF($D$218:$AA$218,$Q$364)*$AB$21","v":0},{"$f":"COUNTIF($D$218:$AA$218,$R$364)*$AB$21","v":0},{"$f":"COUNTIF($D$218:$AA$218,$S$364)*$AB$21","v":0},{"$f":"COUNTIF($D$218:$AA$218,$T$364)*$AB$21","v":0},{"$f":"COUNTIF($D$218:$AA$218,$U$364)*$AB$21","v":0},{"$f":"COUNTIF($D$218:$AA$218,$V$364)*$AB$21","v":0},{"$f":"COUNTIF($D$218:$AA$218,$W$364)*$AB$21","v":0},{"$f":"COUNTIF($D$218:$AA$218,$X$364)*$AB$21","v":0},{"$f":"COUNTIF($D$218:$AA$218,$Y$364)*$AB$21","v":0},{"$f":"COUNTIF($D$218:$AA$218,$Z$364)*$AB$21","v":0},{"$f":"COUNTIF($D$218:$AA$218,$AA$364)*$AB$21","v":0},{"$f":"COUNTIF($D$218:$AA$218,$AB$364)*$AB$21","v":0},{"$f":"COUNTIF($D$218:$AA$218,$AC$364)*$AB$21","v":0},{"$f":"COUNTIF($D$218:$AA$218,$AD$364)*$AB$21","v":0},{"$f":"COUNTIF($D$218:$AA$218,$AE$364)*$AB$21","v":0},{"$f":"COUNTIF($D$218:$AA$218,$AF$364)*$AB$21","v":0},{"$f":"COUNTIF($D$218:$AA$218,$AG$364)*$AB$21","v":0},{"$f":"COUNTIF($D$218:$AA$218,$AH$364)*$AB$21","v":0},{"$f":"COUNTIF($D$218:$AA$218,$AI$364)*$AB$21","v":0},{"$f":"COUNTIF($D$218:$AA$218,$AJ$364)*$AB$21","v":0},{"$f":"COUNTIF($D$218:$AA$218,$AK$364)*$AB$21","v":0},{"$f":"COUNTIF($D$218:$AA$218,$AL$364)*$AB$21","v":0},{"$f":"COUNTIF($D$218:$AA$218,$AM$364)*$AB$21","v":0},{"$f":"COUNTIF($D$218:$AA$218,$AN$364)*$AB$21","v":0},{"$f":"COUNTIF($D$218:$AA$218,$AO$364)*$AB$21","v":0},{"$f":"COUNTIF($D$218:$AA$218,$AP$364)*$AB$21","v":0},{"$f":"COUNTIF($D$218:$AA$218,$AQ$364)*$AB$21","v":0},{"$f":"COUNTIF($D$218:$AA$218,$AR$364)*$AB$21","v":0},{"$f":"COUNTIF($D$218:$AA$218,$AS$364)*$AB$21","v":0},1,0,{"$error":"#DIV/0!"},{"$error":"#DIV/0!"},{"$error":"#DIV/0!"},{"$error":"#DIV/0!"},{"$error":"#DIV/0!"},{"$error":"#DIV/0!"},{"$error":"#DIV/0!"},{"$error":"#DIV/0!"},{"$error":"#DIV/0!"},null,{"$error":"#DIV/0!"},{"$error":"#DIV/0!"},{"$error":"#DIV/0!"},{"$error":"#DIV/0!"},{"$error":"#DIV/0!"},{"$error":"#DIV/0!"},{"$error":"#DIV/0!"},{"$error":"#DIV/0!"},{"$error":"#DIV/0!"},{"$error":"#DIV/0!"}]
[null,null,2,{"$f":"COUNTIF($D$219:$AA$219,$D$364)*$AB$22","v":0},{"$f":"COUNTIF($D$219:$AA$219,$E$364)*$AB$22","v":0},{"$f":"COUNTIF($D$219:$AA$219,$F$364)*$AB$22","v":0},{"$f":"COUNTIF($D$219:$AA$219,$G$364)*$AB$22","v":0},{"$f":"COUNTIF($D$219:$AA$219,$H$364)*$AB$22","v":0},{"$f":"COUNTIF($D$219:$AA$219,$I$364)*$AB$22","v":0},{"$f":"COUNTIF($D$219:$AA$219,$J$364)*$AB$22","v":0},{"$f":"COUNTIF($D$219:$AA$219,$K$364)*$AB$22","v":0},{"$f":"COUNTIF($D$219:$AA$219,$L$364)*$AB$22","v":0},{"$f":"COUNTIF($D$219:$AA$219,$M$364)*$AB$22","v":0},{"$f":"COUNTIF($D$219:$AA$219,$N$364)*$AB$22","v":0},{"$f":"COUNTIF($D$219:$AA$219,$O$364)*$AB$22","v":0},{"$f":"COUNTIF($D$219:$AA$219,$P$364)*$AB$22","v":0},{"$f":"COUNTIF($D$219:$AA$219,$Q$364)*$AB$22","v":0},{"$f":"COUNTIF($D$219:$AA$219,$R$364)*$AB$22","v":0},{"$f":"COUNTIF($D$219:$AA$219,$S$364)*$AB$22","v":0},{"$f":"COUNTIF($D$219:$AA$219,$T$364)*$AB$22","v":0},{"$f":"COUNTIF($D$219:$AA$219,$U$364)*$AB$22","v":0},{"$f":"COUNTIF($D$219:$AA$219,$V$364)*$AB$22","v":0},{"$f":"COUNTIF($D$219:$AA$219,$W$364)*$AB$22","v":0},{"$f":"COUNTIF($D$219:$AA$219,$X$364)*$AB$22","v":0},{"$f":"COUNTIF($D$219:$AA$219,$Y$364)*$AB$22","v":0},{"$f":"COUNTIF($D$219:$AA$219,$Z$364)*$AB$22","v":0},{"$f":"COUNTIF($D$219:$AA$219,$AA$364)*$AB$22","v":0},{"$f":"COUNTIF($D$219:$AA$219,$AB$364)*$AB$22","v":0},{"$f":"COUNTIF($D$219:$AA$219,$AC$364)*$AB$22","v":0},{"$f":"COUNTIF($D$219:$AA$219,$AD$364)*$AB$22","v":0},{"$f":"COUNTIF($D$219:$AA$219,$AE$364)*$AB$22","v":0},{"$f":"COUNTIF($D$219:$AA$219,$AF$364)*$AB$22","v":0},{"$f":"COUNTIF($D$219:$AA$219,$AG$364)*$AB$22","v":0},{"$f":"COUNTIF($D$219:$AA$219,$AH$364)*$AB$22","v":0},{"$f":"COUNTIF($D$219:$AA$219,$AI$364)*$AB$22","v":0},{"$f":"COUNTIF($D$219:$AA$219,$AJ$364)*$AB$22","v":0},{"$f":"COUNTIF($D$219:$AA$219,$AK$364)*$AB$22","v":0},{"$f":"COUNTIF($D$219:$AA$219,$AL$364)*$AB$22","v":0},{"$f":"COUNTIF($D$219:$AA$219,$AM$364)*$AB$22","v":0},{"$f":"COUNTIF($D$219:$AA$219,$AN$364)*$AB$22","v":0},{"$f":"COUNTIF($D$219:$AA$219,$AO$364)*$AB$22","v":0},{"$f":"COUNTIF($D$219:$AA$219,$AP$364)*$AB$22","v":0},{"$f":"COUNTIF($D$219:$AA$219,$AQ$364)*$AB$22","v":0},{"$f":"COUNTIF($D$219:$AA$219,$AR$364)*$AB$22","v":0},{"$f":"COUNTIF($D$219:$AA$219,$AS$364)*$AB$22","v":0},2,0,{"$error":"#DIV/0!"},{"$error":"#DIV/0!"},{"$error":"#DIV/0!"},{"$error":"#DIV/0!"},{"$error":"#DIV/0!"},{"$error":"#DIV/0!"},{"$error":"#DIV/0!"},{"$error":"#DIV/0!"},{"$error":"#DIV/0!"},null,{"$error":"#DIV/0!"},{"$error":"#DIV/0!"},{"$error":"#DIV/0!"},{"$error":"#DIV/0!"},{"$error":"#DIV/0!"},{"$error":"#DIV/0!"},{"$error":"#DIV/0!"},{"$error":"#DIV/0!"},{"$error":"#DIV/0!"},{"$error":"#DIV/0!"}]
[null,null,3,{"$f":"COUNTIF($D$220:$AA$220,$D$364)*$AB$23","v":0},{"$f":"COUNTIF($D$220:$AA$220,$E$364)*$AB$23","v":0},{"$f":"COUNTIF($D$220:$AA$220,$F$364)*$AB$23","v":0},{"$f":"COUNTIF($D$220:$AA$220,$G$364)*$AB$23","v":0},{"$f":"COUNTIF($D$220:$AA$220,$H$364)*$AB$23","v":0},{"$f":"COUNTIF($D$220:$AA$220,$I$364)*$AB$23","v":0},{"$f":"COUNTIF($D$220:$AA$220,$J$364)*$AB$23","v":0},{"$f":"COUNTIF($D$220:$AA$220,$K$364)*$AB$23","v":0},{"$f":"COUNTIF($D$220:$AA$220,$L$364)*$AB$23","v":0},{"$f":"COUNTIF($D$220:$AA$220,$M$364)*$AB$23","v":0},{"$f":"COUNTIF($D$220:$AA$220,$N$364)*$AB$23","v":0},{"$f":"COUNTIF($D$220:$AA$220,$O$364)*$AB$23","v":0},{"$f":"COUNTIF($D$220:$AA$220,$P$364)*$AB$23","v":0},{"$f":"COUNTIF($D$220:$AA$220,$Q$364)*$AB$23","v":0},{"$f":"COUNTIF($D$220:$AA$220,$R$364)*$AB$23","v":0},{"$f":"COUNTIF($D$220:$AA$220,$S$364)*$AB$23","v":0},{"$f":"COUNTIF($D$220:$AA$220,$T$364)*$AB$23","v":0},{"$f":"COUNTIF($D$220:$AA$220,$U$364)*$AB$23","v":0},{"$f":"COUNTIF($D$220:$AA$220,$V$364)*$AB$23","v":0},{"$f":"COUNTIF($D$220:$AA$220,$W$364)*$AB$23","v":0},{"$f":"COUNTIF($D$220:$AA$220,$X$364)*$AB$23","v":0},{"$f":"COUNTIF($D$220:$AA$220,$Y$364)*$AB$23","v":0},{"$f":"COUNTIF($D$220:$AA$220,$Z$364)*$AB$23","v":0},{"$f":"COUNTIF($D$220:$AA$220,$AA$364)*$AB$23","v":0},{"$f":"COUNTIF($D$220:$AA$220,$AB$364)*$AB$23","v":0},{"$f":"COUNTIF($D$220:$AA$220,$AC$364)*$AB$23","v":0},{"$f":"COUNTIF($D$220:$AA$220,$AD$364)*$AB$23","v":0},{"$f":"COUNTIF($D$220:$AA$220,$AE$364)*$AB$23","v":0},{"$f":"COUNTIF($D$220:$AA$220,$AF$364)*$AB$23","v":0},{"$f":"COUNTIF($D$220:$AA$220,$AG$364)*$AB$23","v":0},{"$f":"COUNTIF($D$220:$AA$220,$AH$364)*$AB$23","v":0},{"$f":"COUNTIF($D$220:$AA$220,$AI$364)*$AB$23","v":0},{"$f":"COUNTIF($D$220:$AA$220,$AJ$364)*$AB$23","v":0},{"$f":"COUNTIF($D$220:$AA$220,$AK$364)*$AB$23","v":0},{"$f":"COUNTIF($D$220:$AA$220,$AL$364)*$AB$23","v":0},{"$f":"COUNTIF($D$220:$AA$220,$AM$364)*$AB$23","v":0},{"$f":"COUNTIF($D$220:$AA$220,$AN$364)*$AB$23","v":0},{"$f":"COUNTIF($D$220:$AA$220,$AO$364)*$AB$23","v":0},{"$f":"COUNTIF($D$220:$AA$220,$AP$364)*$AB$23","v":0},{"$f":"COUNTIF($D$220:$AA$220,$AQ$364)*$AB$23","v":0},{"$f":"COUNTIF($D$220:$AA$220,$AR$364)*$AB$23","v":0},{"$f":"COUNTIF($D$220:$AA$220,$AS$364)*$AB$23","v":0},3,0,{"$error":"#DIV/0!"},{"$error":"#DIV/0!"},{"$error":"#DIV/0!"},{"$error":"#DIV/0!"},{"$error":"#DIV/0!"},{"$error":"#DIV/0!"},{"$error":"#DIV/0!"},{"$error":"#DIV/0!"},{"$error":"#DIV/0!"},null,{"$error":"#DIV/0!"},{"$error":"#DIV/0!"},{"$error":"#DIV/0!"},{"$error":"#DIV/0!"},{"$error":"#DIV/0!"},{"$error":"#DIV/0!"},{"$error":"#DIV/0!"},{"$error":"#DIV/0!"},{"$error":"#DIV/0!"},{"$f":"SUMPRODUCT($D376:$AS376,$D$533:$AS$533)","v":{"$error":"#DIV/0!"}}]
[null,null,"暖房運転時間",{"$f":"SUM($D$365:$D$376)","v":0},{"$f":"SUM($E$365:$E$376)","v":0},{"$f":"SUM($F$365:$F$376)","v":0},{"$f":"SUM($G$365:$G$376)","v":0},{"$f":"SUM($H$365:$H$376)","v":0},{"$f":"SUM($I$365:$I$376)","v":0},{"$f":"SUM($J$365:$J$376)","v":0},{"$f":"SUM($K$365:$K$376)","v":0},{"$f":"SUM($L$365:$L$376)","v":0},{"$f":"SUM($M$365:$M$376)","v":0},{"$f":"SUM($N$365:$N$376)","v":0},{"$f":"SUM($O$365:$O$376)","v":0},{"$f":"SUM($P$365:$P$376)","v":0},{"$f":"SUM($Q$365:$Q$376)","v":0},{"$f":"SUM($R$365:$R$376)","v":0},{"$f":"SUM($S$365:$S$376)","v":0},{"$f":"SUM($T$365:$T$376)","v":0},{"$f":"SUM($U$365:$U$376)","v":0},{"$f":"SUM($V$365:$V$376)","v":0},{"$f":"SUM($W$365:$W$376)","v":0},{"$f":"SUM($X$365:$X$376)","v":0},{"$f":"SUM($Y$365:$Y$376)","v":0},{"$f":"SUM($Z$365:$Z$376)","v":0},{"$f":"SUM($AA$365:$AA$376)","v":0},{"$f":"SUM($AB$365:$AB$376)","v":0},{"$f":"SUM($AC$365:$AC$376)","v":0},{"$f":"SUM($AD$365:$AD$376)","v":0},{"$f":"SUM($AE$365:$AE$376)","v":0},{"$f":"SUM($AF$365:$AF$376)","v":0},{"$f":"SUM($AG$365:$AG$376)","v":0},{"$f":"SUM($AH$365:$AH$376)","v":0},{"$f":"SUM($AI$365:$AI$376)","v":0},{"$f":"SUM($AJ$365:$AJ$376)","v":0},{"$f":"SUM($AK$365:$AK$376)","v":0},{"$f":"SUM($AL$365:$AL$376)","v":0},{"$f":"SUM($AM$365:$AM$376)","v":0},{"$f":"SUM($AN$365:$AN$376)","v":0},{"$f":"SUM($AO$365:$AO$376)","v":0},{"$f":"SUM($AP$365:$AP$376)","v":0},{"$f":"SUM($AQ$365:$AQ$376)","v":0},{"$f":"SUM($AR$365:$AR$376)","v":0},{"$f":"SUM($AS$365:$AS$376)","v":0},"暖房運転時間",{"$f":"SUM(AU$365:AU$376)","v":0},{"$f":"SUM(AV$365:AV$376)","v":{"$error":"#DIV/0!"}},{"$f":"SUM(AW$365:AW$376)","v":{"$error":"#DIV/0!"}},{"$error":"#DIV/0!"},{"$error":"#DIV/0!"},{"$error":"#DIV/0!"},{"$error":"#DIV/0!"},{"$error":"#DIV/0!"},{"$error":"#DIV/0!"},{"$error":"#DIV/0!"},null,{"$f":"SUM(BF$365:BF$376)","v":{"$error":"#DIV/0!"}},{"$f":"SUM(BG$365:BG$376)","v":{"$error":"#DIV/0!"}},{"$f":"SUM(BH$365:BH$376)","v":{"$error":"#DIV/0!"}},{"$f":"SUM(BI$365:BI$376)","v":{"$error":"#DIV/0!"}},{"$error":"#DIV/0!"},{"$f":"SUM(BK$365:BK$376)","v":{"$error":"#DIV/0!"}},{"$error":"#DIV/0!"},{"$error":"#DIV/0!"},{"$error":"#DIV/0!"},{"$error":"#DIV/0!"}]
[null,null,"暖房空調負荷率",{"$f":"IF((1/(0-$M$26))*D$364+1<0,0,IF((1/(0-$M$26)*D$364+1)>1,1,(1/(0-$M$26)*D$364+1)))","v":1},1,1,1,1,1,1,0.91666666666666663,0.83333333333333337,0.75,0.66666666666666674,0.58333333333333337,0.5,0.41666666666666674,0.33333333333333337,0.25,0.16666666666666674,8.333333333333337E-2,0,0,0,0,0,0,0,0,0,0,0,0,0,0,0,0,0,0,0,0,0,0,0,0,"暖房空調負荷率","αw"]
[]
[null,"前1","暖房時エネルギー消費量比",{"$f":"$D$378/D386","v":1.525342350450765},{"$f":"$E$378/E386","v":1.4782279701971444},{"$f":"$F$378/F386","v":1.4343628575472214},{"$f":"$G$378/G386","v":1.3934220857406261},{"$f":"$H$378/H386","v":1.3551226540505856},{"$f":"$I$378/I386","v":1.3192169368411732},{"$f":"$J$378/J386","v":1.2854873237050579},{"$f":"$K$378/K386","v":1.1433406688331575},{"$f":"$L$378/L386","v":1.0093811412617335},{"$f":"$M$378/M386","v":0.88292648038241106},{"$f":"$N$378/N386","v":0.76336818349042657},{"$f":"$O$378/O386","v":0.61406711876195452},{"$f":"$P$378/P386","v":0.51283388842074296},{"$f":"$Q$378/Q386","v":0.41666666666666674},{"$f":"$R$378/R386","v":0.32519476994456958},{"$f":"$S$378/S386","v":0.23808281789502453},{"$f":"$T$378/T386","v":0.15502662833157432},{"$f":"$U$378/U386","v":7.5749671993803475E-2},{"$f":"$V$378/V386","v":0},{"$f":"$W$378/W386","v":0},{"$f":"$X$378/X386","v":0},{"$f":"$Y$378/Y386","v":0},{"$f":"$Z$378/Z386","v":0},{"$f":"$AA$378/AA386","v":0},{"$f":"$AB$378/AB386","v":0},{"$f":"$AC$378/AC386","v":0},{"$f":"$AD$378/AD386","v":0},{"$f":"$AE$378/AE386","v":0},{"$f":"$AF$378/AF386","v":0},{"$f":"$AG$378/AG386","v":0},{"$f":"$AH$378/AH386","v":0},{"$f":"$AI$378/AI386","v":0},{"$f":"$AJ$378/AJ386","v":0},{"$f":"$AK$378/AK386","v":0},{"$f":"$AL$378/AL386","v":0},{"$f":"$AM$378/AM386","v":0},{"$f":"$AN$378/AN386","v":0},{"$f":"$AO$378/AO386","v":0},{"$f":"$AP$378/AP386","v":0},{"$f":"$AQ$378/AQ386","v":0},{"$f":"$AR$378/AR386","v":0},{"$f":"$AS$378/AS386","v":0},"暖房時エネルギー消費量比","εw"]
[null,null,"暖房能力",{"$f":"($Q$33-0.65*$Q$33)/14*($D$364-7)+$Q$33","v":16.875},{"$f":"($Q$33-0.65*$Q$33)/14*($E$364-7)+$Q$33","v":17.5},{"$f":"($Q$33-0.65*$Q$33)/14*($F$364-7)+$Q$33","v":18.125},{"$f":"($Q$33-0.65*$Q$33)/14*($G$364-7)+$Q$33","v":18.75},{"$f":"($Q$33-0.65*$Q$33)/14*($H$364-7)+$Q$33","v":19.375},{"$f":"($Q$33-0.65*$Q$33)/14*($I$364-7)+$Q$33","v":20},{"$f":"($Q$33-0.65*$Q$33)/14*($J$364-7)+$Q$33","v":20.625},{"$f":"($Q$33-0.65*$Q$33)/14*($K$364-7)+$Q$33","v":21.25},{"$f":"($Q$33-0.65*$Q$33)/14*($L$364-7)+$Q$33","v":21.875},{"$f":"($Q$33-0.65*$Q$33)/14*($M$364-7)+$Q$33","v":22.5},{"$f":"($Q$33-0.65*$Q$33)/14*($N$364-7)+$Q$33","v":23.125},{"$f":"($Q$33-0.65*$Q$33)/14*($O$364-7)+$Q$33","v":23.75},{"$f":"($Q$33-0.65*$Q$33)/14*($P$364-7)+$Q$33","v":24.375},{"$f":"($Q$33-0.65*$Q$33)/14*($Q$364-7)+$Q$33","v":25},{"$f":"($Q$33-0.65*$Q$33)/14*($R$364-7)+$Q$33","v":25.625},{"$f":"($Q$33-0.65*$Q$33)/14*($S$364-7)+$Q$33","v":26.25},{"$f":"($Q$33-0.65*$Q$33)/14*($T$364-7)+$Q$33","v":26.875},{"$f":"($Q$33-0.65*$Q$33)/14*($U$364-7)+$Q$33","v":27.5},{"$f":"($Q$33-0.65*$Q$33)/14*($V$364-7)+$Q$33","v":28.125},{"$f":"($Q$33-0.65*$Q$33)/14*($W$364-7)+$Q$33","v":28.75},{"$f":"($Q$33-0.65*$Q$33)/14*($X$364-7)+$Q$33","v":29.375},{"$f":"($Q$33-0.65*$Q$33)/14*($Y$364-7)+$Q$33","v":30},{"$f":"($Q$33-0.65*$Q$33)/14*($Z$364-7)+$Q$33","v":30.625},{"$f":"($Q$33-0.65*$Q$33)/14*($AA$364-7)+$Q$33","v":31.25},{"$f":"($Q$33-0.65*$Q$33)/14*($AB$364-7)+$Q$33","v":31.875},{"$f":"($Q$33-0.65*$Q$33)/14*($AC$364-7)+$Q$33","v":32.5},{"$f":"($Q$33-0.65*$Q$33)/14*($AD$364-7)+$Q$33","v":33.125},{"$f":"($Q$33-0.65*$Q$33)/14*($AE$364-7)+$Q$33","v":33.75},{"$f":"($Q$33-0.65*$Q$33)/14*($AF$364-7)+$Q$33","v":34.375},{"$f":"($Q$33-0.65*$Q$33)/14*($AG$364-7)+$Q$33","v":35},{"$f":"($Q$33-0.65*$Q$33)/14*($AH$364-7)+$Q$33","v":35.625},{"$f":"($Q$33-0.65*$Q$33)/14*($AI$364-7)+$Q$33","v":36.25},{"$f":"($Q$33-0.65*$Q$33)/14*($AJ$364-7)+$Q$33","v":36.875},{"$f":"($Q$33-0.65*$Q$33)/14*($AK$364-7)+$Q$33","v":37.5},{"$f":"($Q$33-0.65*$Q$33)/14*($AL$364-7)+$Q$33","v":38.125},{"$f":"($Q$33-0.65*$Q$33)/14*($AM$364-7)+$Q$33","v":38.75},{"$f":"($Q$33-0.65*$Q$33)/14*($AN$364-7)+$Q$33","v":39.375},{"$f":"($Q$33-0.65*$Q$33)/14*($AO$364-7)+$Q$33","v":40},{"$f":"($Q$33-0.65*$Q$33)/14*($AP$364-7)+$Q$33","v":40.625},{"$f":"($Q$33-0.65*$Q$33)/14*($AQ$364-7)+$Q$33","v":41.25},{"$f":"($Q$33-0.65*$Q$33)/14*($AR$364-7)+$Q$33","v":41.875},{"$f":"($Q$33-0.65*$Q$33)/14*($AS$364-7)+$Q$33","v":42.5},"暖房能力","Φw"]
[null,null,"着霜域暖房能力",{"$f":"D381/1.12","v":15.066964285714285},{"$f":"E381/1.12","v":15.624999999999998},{"$f":"F381/1.12","v":16.183035714285712},16.741071428571427,17.299107142857142,17.857142857142854,18.415178571428569,18.973214285714285,19.531249999999996,20.089285714285712,20.647321428571427,null,null,null,null,null,null,null,null,null,null,null,null,null,null,null,null,null,null,null,null,null,null,null,null,null,null,null,null,null,null,null,"着霜域暖房能力","Φwf"]
[null,null,"暖房ガス消費量",{"$f":"($Q$34-0.93*$Q$34)/14*($D$364-7)+$Q$34","v":17.484500000000001},{"$f":"($Q$34-0.93*$Q$34)/14*($E$364-7)+$Q$34","v":17.578000000000003},{"$f":"($Q$34-0.93*$Q$34)/14*($F$364-7)+$Q$34","v":17.671500000000002},{"$f":"($Q$34-0.93*$Q$34)/14*($G$364-7)+$Q$34","v":17.765000000000001},{"$f":"($Q$34-0.93*$Q$34)/14*($H$364-7)+$Q$34","v":17.858499999999999},{"$f":"($Q$34-0.93*$Q$34)/14*($I$364-7)+$Q$34","v":17.952000000000002},{"$f":"($Q$34-0.93*$Q$34)/14*($J$364-7)+$Q$34","v":18.045500000000001},{"$f":"($Q$34-0.93*$Q$34)/14*($K$364-7)+$Q$34","v":18.138999999999999},{"$f":"($Q$34-0.93*$Q$34)/14*($L$364-7)+$Q$34","v":18.232500000000002},{"$f":"($Q$34-0.93*$Q$34)/14*($M$364-7)+$Q$34","v":18.326000000000001},{"$f":"($Q$34-0.93*$Q$34)/14*($N$364-7)+$Q$34","v":18.419499999999999},{"$f":"($Q$34-0.93*$Q$34)/14*($O$364-7)+$Q$34","v":18.512999999999998},{"$f":"($Q$34-0.93*$Q$34)/14*($P$364-7)+$Q$34","v":18.6065},{"$f":"($Q$34-0.93*$Q$34)/14*($Q$364-7)+$Q$34","v":18.7},{"$f":"($Q$34-0.93*$Q$34)/14*($R$364-7)+$Q$34","v":18.793499999999998},{"$f":"($Q$34-0.93*$Q$34)/14*($S$364-7)+$Q$34","v":18.887},{"$f":"($Q$34-0.93*$Q$34)/14*($T$364-7)+$Q$34","v":18.980499999999999},{"$f":"($Q$34-0.93*$Q$34)/14*($U$364-7)+$Q$34","v":19.073999999999998},{"$f":"($Q$34-0.93*$Q$34)/14*($V$364-7)+$Q$34","v":19.167499999999997},{"$f":"($Q$34-0.93*$Q$34)/14*($W$364-7)+$Q$34","v":19.260999999999999},{"$f":"($Q$34-0.93*$Q$34)/14*($X$364-7)+$Q$34","v":19.354499999999998},{"$f":"($Q$34-0.93*$Q$34)/14*($Y$364-7)+$Q$34","v":19.447999999999997},{"$f":"($Q$34-0.93*$Q$34)/14*($Z$364-7)+$Q$34","v":19.541499999999999},{"$f":"($Q$34-0.93*$Q$34)/14*($AA$364-7)+$Q$34","v":19.634999999999998},{"$f":"($Q$34-0.93*$Q$34)/14*($AB$364-7)+$Q$34","v":19.728499999999997},{"$f":"($Q$34-0.93*$Q$34)/14*($AC$364-7)+$Q$34","v":19.821999999999996},{"$f":"($Q$34-0.93*$Q$34)/14*($AD$364-7)+$Q$34","v":19.915499999999998},{"$f":"($Q$34-0.93*$Q$34)/14*($AE$364-7)+$Q$34","v":20.008999999999997},{"$f":"($Q$34-0.93*$Q$34)/14*($AF$364-7)+$Q$34","v":20.102499999999996},{"$f":"($Q$34-0.93*$Q$34)/14*($AG$364-7)+$Q$34","v":20.195999999999998},{"$f":"($Q$34-0.93*$Q$34)/14*($AH$364-7)+$Q$34","v":20.289499999999997},{"$f":"($Q$34-0.93*$Q$34)/14*($AI$364-7)+$Q$34","v":20.382999999999996},{"$f":"($Q$34-0.93*$Q$34)/14*($AJ$364-7)+$Q$34","v":20.476499999999994},{"$f":"($Q$34-0.93*$Q$34)/14*($AK$364-7)+$Q$34","v":20.569999999999997},{"$f":"($Q$34-0.93*$Q$34)/14*($AL$364-7)+$Q$34","v":20.663499999999996},{"$f":"($Q$34-0.93*$Q$34)/14*($AM$364-7)+$Q$34","v":20.756999999999994},{"$f":"($Q$34-0.93*$Q$34)/14*($AN$364-7)+$Q$34","v":20.850499999999997},{"$f":"($Q$34-0.93*$Q$34)/14*($AO$364-7)+$Q$34","v":20.943999999999996},{"$f":"($Q$34-0.93*$Q$34)/14*($AP$364-7)+$Q$34","v":21.037499999999994},{"$f":"($Q$34-0.93*$Q$34)/14*($AQ$364-7)+$Q$34","v":21.130999999999993},{"$f":"($Q$34-0.93*$Q$34)/14*($AR$364-7)+$Q$34","v":21.224499999999995},{"$f":"($Q$34-0.93*$Q$34)/14*($AS$364-7)+$Q$34","v":21.317999999999994},"暖房ガス消費量","Pw"]
[null,null,"着霜域暖房ガス消費量",{"$f":"D383/1.06","v":16.494811320754717},{"$f":"E383/1.06","v":16.58301886792453},16.671226415094342,16.759433962264151,16.847641509433959,16.935849056603775,17.024056603773584,17.112264150943396,17.200471698113208,17.288679245283017,17.376886792452829,null,null,null,null,null,null,null,null,null,null,null,null,null,null,null,null,null,null,null,null,null,null,null,null,null,null,null,null,null,null,null,"着霜域暖房ガス消費量","Pwf"]
[null,null,"暖房COP",{"$f":"D382/(D384+$Q$35*$I$32*D$378)","v":0.85496939231084179},{"$f":"E382/(E384+$Q$35*$I$32*E$378)","v":0.8822191493622985},0.90919882341414304,0.93591241001302239,0.96236382628003792,0.98855691282554459,1.0144954356081219,1.0455713709385135,1.0766671520471787,1.1077827979511192,{"$f":"N382/(N384+$Q$35*$I$32*N$378)","v":1.1389183276916395},{"$f":"O381/(O383+$Q$35*$I$32*O$378)","v":1.2388503468780971},{"$f":"P381/(P383+$Q$35*$I$32*P$378)","v":1.271484833468089},1.3041210224308817,1.3367589138996845,1.3693985080077207,1.4020398048882283,1.4346828046744575,1.4673275074996741,1.4926535486215669,1.5177348936939732,1.542575071986837,1.5671775452242664,1.5915457091927683,1.6156828953037485,1.6395923721117953,1.6632773467901887,1.6867409665650459,1.7099863201094394,1.7330164388987921,1.755834298528796,1.7784428199970568,1.8008448709496256,1.8230432668935346,1.8450407723764128,1.8668401021342202,1.8884439222081009,1.909854851031322,1.9310754604872258,1.9521082769390949,1.9729557822327974,1.9936204146730467,"暖房COP","σw"]
[null,null,"暖房COP比",{"$f":"D385/$Q385","v":0.6555905300239534},{"$f":"E385/$Q385","v":0.67648564373101039},0.69717365779396478,0.71765763599798549,0.73794058199153301,0.75802544075462752,0.77791510002430786,0.80174412723565214,0.82558837218977654,0.84944784946891816,0.87332257367394905,0.94995044598612477,0.97497457030333057,1,1.025026735178278,1.05005477594032,1.0750841223882934,1.100114774624374,1.1251467327507501,1.1445667410830174,1.1637991164845385,1.1828465651995066,1.2017117416779675,1.2203972498090145,1.2389056441189144,1.2572394309353245,1.2754010695187166,1.293392973162077,1.311217510259918,1.3288770053475936,1.3463737401118807,1.363709954373743,1.3808878470441728,1.3979095770539622,1.4147772642582332,1.4314929903165199,1.4480587995491716,1.4644766997708176,1.4807486631016047,1.4968766267568978,1.512862493816109,1.528708133971292,"暖房COP比","βw"]
[null,null,"Σ",{"$f":"$D$377*$D380","v":0},{"$f":"$E$377*$E380","v":0},{"$f":"$F$377*$F380","v":0},{"$f":"$G$377*$G380","v":0},{"$f":"$H$377*$H380","v":0},{"$f":"$I$377*$I380","v":0},{"$f":"$J$377*$J380","v":0},{"$f":"$K$377*$K380","v":0},{"$f":"$L$377*$L380","v":0},{"$f":"$M$377*$M380","v":0},{"$f":"$N$377*$N380","v":0},{"$f":"$O$377*$O380","v":0},{"$f":"$P$377*$P380","v":0},{"$f":"$Q$377*$Q380","v":0},{"$f":"$R$377*$R380","v":0},{"$f":"$S$377*$S380","v":0},{"$f":"$T$377*$T380","v":0},{"$f":"$U$377*$U380","v":0},{"$f":"$V$377*$V380","v":0},{"$f":"$W$377*$W380","v":0},{"$f":"$X$377*$X380","v":0},{"$f":"$Y$377*$Y380","v":0},{"$f":"$Z$377*$Z380","v":0},{"$f":"$AA$377*$AA380","v":0},{"$f":"$AB$377*$AB380","v":0},{"$f":"$AC$377*$AC380","v":0},{"$f":"$AD$377*$AD380","v":0},{"$f":"$AE$377*$AE380","v":0},{"$f":"$AF$377*$AF380","v":0},{"$f":"$AG$377*$AG380","v":0},{"$f":"$AH$377*$AH380","v":0},{"$f":"$AI$377*$AI380","v":0},{"$f":"$AJ$377*$AJ380","v":0},{"$f":"$AK$377*$AK380","v":0},{"$f":"$AL$377*$AL380","v":0},{"$f":"$AM$377*$AM380","v":0},{"$f":"$AN$377*$AN380","v":0},{"$f":"$AO$377*$AO380","v":0},{"$f":"$AP$377*$AP380","v":0},{"$f":"$AQ$377*$AQ380","v":0},{"$f":"$AR$377*$AR380","v":0},{"$f":"$AS$377*$AS380","v":0},{"$f":"SUM(D387:AS387)","v":0},"Σ"]
[null,"前2","暖房時エネルギー消費量比",{"$f":"$D$378/D394","v":{"$error":"#DIV/0!"}},{"$f":"$E$378/E394","v":{"$error":"#DIV/0!"}},{"$f":"$F$378/F394","v":{"$error":"#DIV/0!"}},{"$f":"$G$378/G394","v":{"$error":"#DIV/0!"}},{"$f":"$H$378/H394","v":{"$error":"#DIV/0!"}},{"$f":"$I$378/I394","v":{"$error":"#DIV/0!"}},{"$f":"$J$378/J394","v":{"$error":"#DIV/0!"}},{"$f":"$K$378/K394","v":{"$error":"#DIV/0!"}},{"$f":"$L$378/L394","v":{"$error":"#DIV/0!"}},{"$f":"$M$378/M394","v":{"$error":"#DIV/0!"}},{"$f":"$N$378/N394","v":{"$error":"#DIV/0!"}},{"$f":"$O$378/O394","v":{"$error":"#DIV/0!"}},{"$f":"$P$378/P394","v":{"$error":"#DIV/0!"}},{"$f":"$Q$378/Q394","v":{"$error":"#DIV/0!"}},{"$f":"$R$378/R394","v":{"$error":"#DIV/0!"}},{"$f":"$S$378/S394","v":{"$error":"#DIV/0!"}},{"$f":"$T$378/T394","v":{"$error":"#DIV/0!"}},{"$f":"$U$378/U394","v":{"$error":"#DIV/0!"}},{"$f":"$V$378/V394","v":{"$error":"#DIV/0!"}},{"$f":"$W$378/W394","v":{"$error":"#DIV/0!"}},{"$f":"$X$378/X394","v":{"$error":"#DIV/0!"}},{"$f":"$Y$378/Y394","v":{"$error":"#DIV/0!"}},{"$f":"$Z$378/Z394","v":{"$error":"#DIV/0!"}},{"$f":"$AA$378/AA394","v":{"$error":"#DIV/0!"}},{"$f":"$AB$378/AB394","v":{"$error":"#DIV/0!"}},{"$f":"$AC$378/AC394","v":{"$error":"#DIV/0!"}},{"$f":"$AD$378/AD394","v":{"$error":"#DIV/0!"}},{"$f":"$AE$378/AE394","v":{"$error":"#DIV/0!"}},{"$f":"$AF$378/AF394","v":{"$error":"#DIV/0!"}},{"$f":"$AG$378/AG394","v":{"$error":"#DIV/0!"}},{"$f":"$AH$378/AH394","v":{"$error":"#DIV/0!"}},{"$f":"$AI$378/AI394","v":{"$error":"#DIV/0!"}},{"$f":"$AJ$378/AJ394","v":{"$error":"#DIV/0!"}},{"$f":"$AK$378/AK394","v":{"$error":"#DIV/0!"}},{"$f":"$AL$378/AL394","v":{"$error":"#DIV/0!"}},{"$f":"$AM$378/AM394","v":{"$error":"#DIV/0!"}},{"$f":"$AN$378/AN394","v":{"$error":"#DIV/0!"}},{"$f":"$AO$378/AO394","v":{"$error":"#DIV/0!"}},{"$f":"$AP$378/AP394","v":{"$error":"#DIV/0!"}},{"$f":"$AQ$378/AQ394","v":{"$error":"#DIV/0!"}},{"$f":"$AR$378/AR394","v":{"$error":"#DIV/0!"}},{"$f":"$AS$378/AS394","v":{"$error":"#DIV/0!"}},"暖房時エネルギー消費量比","εw"]
[null,null,"暖房能力",{"$f":"($R$33-0.65*$R$33)/14*($D$364-7)+$R$33","v":0},{"$f":"($R$33-0.65*$R$33)/14*($E$364-7)+$R$33","v":0},{"$f":"($R$33-0.65*$R$33)/14*($F$364-7)+$R$33","v":0},{"$f":"($R$33-0.65*$R$33)/14*($G$364-7)+$R$33","v":0},{"$f":"($R$33-0.65*$R$33)/14*($H$364-7)+$R$33","v":0},{"$f":"($R$33-0.65*$R$33)/14*($I$364-7)+$R$33","v":0},{"$f":"($R$33-0.65*$R$33)/14*($J$364-7)+$R$33","v":0},{"$f":"($R$33-0.65*$R$33)/14*($K$364-7)+$R$33","v":0},{"$f":"($R$33-0.65*$R$33)/14*($L$364-7)+$R$33","v":0},{"$f":"($R$33-0.65*$R$33)/14*($M$364-7)+$R$33","v":0},{"$f":"($R$33-0.65*$R$33)/14*($N$364-7)+$R$33","v":0},{"$f":"($R$33-0.65*$R$33)/14*($O$364-7)+$R$33","v":0},{"$f":"($R$33-0.65*$R$33)/14*($P$364-7)+$R$33","v":0},{"$f":"($R$33-0.65*$R$33)/14*($Q$364-7)+$R$33","v":0},{"$f":"($R$33-0.65*$R$33)/14*($R$364-7)+$R$33","v":0},{"$f":"($R$33-0.65*$R$33)/14*($S$364-7)+$R$33","v":0},{"$f":"($R$33-0.65*$R$33)/14*($T$364-7)+$R$33","v":0},{"$f":"($R$33-0.65*$R$33)/14*($U$364-7)+$R$33","v":0},{"$f":"($R$33-0.65*$R$33)/14*($V$364-7)+$R$33","v":0},{"$f":"($R$33-0.65*$R$33)/14*($W$364-7)+$R$33","v":0},{"$f":"($R$33-0.65*$R$33)/14*($X$364-7)+$R$33","v":0},{"$f":"($R$33-0.65*$R$33)/14*($Y$364-7)+$R$33","v":0},{"$f":"($R$33-0.65*$R$33)/14*($Z$364-7)+$R$33","v":0},{"$f":"($R$33-0.65*$R$33)/14*($AA$364-7)+$R$33","v":0},{"$f":"($R$33-0.65*$R$33)/14*($AB$364-7)+$R$33","v":0},{"$f":"($R$33-0.65*$R$33)/14*($AC$364-7)+$R$33","v":0},{"$f":"($R$33-0.65*$R$33)/14*($AD$364-7)+$R$33","v":0},{"$f":"($R$33-0.65*$R$33)/14*($AE$364-7)+$R$33","v":0},{"$f":"($R$33-0.65*$R$33)/14*($AF$364-7)+$R$33","v":0},{"$f":"($R$33-0.65*$R$33)/14*($AG$364-7)+$R$33","v":0},{"$f":"($R$33-0.65*$R$33)/14*($AH$364-7)+$R$33","v":0},{"$f":"($R$33-0.65*$R$33)/14*($AI$364-7)+$R$33","v":0},{"$f":"($R$33-0.65*$R$33)/14*($AJ$364-7)+$R$33","v":0},{"$f":"($R$33-0.65*$R$33)/14*($AK$364-7)+$R$33","v":0},{"$f":"($R$33-0.65*$R$33)/14*($AL$364-7)+$R$33","v":0},{"$f":"($R$33-0.65*$R$33)/14*($AM$364-7)+$R$33","v":0},{"$f":"($R$33-0.65*$R$33)/14*($AN$364-7)+$R$33","v":0},{"$f":"($R$33-0.65*$R$33)/14*($AO$364-7)+$R$33","v":0},{"$f":"($R$33-0.65*$R$33)/14*($AP$364-7)+$R$33","v":0},{"$f":"($R$33-0.65*$R$33)/14*($AQ$364-7)+$R$33","v":0},{"$f":"($R$33-0.65*$R$33)/14*($AR$364-7)+$R$33","v":0},{"$f":"($R$33-0.65*$R$33)/14*($AS$364-7)+$R$33","v":0},"暖房能力","Φw"]
[null,null,"着霜域暖房能力",{"$f":"D389/1.12","v":0},{"$f":"E389/1.12","v":0},{"$f":"F389/1.12","v":0},0,0,0,0,0,0,0,0,null,null,null,null,null,null,null,null,null,null,null,null,null,null,null,null,null,null,null,null,null,null,null,null,null,null,null,null,null,null,null,"着霜域暖房能力","Φwf"]
[null,null,"暖房ガス消費量",{"$f":"($R$34-0.93*$R$34)/14*($D$364-7)+$R$34","v":0},{"$f":"($R$34-0.93*$R$34)/14*($E$364-7)+$R$34","v":0},{"$f":"($R$34-0.93*$R$34)/14*($F$364-7)+$R$34","v":0},{"$f":"($R$34-0.93*$R$34)/14*($G$364-7)+$R$34","v":0},{"$f":"($R$34-0.93*$R$34)/14*($H$364-7)+$R$34","v":0},{"$f":"($R$34-0.93*$R$34)/14*($I$364-7)+$R$34","v":0},{"$f":"($R$34-0.93*$R$34)/14*($J$364-7)+$R$34","v":0},{"$f":"($R$34-0.93*$R$34)/14*($K$364-7)+$R$34","v":0},{"$f":"($R$34-0.93*$R$34)/14*($L$364-7)+$R$34","v":0},{"$f":"($R$34-0.93*$R$34)/14*($M$364-7)+$R$34","v":0},{"$f":"($R$34-0.93*$R$34)/14*($N$364-7)+$R$34","v":0},{"$f":"($R$34-0.93*$R$34)/14*($O$364-7)+$R$34","v":0},{"$f":"($R$34-0.93*$R$34)/14*($P$364-7)+$R$34","v":0},{"$f":"($R$34-0.93*$R$34)/14*($Q$364-7)+$R$34","v":0},{"$f":"($R$34-0.93*$R$34)/14*($R$364-7)+$R$34","v":0},{"$f":"($R$34-0.93*$R$34)/14*($S$364-7)+$R$34","v":0},{"$f":"($R$34-0.93*$R$34)/14*($T$364-7)+$R$34","v":0},{"$f":"($R$34-0.93*$R$34)/14*($U$364-7)+$R$34","v":0},{"$f":"($R$34-0.93*$R$34)/14*($V$364-7)+$R$34","v":0},{"$f":"($R$34-0.93*$R$34)/14*($W$364-7)+$R$34","v":0},{"$f":"($R$34-0.93*$R$34)/14*($X$364-7)+$R$34","v":0},{"$f":"($R$34-0.93*$R$34)/14*($Y$364-7)+$R$34","v":0},{"$f":"($R$34-0.93*$R$34)/14*($Z$364-7)+$R$34","v":0},{"$f":"($R$34-0.93*$R$34)/14*($AA$364-7)+$R$34","v":0},{"$f":"($R$34-0.93*$R$34)/14*($AB$364-7)+$R$34","v":0},{"$f":"($R$34-0.93*$R$34)/14*($AC$364-7)+$R$34","v":0},{"$f":"($R$34-0.93*$R$34)/14*($AD$364-7)+$R$34","v":0},{"$f":"($R$34-0.93*$R$34)/14*($AE$364-7)+$R$34","v":0},{"$f":"($R$34-0.93*$R$34)/14*($AF$364-7)+$R$34","v":0},{"$f":"($R$34-0.93*$R$34)/14*($AG$364-7)+$R$34","v":0},{"$f":"($R$34-0.93*$R$34)/14*($AH$364-7)+$R$34","v":0},{"$f":"($R$34-0.93*$R$34)/14*($AI$364-7)+$R$34","v":0},{"$f":"($R$34-0.93*$R$34)/14*($AJ$364-7)+$R$34","v":0},{"$f":"($R$34-0.93*$R$34)/14*($AK$364-7)+$R$34","v":0},{"$f":"($R$34-0.93*$R$34)/14*($AL$364-7)+$R$34","v":0},{"$f":"($R$34-0.93*$R$34)/14*($AM$364-7)+$R$34","v":0},{"$f":"($R$34-0.93*$R$34)/14*($AN$364-7)+$R$34","v":0},{"$f":"($R$34-0.93*$R$34)/14*($AO$364-7)+$R$34","v":0},{"$f":"($R$34-0.93*$R$34)/14*($AP$364-7)+$R$34","v":0},{"$f":"($R$34-0.93*$R$34)/14*($AQ$364-7)+$R$34","v":0},{"$f":"($R$34-0.93*$R$34)/14*($AR$364-7)+$R$34","v":0},{"$f":"($R$34-0.93*$R$34)/14*($AS$364-7)+$R$34","v":0},"暖房ガス消費量","Pw"]
[null,null,"着霜域暖房ガス消費量",{"$f":"D391/1.06","v":0},0,0,0,0,0,0,0,0,0,0,null,null,null,null,null,null,null,null,null,null,null,null,null,null,null,null,null,null,null,null,null,null,null,null,null,null,null,null,null,null,null,"着霜域暖房ガス消費量","Pwf"]
[null,null,"暖房COP",{"$f":"D390/(D392+$R$35*$I$32*D$378)","v":{"$error":"#DIV/0!"}},{"$f":"E390/(E392+$R$35*$I$32*E$378)","v":{"$error":"#DIV/0!"}},{"$error":"#DIV/0!"},{"$error":"#DIV/0!"},{"$error":"#DIV/0!"},{"$error":"#DIV/0!"},{"$error":"#DIV/0!"},{"$error":"#DIV/0!"},{"$error":"#DIV/0!"},{"$error":"#DIV/0!"},{"$f":"N390/(N392+$R$35*$I$32*N$378)","v":{"$error":"#DIV/0!"}},{"$f":"O389/(O391+$R$35*$I$32*O$378)","v":{"$error":"#DIV/0!"}},{"$f":"P389/(P391+$R$35*$I$32*P$378)","v":{"$error":"#DIV/0!"}},{"$error":"#DIV/0!"},{"$error":"#DIV/0!"},{"$error":"#DIV/0!"},{"$error":"#DIV/0!"},{"$error":"#DIV/0!"},{"$error":"#DIV/0!"},{"$error":"#DIV/0!"},{"$error":"#DIV/0!"},{"$error":"#DIV/0!"},{"$error":"#DIV/0!"},{"$error":"#DIV/0!"},{"$error":"#DIV/0!"},{"$error":"#DIV/0!"},{"$error":"#DIV/0!"},{"$error":"#DIV/0!"},{"$error":"#DIV/0!"},{"$error":"#DIV/0!"},{"$error":"#DIV/0!"},{"$error":"#DIV/0!"},{"$error":"#DIV/0!"},{"$error":"#DIV/0!"},{"$error":"#DIV/0!"},{"$error":"#DIV/0!"},{"$error":"#DIV/0!"},{"$error":"#DIV/0!"},{"$error":"#DIV/0!"},{"$error":"#DIV/0!"},{"$error":"#DIV/0!"},{"$error":"#DIV/0!"},"暖房COP","σw"]
[null,null,"暖房COP比",{"$f":"D393/$Q393","v":{"$error":"#DIV/0!"}},{"$f":"E393/$Q393","v":{"$error":"#DIV/0!"}},{"$error":"#DIV/0!"},{"$error":"#DIV/0!"},{"$error":"#DIV/0!"},{"$error":"#DIV/0!"},{"$error":"#DIV/0!"},{"$error":"#DIV/0!"},{"$error":"#DIV/0!"},{"$error":"#DIV/0!"},{"$error":"#DIV/0!"},{"$error":"#DIV/0!"},{"$error":"#DIV/0!"},{"$error":"#DIV/0!"},{"$error":"#DIV/0!"},{"$error":"#DIV/0!"},{"$error":"#DIV/0!"},{"$error":"#DIV/0!"},{"$error":"#DIV/0!"},{"$error":"#DIV/0!"},{"$error":"#DIV/0!"},{"$error":"#DIV/0!"},{"$error":"#DIV/0!"},{"$error":"#DIV/0!"},{"$error":"#DIV/0!"},{"$error":"#DIV/0!"},{"$error":"#DIV/0!"},{"$error":"#DIV/0!"},{"$error":"#DIV/0!"},{"$error":"#DIV/0!"},{"$error":"#DIV/0!"},{"$error":"#DIV/0!"},{"$error":"#DIV/0!"},{"$error":"#DIV/0!"},{"$error":"#DIV/0!"},{"$error":"#DIV/0!"},{"$error":"#DIV/0!"},{"$error":"#DIV/0!"},{"$error":"#DIV/0!"},{"$error":"#DIV/0!"},{"$error":"#DIV/0!"},{"$error":"#DIV/0!"},"暖房COP比","βw"]
[null,null,"Σ",{"$f":"$D$377*$D388","v":{"$error":"#DIV/0!"}},{"$f":"$E$377*$E388","v":{"$error":"#DIV/0!"}},{"$f":"$F$377*$F388","v":{"$error":"#DIV/0!"}},{"$f":"$G$377*$G388","v":{"$error":"#DIV/0!"}},{"$f":"$H$377*$H388","v":{"$error":"#DIV/0!"}},{"$f":"$I$377*$I388","v":{"$error":"#DIV/0!"}},{"$f":"$J$377*$J388","v":{"$error":"#DIV/0!"}},{"$f":"$K$377*$K388","v":{"$error":"#DIV/0!"}},{"$f":"$L$377*$L388","v":{"$error":"#DIV/0!"}},{"$f":"$M$377*$M388","v":{"$error":"#DIV/0!"}},{"$f":"$N$377*$N388","v":{"$error":"#DIV/0!"}},{"$f":"$O$377*$O388","v":{"$error":"#DIV/0!"}},{"$f":"$P$377*$P388","v":{"$error":"#DIV/0!"}},{"$f":"$Q$377*$Q388","v":{"$error":"#DIV/0!"}},{"$f":"$R$377*$R388","v":{"$error":"#DIV/0!"}},{"$f":"$S$377*$S388","v":{"$error":"#DIV/0!"}},{"$f":"$T$377*$T388","v":{"$error":"#DIV/0!"}},{"$f":"$U$377*$U388","v":{"$error":"#DIV/0!"}},{"$f":"$V$377*$V388","v":{"$error":"#DIV/0!"}},{"$f":"$W$377*$W388","v":{"$error":"#DIV/0!"}},{"$f":"$X$377*$X388","v":{"$error":"#DIV/0!"}},{"$f":"$Y$377*$Y388","v":{"$error":"#DIV/0!"}},{"$f":"$Z$377*$Z388","v":{"$error":"#DIV/0!"}},{"$f":"$AA$377*$AA388","v":{"$error":"#DIV/0!"}},{"$f":"$AB$377*$AB388","v":{"$error":"#DIV/0!"}},{"$f":"$AC$377*$AC388","v":{"$error":"#DIV/0!"}},{"$f":"$AD$377*$AD388","v":{"$error":"#DIV/0!"}},{"$f":"$AE$377*$AE388","v":{"$error":"#DIV/0!"}},{"$f":"$AF$377*$AF388","v":{"$error":"#DIV/0!"}},{"$f":"$AG$377*$AG388","v":{"$error":"#DIV/0!"}},{"$f":"$AH$377*$AH388","v":{"$error":"#DIV/0!"}},{"$f":"$AI$377*$AI388","v":{"$error":"#DIV/0!"}},{"$f":"$AJ$377*$AJ388","v":{"$error":"#DIV/0!"}},{"$f":"$AK$377*$AK388","v":{"$error":"#DIV/0!"}},{"$f":"$AL$377*$AL388","v":{"$error":"#DIV/0!"}},{"$f":"$AM$377*$AM388","v":{"$error":"#DIV/0!"}},{"$f":"$AN$377*$AN388","v":{"$error":"#DIV/0!"}},{"$f":"$AO$377*$AO388","v":{"$error":"#DIV/0!"}},{"$f":"$AP$377*$AP388","v":{"$error":"#DIV/0!"}},{"$f":"$AQ$377*$AQ388","v":{"$error":"#DIV/0!"}},{"$f":"$AR$377*$AR388","v":{"$error":"#DIV/0!"}},{"$f":"$AS$377*$AS388","v":{"$error":"#DIV/0!"}},{"$f":"SUM(D395:AS395)","v":{"$error":"#DIV/0!"}},"Σ"]
[null,"前3","暖房時エネルギー消費量比",{"$f":"$D$378/D402","v":{"$error":"#DIV/0!"}},{"$f":"$E$378/E402","v":{"$error":"#DIV/0!"}},{"$f":"$F$378/F402","v":{"$error":"#DIV/0!"}},{"$f":"$G$378/G402","v":{"$error":"#DIV/0!"}},{"$f":"$H$378/H402","v":{"$error":"#DIV/0!"}},{"$f":"$I$378/I402","v":{"$error":"#DIV/0!"}},{"$f":"$J$378/J402","v":{"$error":"#DIV/0!"}},{"$f":"$K$378/K402","v":{"$error":"#DIV/0!"}},{"$f":"$L$378/L402","v":{"$error":"#DIV/0!"}},{"$f":"$M$378/M402","v":{"$error":"#DIV/0!"}},{"$f":"$N$378/N402","v":{"$error":"#DIV/0!"}},{"$f":"$O$378/O402","v":{"$error":"#DIV/0!"}},{"$f":"$P$378/P402","v":{"$error":"#DIV/0!"}},{"$f":"$Q$378/Q402","v":{"$error":"#DIV/0!"}},{"$f":"$R$378/R402","v":{"$error":"#DIV/0!"}},{"$f":"$S$378/S402","v":{"$error":"#DIV/0!"}},{"$f":"$T$378/T402","v":{"$error":"#DIV/0!"}},{"$f":"$U$378/U402","v":{"$error":"#DIV/0!"}},{"$f":"$V$378/V402","v":{"$error":"#DIV/0!"}},{"$f":"$W$378/W402","v":{"$error":"#DIV/0!"}},{"$f":"$X$378/X402","v":{"$error":"#DIV/0!"}},{"$f":"$Y$378/Y402","v":{"$error":"#DIV/0!"}},{"$f":"$Z$378/Z402","v":{"$error":"#DIV/0!"}},{"$f":"$AA$378/AA402","v":{"$error":"#DIV/0!"}},{"$f":"$AB$378/AB402","v":{"$error":"#DIV/0!"}},{"$f":"$AC$378/AC402","v":{"$error":"#DIV/0!"}},{"$f":"$AD$378/AD402","v":{"$error":"#DIV/0!"}},{"$f":"$AE$378/AE402","v":{"$error":"#DIV/0!"}},{"$f":"$AF$378/AF402","v":{"$error":"#DIV/0!"}},{"$f":"$AG$378/AG402","v":{"$error":"#DIV/0!"}},{"$f":"$AH$378/AH402","v":{"$error":"#DIV/0!"}},{"$f":"$AI$378/AI402","v":{"$error":"#DIV/0!"}},{"$f":"$AJ$378/AJ402","v":{"$error":"#DIV/0!"}},{"$f":"$AK$378/AK402","v":{"$error":"#DIV/0!"}},{"$f":"$AL$378/AL402","v":{"$error":"#DIV/0!"}},{"$f":"$AM$378/AM402","v":{"$error":"#DIV/0!"}},{"$f":"$AN$378/AN402","v":{"$error":"#DIV/0!"}},{"$f":"$AO$378/AO402","v":{"$error":"#DIV/0!"}},{"$f":"$AP$378/AP402","v":{"$error":"#DIV/0!"}},{"$f":"$AQ$378/AQ402","v":{"$error":"#DIV/0!"}},{"$f":"$AR$378/AR402","v":{"$error":"#DIV/0!"}},{"$f":"$AS$378/AS402","v":{"$error":"#DIV/0!"}},"暖房時エネルギー消費量比","εw"]
[null,null,"暖房能力",{"$f":"($S$33-0.65*$S$33)/14*($D$364-7)+$S$33","v":0},{"$f":"($S$33-0.65*$S$33)/14*($E$364-7)+$S$33","v":0},{"$f":"($S$33-0.65*$S$33)/14*($F$364-7)+$S$33","v":0},{"$f":"($S$33-0.65*$S$33)/14*($G$364-7)+$S$33","v":0},{"$f":"($S$33-0.65*$S$33)/14*($H$364-7)+$S$33","v":0},{"$f":"($S$33-0.65*$S$33)/14*($I$364-7)+$S$33","v":0},{"$f":"($S$33-0.65*$S$33)/14*($J$364-7)+$S$33","v":0},{"$f":"($S$33-0.65*$S$33)/14*($K$364-7)+$S$33","v":0},{"$f":"($S$33-0.65*$S$33)/14*($L$364-7)+$S$33","v":0},{"$f":"($S$33-0.65*$S$33)/14*($M$364-7)+$S$33","v":0},{"$f":"($S$33-0.65*$S$33)/14*($N$364-7)+$S$33","v":0},{"$f":"($S$33-0.65*$S$33)/14*($O$364-7)+$S$33","v":0},{"$f":"($S$33-0.65*$S$33)/14*($P$364-7)+$S$33","v":0},{"$f":"($S$33-0.65*$S$33)/14*($Q$364-7)+$S$33","v":0},{"$f":"($S$33-0.65*$S$33)/14*($R$364-7)+$S$33","v":0},{"$f":"($S$33-0.65*$S$33)/14*($S$364-7)+$S$33","v":0},{"$f":"($S$33-0.65*$S$33)/14*($T$364-7)+$S$33","v":0},{"$f":"($S$33-0.65*$S$33)/14*($U$364-7)+$S$33","v":0},{"$f":"($S$33-0.65*$S$33)/14*($V$364-7)+$S$33","v":0},{"$f":"($S$33-0.65*$S$33)/14*($W$364-7)+$S$33","v":0},{"$f":"($S$33-0.65*$S$33)/14*($X$364-7)+$S$33","v":0},{"$f":"($S$33-0.65*$S$33)/14*($Y$364-7)+$S$33","v":0},{"$f":"($S$33-0.65*$S$33)/14*($Z$364-7)+$S$33","v":0},{"$f":"($S$33-0.65*$S$33)/14*($AA$364-7)+$S$33","v":0},{"$f":"($S$33-0.65*$S$33)/14*($AB$364-7)+$S$33","v":0},{"$f":"($S$33-0.65*$S$33)/14*($AC$364-7)+$S$33","v":0},{"$f":"($S$33-0.65*$S$33)/14*($AD$364-7)+$S$33","v":0},{"$f":"($S$33-0.65*$S$33)/14*($AE$364-7)+$S$33","v":0},{"$f":"($S$33-0.65*$S$33)/14*($AF$364-7)+$S$33","v":0},{"$f":"($S$33-0.65*$S$33)/14*($AG$364-7)+$S$33","v":0},{"$f":"($S$33-0.65*$S$33)/14*($AH$364-7)+$S$33","v":0},{"$f":"($S$33-0.65*$S$33)/14*($AI$364-7)+$S$33","v":0},{"$f":"($S$33-0.65*$S$33)/14*($AJ$364-7)+$S$33","v":0},{"$f":"($S$33-0.65*$S$33)/14*($AK$364-7)+$S$33","v":0},{"$f":"($S$33-0.65*$S$33)/14*($AL$364-7)+$S$33","v":0},{"$f":"($S$33-0.65*$S$33)/14*($AM$364-7)+$S$33","v":0},{"$f":"($S$33-0.65*$S$33)/14*($AN$364-7)+$S$33","v":0},{"$f":"($S$33-0.65*$S$33)/14*($AO$364-7)+$S$33","v":0},{"$f":"($S$33-0.65*$S$33)/14*($AP$364-7)+$S$33","v":0},{"$f":"($S$33-0.65*$S$33)/14*($AQ$364-7)+$S$33","v":0},{"$f":"($S$33-0.65*$S$33)/14*($AR$364-7)+$S$33","v":0},{"$f":"($S$33-0.65*$S$33)/14*($AS$364-7)+$S$33","v":0},"暖房能力","Φw"]
[null,null,"着霜域暖房能力",{"$f":"D397/1.12","v":0},{"$f":"E397/1.12","v":0},{"$f":"F397/1.12","v":0},0,0,0,0,0,0,0,0,null,null,null,null,null,null,null,null,null,null,null,null,null,null,null,null,null,null,null,null,null,null,null,null,null,null,null,null,null,null,null,"着霜域暖房能力","Φwf"]
[null,null,"暖房ガス消費量",{"$f":"($S$34-0.93*$S$34)/14*($D$364-7)+$S$34","v":0},{"$f":"($S$34-0.93*$S$34)/14*($E$364-7)+$S$34","v":0},{"$f":"($S$34-0.93*$S$34)/14*($F$364-7)+$S$34","v":0},{"$f":"($S$34-0.93*$S$34)/14*($G$364-7)+$S$34","v":0},{"$f":"($S$34-0.93*$S$34)/14*($H$364-7)+$S$34","v":0},{"$f":"($S$34-0.93*$S$34)/14*($I$364-7)+$S$34","v":0},{"$f":"($S$34-0.93*$S$34)/14*($J$364-7)+$S$34","v":0},{"$f":"($S$34-0.93*$S$34)/14*($K$364-7)+$S$34","v":0},{"$f":"($S$34-0.93*$S$34)/14*($L$364-7)+$S$34","v":0},{"$f":"($S$34-0.93*$S$34)/14*($M$364-7)+$S$34","v":0},{"$f":"($S$34-0.93*$S$34)/14*($N$364-7)+$S$34","v":0},{"$f":"($S$34-0.93*$S$34)/14*($O$364-7)+$S$34","v":0},{"$f":"($S$34-0.93*$S$34)/14*($P$364-7)+$S$34","v":0},{"$f":"($S$34-0.93*$S$34)/14*($Q$364-7)+$S$34","v":0},{"$f":"($S$34-0.93*$S$34)/14*($R$364-7)+$S$34","v":0},{"$f":"($S$34-0.93*$S$34)/14*($S$364-7)+$S$34","v":0},{"$f":"($S$34-0.93*$S$34)/14*($T$364-7)+$S$34","v":0},{"$f":"($S$34-0.93*$S$34)/14*($U$364-7)+$S$34","v":0},{"$f":"($S$34-0.93*$S$34)/14*($V$364-7)+$S$34","v":0},{"$f":"($S$34-0.93*$S$34)/14*($W$364-7)+$S$34","v":0},{"$f":"($S$34-0.93*$S$34)/14*($X$364-7)+$S$34","v":0},{"$f":"($S$34-0.93*$S$34)/14*($Y$364-7)+$S$34","v":0},{"$f":"($S$34-0.93*$S$34)/14*($Z$364-7)+$S$34","v":0},{"$f":"($S$34-0.93*$S$34)/14*($AA$364-7)+$S$34","v":0},{"$f":"($S$34-0.93*$S$34)/14*($AB$364-7)+$S$34","v":0},{"$f":"($S$34-0.93*$S$34)/14*($AC$364-7)+$S$34","v":0},{"$f":"($S$34-0.93*$S$34)/14*($AD$364-7)+$S$34","v":0},{"$f":"($S$34-0.93*$S$34)/14*($AE$364-7)+$S$34","v":0},{"$f":"($S$34-0.93*$S$34)/14*($AF$364-7)+$S$34","v":0},{"$f":"($S$34-0.93*$S$34)/14*($AG$364-7)+$S$34","v":0},{"$f":"($S$34-0.93*$S$34)/14*($AH$364-7)+$S$34","v":0},{"$f":"($S$34-0.93*$S$34)/14*($AI$364-7)+$S$34","v":0},{"$f":"($S$34-0.93*$S$34)/14*($AJ$364-7)+$S$34","v":0},{"$f":"($S$34-0.93*$S$34)/14*($AK$364-7)+$S$34","v":0},{"$f":"($S$34-0.93*$S$34)/14*($AL$364-7)+$S$34","v":0},{"$f":"($S$34-0.93*$S$34)/14*($AM$364-7)+$S$34","v":0},{"$f":"($S$34-0.93*$S$34)/14*($AN$364-7)+$S$34","v":0},{"$f":"($S$34-0.93*$S$34)/14*($AO$364-7)+$S$34","v":0},{"$f":"($S$34-0.93*$S$34)/14*($AP$364-7)+$S$34","v":0},{"$f":"($S$34-0.93*$S$34)/14*($AQ$364-7)+$S$34","v":0},{"$f":"($S$34-0.93*$S$34)/14*($AR$364-7)+$S$34","v":0},{"$f":"($S$34-0.93*$S$34)/14*($AS$364-7)+$S$34","v":0},"暖房ガス消費量","Pw"]
[null,null,"着霜域暖房ガス消費量",{"$f":"D399/1.06","v":0},0,0,0,0,0,0,0,0,0,0,null,null,null,null,null,null,null,null,null,null,null,null,null,null,null,null,null,null,null,null,null,null,null,null,null,null,null,null,null,null,null,"着霜域暖房ガス消費量","Pwf"]
[null,null,"暖房COP",{"$f":"D398/(D400+$S$35*$I$32*D$378)","v":{"$error":"#DIV/0!"}},{"$f":"E398/(E400+$S$35*$I$32*E$378)","v":{"$error":"#DIV/0!"}},{"$error":"#DIV/0!"},{"$error":"#DIV/0!"},{"$error":"#DIV/0!"},{"$error":"#DIV/0!"},{"$error":"#DIV/0!"},{"$error":"#DIV/0!"},{"$error":"#DIV/0!"},{"$error":"#DIV/0!"},{"$f":"N398/(N400+$S$35*$I$32*N$378)","v":{"$error":"#DIV/0!"}},{"$f":"O397/(O399+$S$35*$I$32*O$378)","v":{"$error":"#DIV/0!"}},{"$f":"P397/(P399+$S$35*$I$32*P$378)","v":{"$error":"#DIV/0!"}},{"$error":"#DIV/0!"},{"$error":"#DIV/0!"},{"$error":"#DIV/0!"},{"$error":"#DIV/0!"},{"$error":"#DIV/0!"},{"$error":"#DIV/0!"},{"$error":"#DIV/0!"},{"$error":"#DIV/0!"},{"$error":"#DIV/0!"},{"$error":"#DIV/0!"},{"$error":"#DIV/0!"},{"$error":"#DIV/0!"},{"$error":"#DIV/0!"},{"$error":"#DIV/0!"},{"$error":"#DIV/0!"},{"$error":"#DIV/0!"},{"$error":"#DIV/0!"},{"$error":"#DIV/0!"},{"$error":"#DIV/0!"},{"$error":"#DIV/0!"},{"$error":"#DIV/0!"},{"$error":"#DIV/0!"},{"$error":"#DIV/0!"},{"$error":"#DIV/0!"},{"$error":"#DIV/0!"},{"$error":"#DIV/0!"},{"$error":"#DIV/0!"},{"$error":"#DIV/0!"},{"$error":"#DIV/0!"},"暖房COP","σw"]
[null,null,"暖房COP比",{"$f":"D401/$Q401","v":{"$error":"#DIV/0!"}},{"$f":"E401/$Q401","v":{"$error":"#DIV/0!"}},{"$error":"#DIV/0!"},{"$error":"#DIV/0!"},{"$error":"#DIV/0!"},{"$error":"#DIV/0!"},{"$error":"#DIV/0!"},{"$error":"#DIV/0!"},{"$error":"#DIV/0!"},{"$error":"#DIV/0!"},{"$f":"N401/$Q401","v":{"$error":"#DIV/0!"}},{"$f":"O401/$Q401","v":{"$error":"#DIV/0!"}},{"$error":"#DIV/0!"},{"$error":"#DIV/0!"},{"$error":"#DIV/0!"},{"$error":"#DIV/0!"},{"$error":"#DIV/0!"},{"$error":"#DIV/0!"},{"$error":"#DIV/0!"},{"$error":"#DIV/0!"},{"$error":"#DIV/0!"},{"$error":"#DIV/0!"},{"$error":"#DIV/0!"},{"$error":"#DIV/0!"},{"$error":"#DIV/0!"},{"$error":"#DIV/0!"},{"$error":"#DIV/0!"},{"$error":"#DIV/0!"},{"$error":"#DIV/0!"},{"$error":"#DIV/0!"},{"$error":"#DIV/0!"},{"$error":"#DIV/0!"},{"$error":"#DIV/0!"},{"$error":"#DIV/0!"},{"$error":"#DIV/0!"},{"$error":"#DIV/0!"},{"$error":"#DIV/0!"},{"$error":"#DIV/0!"},{"$error":"#DIV/0!"},{"$error":"#DIV/0!"},{"$error":"#DIV/0!"},{"$error":"#DIV/0!"},"暖房COP比","βw"]
[null,null,"Σ",{"$f":"$D$377*$D396","v":{"$error":"#DIV/0!"}},{"$f":"$E$377*$E396","v":{"$error":"#DIV/0!"}},{"$f":"$F$377*$F396","v":{"$error":"#DIV/0!"}},{"$f":"$G$377*$G396","v":{"$error":"#DIV/0!"}},{"$f":"$H$377*$H396","v":{"$error":"#DIV/0!"}},{"$f":"$I$377*$I396","v":{"$error":"#DIV/0!"}},{"$f":"$J$377*$J396","v":{"$error":"#DIV/0!"}},{"$f":"$K$377*$K396","v":{"$error":"#DIV/0!"}},{"$f":"$L$377*$L396","v":{"$error":"#DIV/0!"}},{"$f":"$M$377*$M396","v":{"$error":"#DIV/0!"}},{"$f":"$N$377*$N396","v":{"$error":"#DIV/0!"}},{"$f":"$O$377*$O396","v":{"$error":"#DIV/0!"}},{"$f":"$P$377*$P396","v":{"$error":"#DIV/0!"}},{"$f":"$Q$377*$Q396","v":{"$error":"#DIV/0!"}},{"$f":"$R$377*$R396","v":{"$error":"#DIV/0!"}},{"$f":"$S$377*$S396","v":{"$error":"#DIV/0!"}},{"$f":"$T$377*$T396","v":{"$error":"#DIV/0!"}},{"$f":"$U$377*$U396","v":{"$error":"#DIV/0!"}},{"$f":"$V$377*$V396","v":{"$error":"#DIV/0!"}},{"$f":"$W$377*$W396","v":{"$error":"#DIV/0!"}},{"$f":"$X$377*$X396","v":{"$error":"#DIV/0!"}},{"$f":"$Y$377*$Y396","v":{"$error":"#DIV/0!"}},{"$f":"$Z$377*$Z396","v":{"$error":"#DIV/0!"}},{"$f":"$AA$377*$AA396","v":{"$error":"#DIV/0!"}},{"$f":"$AB$377*$AB396","v":{"$error":"#DIV/0!"}},{"$f":"$AC$377*$AC396","v":{"$error":"#DIV/0!"}},{"$f":"$AD$377*$AD396","v":{"$error":"#DIV/0!"}},{"$f":"$AE$377*$AE396","v":{"$error":"#DIV/0!"}},{"$f":"$AF$377*$AF396","v":{"$error":"#DIV/0!"}},{"$f":"$AG$377*$AG396","v":{"$error":"#DIV/0!"}},{"$f":"$AH$377*$AH396","v":{"$error":"#DIV/0!"}},{"$f":"$AI$377*$AI396","v":{"$error":"#DIV/0!"}},{"$f":"$AJ$377*$AJ396","v":{"$error":"#DIV/0!"}},{"$f":"$AK$377*$AK396","v":{"$error":"#DIV/0!"}},{"$f":"$AL$377*$AL396","v":{"$error":"#DIV/0!"}},{"$f":"$AM$377*$AM396","v":{"$error":"#DIV/0!"}},{"$f":"$AN$377*$AN396","v":{"$error":"#DIV/0!"}},{"$f":"$AO$377*$AO396","v":{"$error":"#DIV/0!"}},{"$f":"$AP$377*$AP396","v":{"$error":"#DIV/0!"}},{"$f":"$AQ$377*$AQ396","v":{"$error":"#DIV/0!"}},{"$f":"$AR$377*$AR396","v":{"$error":"#DIV/0!"}},{"$f":"$AS$377*$AS396","v":{"$error":"#DIV/0!"}},{"$f":"SUM(D403:AS403)","v":{"$error":"#DIV/0!"}},"Σ"]
[null,"前4","暖房時エネルギー消費量比",{"$f":"$D$378/D410","v":{"$error":"#DIV/0!"}},{"$f":"$E$378/E410","v":{"$error":"#DIV/0!"}},{"$f":"$F$378/F410","v":{"$error":"#DIV/0!"}},{"$f":"$G$378/G410","v":{"$error":"#DIV/0!"}},{"$f":"$H$378/H410","v":{"$error":"#DIV/0!"}},{"$f":"$I$378/I410","v":{"$error":"#DIV/0!"}},{"$f":"$J$378/J410","v":{"$error":"#DIV/0!"}},{"$f":"$K$378/K410","v":{"$error":"#DIV/0!"}},{"$f":"$L$378/L410","v":{"$error":"#DIV/0!"}},{"$f":"$M$378/M410","v":{"$error":"#DIV/0!"}},{"$f":"$N$378/N410","v":{"$error":"#DIV/0!"}},{"$f":"$O$378/O410","v":{"$error":"#DIV/0!"}},{"$f":"$P$378/P410","v":{"$error":"#DIV/0!"}},{"$f":"$Q$378/Q410","v":{"$error":"#DIV/0!"}},{"$f":"$R$378/R410","v":{"$error":"#DIV/0!"}},{"$f":"$S$378/S410","v":{"$error":"#DIV/0!"}},{"$f":"$T$378/T410","v":{"$error":"#DIV/0!"}},{"$f":"$U$378/U410","v":{"$error":"#DIV/0!"}},{"$f":"$V$378/V410","v":{"$error":"#DIV/0!"}},{"$f":"$W$378/W410","v":{"$error":"#DIV/0!"}},{"$f":"$X$378/X410","v":{"$error":"#DIV/0!"}},{"$f":"$Y$378/Y410","v":{"$error":"#DIV/0!"}},{"$f":"$Z$378/Z410","v":{"$error":"#DIV/0!"}},{"$f":"$AA$378/AA410","v":{"$error":"#DIV/0!"}},{"$f":"$AB$378/AB410","v":{"$error":"#DIV/0!"}},{"$f":"$AC$378/AC410","v":{"$error":"#DIV/0!"}},{"$f":"$AD$378/AD410","v":{"$error":"#DIV/0!"}},{"$f":"$AE$378/AE410","v":{"$error":"#DIV/0!"}},{"$f":"$AF$378/AF410","v":{"$error":"#DIV/0!"}},{"$f":"$AG$378/AG410","v":{"$error":"#DIV/0!"}},{"$f":"$AH$378/AH410","v":{"$error":"#DIV/0!"}},{"$f":"$AI$378/AI410","v":{"$error":"#DIV/0!"}},{"$f":"$AJ$378/AJ410","v":{"$error":"#DIV/0!"}},{"$f":"$AK$378/AK410","v":{"$error":"#DIV/0!"}},{"$f":"$AL$378/AL410","v":{"$error":"#DIV/0!"}},{"$f":"$AM$378/AM410","v":{"$error":"#DIV/0!"}},{"$f":"$AN$378/AN410","v":{"$error":"#DIV/0!"}},{"$f":"$AO$378/AO410","v":{"$error":"#DIV/0!"}},{"$f":"$AP$378/AP410","v":{"$error":"#DIV/0!"}},{"$f":"$AQ$378/AQ410","v":{"$error":"#DIV/0!"}},{"$f":"$AR$378/AR410","v":{"$error":"#DIV/0!"}},{"$f":"$AS$378/AS410","v":{"$error":"#DIV/0!"}},"暖房時エネルギー消費量比","εw"]
[null,null,"暖房能力",{"$f":"($T$33-0.65*$T$33)/14*($D$364-7)+$T$33","v":0},{"$f":"($T$33-0.65*$T$33)/14*($E$364-7)+$T$33","v":0},{"$f":"($T$33-0.65*$T$33)/14*($F$364-7)+$T$33","v":0},{"$f":"($T$33-0.65*$T$33)/14*($G$364-7)+$T$33","v":0},{"$f":"($T$33-0.65*$T$33)/14*($H$364-7)+$T$33","v":0},{"$f":"($T$33-0.65*$T$33)/14*($I$364-7)+$T$33","v":0},{"$f":"($T$33-0.65*$T$33)/14*($J$364-7)+$T$33","v":0},{"$f":"($T$33-0.65*$T$33)/14*($K$364-7)+$T$33","v":0},{"$f":"($T$33-0.65*$T$33)/14*($L$364-7)+$T$33","v":0},{"$f":"($T$33-0.65*$T$33)/14*($M$364-7)+$T$33","v":0},{"$f":"($T$33-0.65*$T$33)/14*($N$364-7)+$T$33","v":0},{"$f":"($T$33-0.65*$T$33)/14*($O$364-7)+$T$33","v":0},{"$f":"($T$33-0.65*$T$33)/14*($P$364-7)+$T$33","v":0},{"$f":"($T$33-0.65*$T$33)/14*($Q$364-7)+$T$33","v":0},{"$f":"($T$33-0.65*$T$33)/14*($R$364-7)+$T$33","v":0},{"$f":"($T$33-0.65*$T$33)/14*($S$364-7)+$T$33","v":0},{"$f":"($T$33-0.65*$T$33)/14*($T$364-7)+$T$33","v":0},{"$f":"($T$33-0.65*$T$33)/14*($U$364-7)+$T$33","v":0},{"$f":"($T$33-0.65*$T$33)/14*($V$364-7)+$T$33","v":0},{"$f":"($T$33-0.65*$T$33)/14*($W$364-7)+$T$33","v":0},{"$f":"($T$33-0.65*$T$33)/14*($X$364-7)+$T$33","v":0},{"$f":"($T$33-0.65*$T$33)/14*($Y$364-7)+$T$33","v":0},{"$f":"($T$33-0.65*$T$33)/14*($Z$364-7)+$T$33","v":0},{"$f":"($T$33-0.65*$T$33)/14*($AA$364-7)+$T$33","v":0},{"$f":"($T$33-0.65*$T$33)/14*($AB$364-7)+$T$33","v":0},{"$f":"($T$33-0.65*$T$33)/14*($AC$364-7)+$T$33","v":0},{"$f":"($T$33-0.65*$T$33)/14*($AD$364-7)+$T$33","v":0},{"$f":"($T$33-0.65*$T$33)/14*($AE$364-7)+$T$33","v":0},{"$f":"($T$33-0.65*$T$33)/14*($AF$364-7)+$T$33","v":0},{"$f":"($T$33-0.65*$T$33)/14*($AG$364-7)+$T$33","v":0},{"$f":"($T$33-0.65*$T$33)/14*($AH$364-7)+$T$33","v":0},{"$f":"($T$33-0.65*$T$33)/14*($AI$364-7)+$T$33","v":0},{"$f":"($T$33-0.65*$T$33)/14*($AJ$364-7)+$T$33","v":0},{"$f":"($T$33-0.65*$T$33)/14*($AK$364-7)+$T$33","v":0},{"$f":"($T$33-0.65*$T$33)/14*($AL$364-7)+$T$33","v":0},{"$f":"($T$33-0.65*$T$33)/14*($AM$364-7)+$T$33","v":0},{"$f":"($T$33-0.65*$T$33)/14*($AN$364-7)+$T$33","v":0},{"$f":"($T$33-0.65*$T$33)/14*($AO$364-7)+$T$33","v":0},{"$f":"($T$33-0.65*$T$33)/14*($AP$364-7)+$T$33","v":0},{"$f":"($T$33-0.65*$T$33)/14*($AQ$364-7)+$T$33","v":0},{"$f":"($T$33-0.65*$T$33)/14*($AR$364-7)+$T$33","v":0},{"$f":"($T$33-0.65*$T$33)/14*($AS$364-7)+$T$33","v":0},"暖房能力","Φw"]
[null,null,"着霜域暖房能力",{"$f":"D405/1.12","v":0},{"$f":"E405/1.12","v":0},{"$f":"F405/1.12","v":0},0,0,0,0,0,0,0,0,null,null,null,null,null,null,null,null,null,null,null,null,null,null,null,null,null,null,null,null,null,null,null,null,null,null,null,null,null,null,null,"着霜域暖房能力","Φwf"]
[null,null,"暖房ガス消費量",{"$f":"($T$34-0.93*$T$34)/14*($D$364-7)+$T$34","v":0},{"$f":"($T$34-0.93*$T$34)/14*($E$364-7)+$T$34","v":0},{"$f":"($T$34-0.93*$T$34)/14*($F$364-7)+$T$34","v":0},{"$f":"($T$34-0.93*$T$34)/14*($G$364-7)+$T$34","v":0},{"$f":"($T$34-0.93*$T$34)/14*($H$364-7)+$T$34","v":0},{"$f":"($T$34-0.93*$T$34)/14*($I$364-7)+$T$34","v":0},{"$f":"($T$34-0.93*$T$34)/14*($J$364-7)+$T$34","v":0},{"$f":"($T$34-0.93*$T$34)/14*($K$364-7)+$T$34","v":0},{"$f":"($T$34-0.93*$T$34)/14*($L$364-7)+$T$34","v":0},{"$f":"($T$34-0.93*$T$34)/14*($M$364-7)+$T$34","v":0},{"$f":"($T$34-0.93*$T$34)/14*($N$364-7)+$T$34","v":0},{"$f":"($T$34-0.93*$T$34)/14*($O$364-7)+$T$34","v":0},{"$f":"($T$34-0.93*$T$34)/14*($P$364-7)+$T$34","v":0},{"$f":"($T$34-0.93*$T$34)/14*($Q$364-7)+$T$34","v":0},{"$f":"($T$34-0.93*$T$34)/14*($R$364-7)+$T$34","v":0},{"$f":"($T$34-0.93*$T$34)/14*($S$364-7)+$T$34","v":0},{"$f":"($T$34-0.93*$T$34)/14*($T$364-7)+$T$34","v":0},{"$f":"($T$34-0.93*$T$34)/14*($U$364-7)+$T$34","v":0},{"$f":"($T$34-0.93*$T$34)/14*($V$364-7)+$T$34","v":0},{"$f":"($T$34-0.93*$T$34)/14*($W$364-7)+$T$34","v":0},{"$f":"($T$34-0.93*$T$34)/14*($X$364-7)+$T$34","v":0},{"$f":"($T$34-0.93*$T$34)/14*($Y$364-7)+$T$34","v":0},{"$f":"($T$34-0.93*$T$34)/14*($Z$364-7)+$T$34","v":0},{"$f":"($T$34-0.93*$T$34)/14*($AA$364-7)+$T$34","v":0},{"$f":"($T$34-0.93*$T$34)/14*($AB$364-7)+$T$34","v":0},{"$f":"($T$34-0.93*$T$34)/14*($AC$364-7)+$T$34","v":0},{"$f":"($T$34-0.93*$T$34)/14*($AD$364-7)+$T$34","v":0},{"$f":"($T$34-0.93*$T$34)/14*($AE$364-7)+$T$34","v":0},{"$f":"($T$34-0.93*$T$34)/14*($AF$364-7)+$T$34","v":0},{"$f":"($T$34-0.93*$T$34)/14*($AG$364-7)+$T$34","v":0},{"$f":"($T$34-0.93*$T$34)/14*($AH$364-7)+$T$34","v":0},{"$f":"($T$34-0.93*$T$34)/14*($AI$364-7)+$T$34","v":0},{"$f":"($T$34-0.93*$T$34)/14*($AJ$364-7)+$T$34","v":0},{"$f":"($T$34-0.93*$T$34)/14*($AK$364-7)+$T$34","v":0},{"$f":"($T$34-0.93*$T$34)/14*($AL$364-7)+$T$34","v":0},{"$f":"($T$34-0.93*$T$34)/14*($AM$364-7)+$T$34","v":0},{"$f":"($T$34-0.93*$T$34)/14*($AN$364-7)+$T$34","v":0},{"$f":"($T$34-0.93*$T$34)/14*($AO$364-7)+$T$34","v":0},{"$f":"($T$34-0.93*$T$34)/14*($AP$364-7)+$T$34","v":0},{"$f":"($T$34-0.93*$T$34)/14*($AQ$364-7)+$T$34","v":0},{"$f":"($T$34-0.93*$T$34)/14*($AR$364-7)+$T$34","v":0},{"$f":"($T$34-0.93*$T$34)/14*($AS$364-7)+$T$34","v":0},"暖房ガス消費量","Pw"]
[null,null,"着霜域暖房ガス消費量",{"$f":"D407/1.06","v":0},0,0,0,0,0,0,0,0,0,0,null,null,null,null,null,null,null,null,null,null,null,null,null,null,null,null,null,null,null,null,null,null,null,null,null,null,null,null,null,null,null,"着霜域暖房ガス消費量","Pwf"]
[null,null,"暖房COP",{"$f":"D406/(D408+$T$35*$I$32*D$378)","v":{"$error":"#DIV/0!"}},{"$f":"E406/(E408+$T$35*$I$32*E$378)","v":{"$error":"#DIV/0!"}},{"$error":"#DIV/0!"},{"$error":"#DIV/0!"},{"$error":"#DIV/0!"},{"$error":"#DIV/0!"},{"$error":"#DIV/0!"},{"$error":"#DIV/0!"},{"$error":"#DIV/0!"},{"$error":"#DIV/0!"},{"$f":"N406/(N408+$T$35*$I$32*N$378)","v":{"$error":"#DIV/0!"}},{"$f":"O405/(O407+$T$35*$I$32*O$378)","v":{"$error":"#DIV/0!"}},{"$f":"P405/(P407+$T$35*$I$32*P$378)","v":{"$error":"#DIV/0!"}},{"$error":"#DIV/0!"},{"$error":"#DIV/0!"},{"$error":"#DIV/0!"},{"$error":"#DIV/0!"},{"$error":"#DIV/0!"},{"$error":"#DIV/0!"},{"$error":"#DIV/0!"},{"$error":"#DIV/0!"},{"$error":"#DIV/0!"},{"$error":"#DIV/0!"},{"$error":"#DIV/0!"},{"$error":"#DIV/0!"},{"$error":"#DIV/0!"},{"$error":"#DIV/0!"},{"$error":"#DIV/0!"},{"$error":"#DIV/0!"},{"$error":"#DIV/0!"},{"$error":"#DIV/0!"},{"$error":"#DIV/0!"},{"$error":"#DIV/0!"},{"$error":"#DIV/0!"},{"$error":"#DIV/0!"},{"$error":"#DIV/0!"},{"$error":"#DIV/0!"},{"$error":"#DIV/0!"},{"$error":"#DIV/0!"},{"$error":"#DIV/0!"},{"$error":"#DIV/0!"},{"$error":"#DIV/0!"},"暖房COP","σw"]
[null,null,"暖房COP比",{"$f":"D409/$Q409","v":{"$error":"#DIV/0!"}},{"$f":"E409/$Q409","v":{"$error":"#DIV/0!"}},{"$error":"#DIV/0!"},{"$error":"#DIV/0!"},{"$error":"#DIV/0!"},{"$error":"#DIV/0!"},{"$error":"#DIV/0!"},{"$error":"#DIV/0!"},{"$error":"#DIV/0!"},{"$error":"#DIV/0!"},{"$error":"#DIV/0!"},{"$error":"#DIV/0!"},{"$error":"#DIV/0!"},{"$error":"#DIV/0!"},{"$error":"#DIV/0!"},{"$error":"#DIV/0!"},{"$error":"#DIV/0!"},{"$error":"#DIV/0!"},{"$error":"#DIV/0!"},{"$error":"#DIV/0!"},{"$error":"#DIV/0!"},{"$error":"#DIV/0!"},{"$error":"#DIV/0!"},{"$error":"#DIV/0!"},{"$error":"#DIV/0!"},{"$error":"#DIV/0!"},{"$error":"#DIV/0!"},{"$error":"#DIV/0!"},{"$error":"#DIV/0!"},{"$error":"#DIV/0!"},{"$error":"#DIV/0!"},{"$error":"#DIV/0!"},{"$error":"#DIV/0!"},{"$error":"#DIV/0!"},{"$error":"#DIV/0!"},{"$error":"#DIV/0!"},{"$error":"#DIV/0!"},{"$error":"#DIV/0!"},{"$error":"#DIV/0!"},{"$error":"#DIV/0!"},{"$error":"#DIV/0!"},{"$error":"#DIV/0!"},"暖房COP比","βw"]
[null,null,"Σ",{"$f":"$D$377*$D404","v":{"$error":"#DIV/0!"}},{"$f":"$E$377*$E404","v":{"$error":"#DIV/0!"}},{"$f":"$F$377*$F404","v":{"$error":"#DIV/0!"}},{"$f":"$G$377*$G404","v":{"$error":"#DIV/0!"}},{"$f":"$H$377*$H404","v":{"$error":"#DIV/0!"}},{"$f":"$I$377*$I404","v":{"$error":"#DIV/0!"}},{"$f":"$J$377*$J404","v":{"$error":"#DIV/0!"}},{"$f":"$K$377*$K404","v":{"$error":"#DIV/0!"}},{"$f":"$L$377*$L404","v":{"$error":"#DIV/0!"}},{"$f":"$M$377*$M404","v":{"$error":"#DIV/0!"}},{"$f":"$N$377*$N404","v":{"$error":"#DIV/0!"}},{"$f":"$O$377*$O404","v":{"$error":"#DIV/0!"}},{"$f":"$P$377*$P404","v":{"$error":"#DIV/0!"}},{"$f":"$Q$377*$Q404","v":{"$error":"#DIV/0!"}},{"$f":"$R$377*$R404","v":{"$error":"#DIV/0!"}},{"$f":"$S$377*$S404","v":{"$error":"#DIV/0!"}},{"$f":"$T$377*$T404","v":{"$error":"#DIV/0!"}},{"$f":"$U$377*$U404","v":{"$error":"#DIV/0!"}},{"$f":"$V$377*$V404","v":{"$error":"#DIV/0!"}},{"$f":"$W$377*$W404","v":{"$error":"#DIV/0!"}},{"$f":"$X$377*$X404","v":{"$error":"#DIV/0!"}},{"$f":"$Y$377*$Y404","v":{"$error":"#DIV/0!"}},{"$f":"$Z$377*$Z404","v":{"$error":"#DIV/0!"}},{"$f":"$AA$377*$AA404","v":{"$error":"#DIV/0!"}},{"$f":"$AB$377*$AB404","v":{"$error":"#DIV/0!"}},{"$f":"$AC$377*$AC404","v":{"$error":"#DIV/0!"}},{"$f":"$AD$377*$AD404","v":{"$error":"#DIV/0!"}},{"$f":"$AE$377*$AE404","v":{"$error":"#DIV/0!"}},{"$f":"$AF$377*$AF404","v":{"$error":"#DIV/0!"}},{"$f":"$AG$377*$AG404","v":{"$error":"#DIV/0!"}},{"$f":"$AH$377*$AH404","v":{"$error":"#DIV/0!"}},{"$f":"$AI$377*$AI404","v":{"$error":"#DIV/0!"}},{"$f":"$AJ$377*$AJ404","v":{"$error":"#DIV/0!"}},{"$f":"$AK$377*$AK404","v":{"$error":"#DIV/0!"}},{"$f":"$AL$377*$AL404","v":{"$error":"#DIV/0!"}},{"$f":"$AM$377*$AM404","v":{"$error":"#DIV/0!"}},{"$f":"$AN$377*$AN404","v":{"$error":"#DIV/0!"}},{"$f":"$AO$377*$AO404","v":{"$error":"#DIV/0!"}},{"$f":"$AP$377*$AP404","v":{"$error":"#DIV/0!"}},{"$f":"$AQ$377*$AQ404","v":{"$error":"#DIV/0!"}},{"$f":"$AR$377*$AR404","v":{"$error":"#DIV/0!"}},{"$f":"$AS$377*$AS404","v":{"$error":"#DIV/0!"}},{"$f":"SUM(D411:AS411)","v":{"$error":"#DIV/0!"}},"Σ"]
[null,"前5","暖房時エネルギー消費量比",{"$f":"$D$378/D418","v":{"$error":"#DIV/0!"}},{"$f":"$E$378/E418","v":{"$error":"#DIV/0!"}},{"$f":"$F$378/F418","v":{"$error":"#DIV/0!"}},{"$f":"$G$378/G418","v":{"$error":"#DIV/0!"}},{"$f":"$H$378/H418","v":{"$error":"#DIV/0!"}},{"$f":"$I$378/I418","v":{"$error":"#DIV/0!"}},{"$f":"$J$378/J418","v":{"$error":"#DIV/0!"}},{"$f":"$K$378/K418","v":{"$error":"#DIV/0!"}},{"$f":"$L$378/L418","v":{"$error":"#DIV/0!"}},{"$f":"$M$378/M418","v":{"$error":"#DIV/0!"}},{"$f":"$N$378/N418","v":{"$error":"#DIV/0!"}},{"$f":"$O$378/O418","v":{"$error":"#DIV/0!"}},{"$f":"$P$378/P418","v":{"$error":"#DIV/0!"}},{"$f":"$Q$378/Q418","v":{"$error":"#DIV/0!"}},{"$f":"$R$378/R418","v":{"$error":"#DIV/0!"}},{"$f":"$S$378/S418","v":{"$error":"#DIV/0!"}},{"$f":"$T$378/T418","v":{"$error":"#DIV/0!"}},{"$f":"$U$378/U418","v":{"$error":"#DIV/0!"}},{"$f":"$V$378/V418","v":{"$error":"#DIV/0!"}},{"$f":"$W$378/W418","v":{"$error":"#DIV/0!"}},{"$f":"$X$378/X418","v":{"$error":"#DIV/0!"}},{"$f":"$Y$378/Y418","v":{"$error":"#DIV/0!"}},{"$f":"$Z$378/Z418","v":{"$error":"#DIV/0!"}},{"$f":"$AA$378/AA418","v":{"$error":"#DIV/0!"}},{"$f":"$AB$378/AB418","v":{"$error":"#DIV/0!"}},{"$f":"$AC$378/AC418","v":{"$error":"#DIV/0!"}},{"$f":"$AD$378/AD418","v":{"$error":"#DIV/0!"}},{"$f":"$AE$378/AE418","v":{"$error":"#DIV/0!"}},{"$f":"$AF$378/AF418","v":{"$error":"#DIV/0!"}},{"$f":"$AG$378/AG418","v":{"$error":"#DIV/0!"}},{"$f":"$AH$378/AH418","v":{"$error":"#DIV/0!"}},{"$f":"$AI$378/AI418","v":{"$error":"#DIV/0!"}},{"$f":"$AJ$378/AJ418","v":{"$error":"#DIV/0!"}},{"$f":"$AK$378/AK418","v":{"$error":"#DIV/0!"}},{"$f":"$AL$378/AL418","v":{"$error":"#DIV/0!"}},{"$f":"$AM$378/AM418","v":{"$error":"#DIV/0!"}},{"$f":"$AN$378/AN418","v":{"$error":"#DIV/0!"}},{"$f":"$AO$378/AO418","v":{"$error":"#DIV/0!"}},{"$f":"$AP$378/AP418","v":{"$error":"#DIV/0!"}},{"$f":"$AQ$378/AQ418","v":{"$error":"#DIV/0!"}},{"$f":"$AR$378/AR418","v":{"$error":"#DIV/0!"}},{"$f":"$AS$378/AS418","v":{"$error":"#DIV/0!"}},"暖房時エネルギー消費量比","εw"]
[null,null,"暖房能力",{"$f":"($U$33-0.65*$U$33)/14*($D$364-7)+$U$33","v":0},{"$f":"($U$33-0.65*$U$33)/14*($E$364-7)+$U$33","v":0},{"$f":"($U$33-0.65*$U$33)/14*($F$364-7)+$U$33","v":0},{"$f":"($U$33-0.65*$U$33)/14*($G$364-7)+$U$33","v":0},{"$f":"($U$33-0.65*$U$33)/14*($H$364-7)+$U$33","v":0},{"$f":"($U$33-0.65*$U$33)/14*($I$364-7)+$U$33","v":0},{"$f":"($U$33-0.65*$U$33)/14*($J$364-7)+$U$33","v":0},{"$f":"($U$33-0.65*$U$33)/14*($K$364-7)+$U$33","v":0},{"$f":"($U$33-0.65*$U$33)/14*($L$364-7)+$U$33","v":0},{"$f":"($U$33-0.65*$U$33)/14*($M$364-7)+$U$33","v":0},{"$f":"($U$33-0.65*$U$33)/14*($N$364-7)+$U$33","v":0},{"$f":"($U$33-0.65*$U$33)/14*($O$364-7)+$U$33","v":0},{"$f":"($U$33-0.65*$U$33)/14*($P$364-7)+$U$33","v":0},{"$f":"($U$33-0.65*$U$33)/14*($Q$364-7)+$U$33","v":0},{"$f":"($U$33-0.65*$U$33)/14*($R$364-7)+$U$33","v":0},{"$f":"($U$33-0.65*$U$33)/14*($S$364-7)+$U$33","v":0},{"$f":"($U$33-0.65*$U$33)/14*($T$364-7)+$U$33","v":0},{"$f":"($U$33-0.65*$U$33)/14*($U$364-7)+$U$33","v":0},{"$f":"($U$33-0.65*$U$33)/14*($V$364-7)+$U$33","v":0},{"$f":"($U$33-0.65*$U$33)/14*($W$364-7)+$U$33","v":0},{"$f":"($U$33-0.65*$U$33)/14*($X$364-7)+$U$33","v":0},{"$f":"($U$33-0.65*$U$33)/14*($Y$364-7)+$U$33","v":0},{"$f":"($U$33-0.65*$U$33)/14*($Z$364-7)+$U$33","v":0},{"$f":"($U$33-0.65*$U$33)/14*($AA$364-7)+$U$33","v":0},{"$f":"($U$33-0.65*$U$33)/14*($AB$364-7)+$U$33","v":0},{"$f":"($U$33-0.65*$U$33)/14*($AC$364-7)+$U$33","v":0},{"$f":"($U$33-0.65*$U$33)/14*($AD$364-7)+$U$33","v":0},{"$f":"($U$33-0.65*$U$33)/14*($AE$364-7)+$U$33","v":0},{"$f":"($U$33-0.65*$U$33)/14*($AF$364-7)+$U$33","v":0},{"$f":"($U$33-0.65*$U$33)/14*($AG$364-7)+$U$33","v":0},{"$f":"($U$33-0.65*$U$33)/14*($AH$364-7)+$U$33","v":0},{"$f":"($U$33-0.65*$U$33)/14*($AI$364-7)+$U$33","v":0},{"$f":"($U$33-0.65*$U$33)/14*($AJ$364-7)+$U$33","v":0},{"$f":"($U$33-0.65*$U$33)/14*($AK$364-7)+$U$33","v":0},{"$f":"($U$33-0.65*$U$33)/14*($AL$364-7)+$U$33","v":0},{"$f":"($U$33-0.65*$U$33)/14*($AM$364-7)+$U$33","v":0},{"$f":"($U$33-0.65*$U$33)/14*($AN$364-7)+$U$33","v":0},{"$f":"($U$33-0.65*$U$33)/14*($AO$364-7)+$U$33","v":0},{"$f":"($U$33-0.65*$U$33)/14*($AP$364-7)+$U$33","v":0},{"$f":"($U$33-0.65*$U$33)/14*($AQ$364-7)+$U$33","v":0},{"$f":"($U$33-0.65*$U$33)/14*($AR$364-7)+$U$33","v":0},{"$f":"($U$33-0.65*$U$33)/14*($AS$364-7)+$U$33","v":0},"暖房能力","Φw"]
[null,null,"着霜域暖房能力",{"$f":"D413/1.12","v":0},{"$f":"E413/1.12","v":0},{"$f":"F413/1.12","v":0},0,0,0,0,0,0,0,0,null,null,null,null,null,null,null,null,null,null,null,null,null,null,null,null,null,null,null,null,null,null,null,null,null,null,null,null,null,null,null,"着霜域暖房能力","Φwf"]
[null,null,"暖房ガス消費量",{"$f":"($U$34-0.93*$U$34)/14*($D$364-7)+$U$34","v":0},{"$f":"($U$34-0.93*$U$34)/14*($E$364-7)+$U$34","v":0},{"$f":"($U$34-0.93*$U$34)/14*($F$364-7)+$U$34","v":0},{"$f":"($U$34-0.93*$U$34)/14*($G$364-7)+$U$34","v":0},{"$f":"($U$34-0.93*$U$34)/14*($H$364-7)+$U$34","v":0},{"$f":"($U$34-0.93*$U$34)/14*($I$364-7)+$U$34","v":0},{"$f":"($U$34-0.93*$U$34)/14*($J$364-7)+$U$34","v":0},{"$f":"($U$34-0.93*$U$34)/14*($K$364-7)+$U$34","v":0},{"$f":"($U$34-0.93*$U$34)/14*($L$364-7)+$U$34","v":0},{"$f":"($U$34-0.93*$U$34)/14*($M$364-7)+$U$34","v":0},{"$f":"($U$34-0.93*$U$34)/14*($N$364-7)+$U$34","v":0},{"$f":"($U$34-0.93*$U$34)/14*($O$364-7)+$U$34","v":0},{"$f":"($U$34-0.93*$U$34)/14*($P$364-7)+$U$34","v":0},{"$f":"($U$34-0.93*$U$34)/14*($Q$364-7)+$U$34","v":0},{"$f":"($U$34-0.93*$U$34)/14*($R$364-7)+$U$34","v":0},{"$f":"($U$34-0.93*$U$34)/14*($S$364-7)+$U$34","v":0},{"$f":"($U$34-0.93*$U$34)/14*($T$364-7)+$U$34","v":0},{"$f":"($U$34-0.93*$U$34)/14*($U$364-7)+$U$34","v":0},{"$f":"($U$34-0.93*$U$34)/14*($V$364-7)+$U$34","v":0},{"$f":"($U$34-0.93*$U$34)/14*($W$364-7)+$U$34","v":0},{"$f":"($U$34-0.93*$U$34)/14*($X$364-7)+$U$34","v":0},{"$f":"($U$34-0.93*$U$34)/14*($Y$364-7)+$U$34","v":0},{"$f":"($U$34-0.93*$U$34)/14*($Z$364-7)+$U$34","v":0},{"$f":"($U$34-0.93*$U$34)/14*($AA$364-7)+$U$34","v":0},{"$f":"($U$34-0.93*$U$34)/14*($AB$364-7)+$U$34","v":0},{"$f":"($U$34-0.93*$U$34)/14*($AC$364-7)+$U$34","v":0},{"$f":"($U$34-0.93*$U$34)/14*($AD$364-7)+$U$34","v":0},{"$f":"($U$34-0.93*$U$34)/14*($AE$364-7)+$U$34","v":0},{"$f":"($U$34-0.93*$U$34)/14*($AF$364-7)+$U$34","v":0},{"$f":"($U$34-0.93*$U$34)/14*($AG$364-7)+$U$34","v":0},{"$f":"($U$34-0.93*$U$34)/14*($AH$364-7)+$U$34","v":0},{"$f":"($U$34-0.93*$U$34)/14*($AI$364-7)+$U$34","v":0},{"$f":"($U$34-0.93*$U$34)/14*($AJ$364-7)+$U$34","v":0},{"$f":"($U$34-0.93*$U$34)/14*($AK$364-7)+$U$34","v":0},{"$f":"($U$34-0.93*$U$34)/14*($AL$364-7)+$U$34","v":0},{"$f":"($U$34-0.93*$U$34)/14*($AM$364-7)+$U$34","v":0},{"$f":"($U$34-0.93*$U$34)/14*($AN$364-7)+$U$34","v":0},{"$f":"($U$34-0.93*$U$34)/14*($AO$364-7)+$U$34","v":0},{"$f":"($U$34-0.93*$U$34)/14*($AP$364-7)+$U$34","v":0},{"$f":"($U$34-0.93*$U$34)/14*($AQ$364-7)+$U$34","v":0},{"$f":"($U$34-0.93*$U$34)/14*($AR$364-7)+$U$34","v":0},{"$f":"($U$34-0.93*$U$34)/14*($AS$364-7)+$U$34","v":0},"暖房ガス消費量","Pw"]
[null,null,"着霜域暖房ガス消費量",{"$f":"D415/1.06","v":0},0,0,0,0,0,0,0,0,0,0,null,null,null,null,null,null,null,null,null,null,null,null,null,null,null,null,null,null,null,null,null,null,null,null,null,null,null,null,null,null,null,"着霜域暖房ガス消費量","Pwf"]
[null,null,"暖房COP",{"$f":"D414/(D416+$U$35*$I$32*D$378)","v":{"$error":"#DIV/0!"}},{"$f":"E414/(E416+$U$35*$I$32*E$378)","v":{"$error":"#DIV/0!"}},{"$error":"#DIV/0!"},{"$error":"#DIV/0!"},{"$error":"#DIV/0!"},{"$error":"#DIV/0!"},{"$error":"#DIV/0!"},{"$error":"#DIV/0!"},{"$error":"#DIV/0!"},{"$error":"#DIV/0!"},{"$f":"N414/(N416+$U$35*$I$32*N$378)","v":{"$error":"#DIV/0!"}},{"$f":"O413/(O415+$U$35*$I$32*O$378)","v":{"$error":"#DIV/0!"}},{"$f":"P413/(P415+$U$35*$I$32*P$378)","v":{"$error":"#DIV/0!"}},{"$error":"#DIV/0!"},{"$error":"#DIV/0!"},{"$error":"#DIV/0!"},{"$error":"#DIV/0!"},{"$error":"#DIV/0!"},{"$error":"#DIV/0!"},{"$error":"#DIV/0!"},{"$error":"#DIV/0!"},{"$error":"#DIV/0!"},{"$error":"#DIV/0!"},{"$error":"#DIV/0!"},{"$error":"#DIV/0!"},{"$error":"#DIV/0!"},{"$error":"#DIV/0!"},{"$error":"#DIV/0!"},{"$error":"#DIV/0!"},{"$error":"#DIV/0!"},{"$error":"#DIV/0!"},{"$error":"#DIV/0!"},{"$error":"#DIV/0!"},{"$error":"#DIV/0!"},{"$error":"#DIV/0!"},{"$error":"#DIV/0!"},{"$error":"#DIV/0!"},{"$error":"#DIV/0!"},{"$error":"#DIV/0!"},{"$error":"#DIV/0!"},{"$error":"#DIV/0!"},{"$error":"#DIV/0!"},"暖房COP","σw"]
[null,null,"暖房COP比",{"$f":"D417/$Q417","v":{"$error":"#DIV/0!"}},{"$f":"E417/$Q417","v":{"$error":"#DIV/0!"}},{"$error":"#DIV/0!"},{"$error":"#DIV/0!"},{"$error":"#DIV/0!"},{"$error":"#DIV/0!"},{"$error":"#DIV/0!"},{"$error":"#DIV/0!"},{"$error":"#DIV/0!"},{"$error":"#DIV/0!"},{"$error":"#DIV/0!"},{"$error":"#DIV/0!"},{"$error":"#DIV/0!"},{"$error":"#DIV/0!"},{"$error":"#DIV/0!"},{"$error":"#DIV/0!"},{"$error":"#DIV/0!"},{"$error":"#DIV/0!"},{"$error":"#DIV/0!"},{"$error":"#DIV/0!"},{"$error":"#DIV/0!"},{"$error":"#DIV/0!"},{"$error":"#DIV/0!"},{"$error":"#DIV/0!"},{"$error":"#DIV/0!"},{"$error":"#DIV/0!"},{"$error":"#DIV/0!"},{"$error":"#DIV/0!"},{"$error":"#DIV/0!"},{"$error":"#DIV/0!"},{"$error":"#DIV/0!"},{"$error":"#DIV/0!"},{"$error":"#DIV/0!"},{"$error":"#DIV/0!"},{"$error":"#DIV/0!"},{"$error":"#DIV/0!"},{"$error":"#DIV/0!"},{"$error":"#DIV/0!"},{"$error":"#DIV/0!"},{"$error":"#DIV/0!"},{"$error":"#DIV/0!"},{"$error":"#DIV/0!"},"暖房COP比","βw"]
[null,null,"Σ",{"$f":"$D$377*$D412","v":{"$error":"#DIV/0!"}},{"$f":"$E$377*$E412","v":{"$error":"#DIV/0!"}},{"$f":"$F$377*$F412","v":{"$error":"#DIV/0!"}},{"$f":"$G$377*$G412","v":{"$error":"#DIV/0!"}},{"$f":"$H$377*$H412","v":{"$error":"#DIV/0!"}},{"$f":"$I$377*$I412","v":{"$error":"#DIV/0!"}},{"$f":"$J$377*$J412","v":{"$error":"#DIV/0!"}},{"$f":"$K$377*$K412","v":{"$error":"#DIV/0!"}},{"$f":"$L$377*$L412","v":{"$error":"#DIV/0!"}},{"$f":"$M$377*$M412","v":{"$error":"#DIV/0!"}},{"$f":"$N$377*$N412","v":{"$error":"#DIV/0!"}},{"$f":"$O$377*$O412","v":{"$error":"#DIV/0!"}},{"$f":"$P$377*$P412","v":{"$error":"#DIV/0!"}},{"$f":"$Q$377*$Q412","v":{"$error":"#DIV/0!"}},{"$f":"$R$377*$R412","v":{"$error":"#DIV/0!"}},{"$f":"$S$377*$S412","v":{"$error":"#DIV/0!"}},{"$f":"$T$377*$T412","v":{"$error":"#DIV/0!"}},{"$f":"$U$377*$U412","v":{"$error":"#DIV/0!"}},{"$f":"$V$377*$V412","v":{"$error":"#DIV/0!"}},{"$f":"$W$377*$W412","v":{"$error":"#DIV/0!"}},{"$f":"$X$377*$X412","v":{"$error":"#DIV/0!"}},{"$f":"$Y$377*$Y412","v":{"$error":"#DIV/0!"}},{"$f":"$Z$377*$Z412","v":{"$error":"#DIV/0!"}},{"$f":"$AA$377*$AA412","v":{"$error":"#DIV/0!"}},{"$f":"$AB$377*$AB412","v":{"$error":"#DIV/0!"}},{"$f":"$AC$377*$AC412","v":{"$error":"#DIV/0!"}},{"$f":"$AD$377*$AD412","v":{"$error":"#DIV/0!"}},{"$f":"$AE$377*$AE412","v":{"$error":"#DIV/0!"}},{"$f":"$AF$377*$AF412","v":{"$error":"#DIV/0!"}},{"$f":"$AG$377*$AG412","v":{"$error":"#DIV/0!"}},{"$f":"$AH$377*$AH412","v":{"$error":"#DIV/0!"}},{"$f":"$AI$377*$AI412","v":{"$error":"#DIV/0!"}},{"$f":"$AJ$377*$AJ412","v":{"$error":"#DIV/0!"}},{"$f":"$AK$377*$AK412","v":{"$error":"#DIV/0!"}},{"$f":"$AL$377*$AL412","v":{"$error":"#DIV/0!"}},{"$f":"$AM$377*$AM412","v":{"$error":"#DIV/0!"}},{"$f":"$AN$377*$AN412","v":{"$error":"#DIV/0!"}},{"$f":"$AO$377*$AO412","v":{"$error":"#DIV/0!"}},{"$f":"$AP$377*$AP412","v":{"$error":"#DIV/0!"}},{"$f":"$AQ$377*$AQ412","v":{"$error":"#DIV/0!"}},{"$f":"$AR$377*$AR412","v":{"$error":"#DIV/0!"}},{"$f":"$AS$377*$AS412","v":{"$error":"#DIV/0!"}},{"$f":"SUM(D419:AS419)","v":{"$error":"#DIV/0!"}},"Σ"]
[null,"前6","暖房時エネルギー消費量比",{"$f":"$D$378/D426","v":{"$error":"#DIV/0!"}},{"$f":"$E$378/E426","v":{"$error":"#DIV/0!"}},{"$f":"$F$378/F426","v":{"$error":"#DIV/0!"}},{"$f":"$G$378/G426","v":{"$error":"#DIV/0!"}},{"$f":"$H$378/H426","v":{"$error":"#DIV/0!"}},{"$f":"$I$378/I426","v":{"$error":"#DIV/0!"}},{"$f":"$J$378/J426","v":{"$error":"#DIV/0!"}},{"$f":"$K$378/K426","v":{"$error":"#DIV/0!"}},{"$f":"$L$378/L426","v":{"$error":"#DIV/0!"}},{"$f":"$M$378/M426","v":{"$error":"#DIV/0!"}},{"$f":"$N$378/N426","v":{"$error":"#DIV/0!"}},{"$f":"$O$378/O426","v":{"$error":"#DIV/0!"}},{"$f":"$P$378/P426","v":{"$error":"#DIV/0!"}},{"$f":"$Q$378/Q426","v":{"$error":"#DIV/0!"}},{"$f":"$R$378/R426","v":{"$error":"#DIV/0!"}},{"$f":"$S$378/S426","v":{"$error":"#DIV/0!"}},{"$f":"$T$378/T426","v":{"$error":"#DIV/0!"}},{"$f":"$U$378/U426","v":{"$error":"#DIV/0!"}},{"$f":"$V$378/V426","v":{"$error":"#DIV/0!"}},{"$f":"$W$378/W426","v":{"$error":"#DIV/0!"}},{"$f":"$X$378/X426","v":{"$error":"#DIV/0!"}},{"$f":"$Y$378/Y426","v":{"$error":"#DIV/0!"}},{"$f":"$Z$378/Z426","v":{"$error":"#DIV/0!"}},{"$f":"$AA$378/AA426","v":{"$error":"#DIV/0!"}},{"$f":"$AB$378/AB426","v":{"$error":"#DIV/0!"}},{"$f":"$AC$378/AC426","v":{"$error":"#DIV/0!"}},{"$f":"$AD$378/AD426","v":{"$error":"#DIV/0!"}},{"$f":"$AE$378/AE426","v":{"$error":"#DIV/0!"}},{"$f":"$AF$378/AF426","v":{"$error":"#DIV/0!"}},{"$f":"$AG$378/AG426","v":{"$error":"#DIV/0!"}},{"$f":"$AH$378/AH426","v":{"$error":"#DIV/0!"}},{"$f":"$AI$378/AI426","v":{"$error":"#DIV/0!"}},{"$f":"$AJ$378/AJ426","v":{"$error":"#DIV/0!"}},{"$f":"$AK$378/AK426","v":{"$error":"#DIV/0!"}},{"$f":"$AL$378/AL426","v":{"$error":"#DIV/0!"}},{"$f":"$AM$378/AM426","v":{"$error":"#DIV/0!"}},{"$f":"$AN$378/AN426","v":{"$error":"#DIV/0!"}},{"$f":"$AO$378/AO426","v":{"$error":"#DIV/0!"}},{"$f":"$AP$378/AP426","v":{"$error":"#DIV/0!"}},{"$f":"$AQ$378/AQ426","v":{"$error":"#DIV/0!"}},{"$f":"$AR$378/AR426","v":{"$error":"#DIV/0!"}},{"$f":"$AS$378/AS426","v":{"$error":"#DIV/0!"}},"暖房時エネルギー消費量比","εw"]
[null,null,"暖房能力",{"$f":"($V$33-0.65*$V$33)/14*($D$364-7)+$V$33","v":0},{"$f":"($V$33-0.65*$V$33)/14*($E$364-7)+$V$33","v":0},{"$f":"($V$33-0.65*$V$33)/14*($F$364-7)+$V$33","v":0},{"$f":"($V$33-0.65*$V$33)/14*($G$364-7)+$V$33","v":0},{"$f":"($V$33-0.65*$V$33)/14*($H$364-7)+$V$33","v":0},{"$f":"($V$33-0.65*$V$33)/14*($I$364-7)+$V$33","v":0},{"$f":"($V$33-0.65*$V$33)/14*($J$364-7)+$V$33","v":0},{"$f":"($V$33-0.65*$V$33)/14*($K$364-7)+$V$33","v":0},{"$f":"($V$33-0.65*$V$33)/14*($L$364-7)+$V$33","v":0},{"$f":"($V$33-0.65*$V$33)/14*($M$364-7)+$V$33","v":0},{"$f":"($V$33-0.65*$V$33)/14*($N$364-7)+$V$33","v":0},{"$f":"($V$33-0.65*$V$33)/14*($O$364-7)+$V$33","v":0},{"$f":"($V$33-0.65*$V$33)/14*($P$364-7)+$V$33","v":0},{"$f":"($V$33-0.65*$V$33)/14*($Q$364-7)+$V$33","v":0},{"$f":"($V$33-0.65*$V$33)/14*($R$364-7)+$V$33","v":0},{"$f":"($V$33-0.65*$V$33)/14*($S$364-7)+$V$33","v":0},{"$f":"($V$33-0.65*$V$33)/14*($T$364-7)+$V$33","v":0},{"$f":"($V$33-0.65*$V$33)/14*($U$364-7)+$V$33","v":0},{"$f":"($V$33-0.65*$V$33)/14*($V$364-7)+$V$33","v":0},{"$f":"($V$33-0.65*$V$33)/14*($W$364-7)+$V$33","v":0},{"$f":"($V$33-0.65*$V$33)/14*($X$364-7)+$V$33","v":0},{"$f":"($V$33-0.65*$V$33)/14*($Y$364-7)+$V$33","v":0},{"$f":"($V$33-0.65*$V$33)/14*($Z$364-7)+$V$33","v":0},{"$f":"($V$33-0.65*$V$33)/14*($AA$364-7)+$V$33","v":0},{"$f":"($V$33-0.65*$V$33)/14*($AB$364-7)+$V$33","v":0},{"$f":"($V$33-0.65*$V$33)/14*($AC$364-7)+$V$33","v":0},{"$f":"($V$33-0.65*$V$33)/14*($AD$364-7)+$V$33","v":0},{"$f":"($V$33-0.65*$V$33)/14*($AE$364-7)+$V$33","v":0},{"$f":"($V$33-0.65*$V$33)/14*($AF$364-7)+$V$33","v":0},{"$f":"($V$33-0.65*$V$33)/14*($AG$364-7)+$V$33","v":0},{"$f":"($V$33-0.65*$V$33)/14*($AH$364-7)+$V$33","v":0},{"$f":"($V$33-0.65*$V$33)/14*($AI$364-7)+$V$33","v":0},{"$f":"($V$33-0.65*$V$33)/14*($AJ$364-7)+$V$33","v":0},{"$f":"($V$33-0.65*$V$33)/14*($AK$364-7)+$V$33","v":0},{"$f":"($V$33-0.65*$V$33)/14*($AL$364-7)+$V$33","v":0},{"$f":"($V$33-0.65*$V$33)/14*($AM$364-7)+$V$33","v":0},{"$f":"($V$33-0.65*$V$33)/14*($AN$364-7)+$V$33","v":0},{"$f":"($V$33-0.65*$V$33)/14*($AO$364-7)+$V$33","v":0},{"$f":"($V$33-0.65*$V$33)/14*($AP$364-7)+$V$33","v":0},{"$f":"($V$33-0.65*$V$33)/14*($AQ$364-7)+$V$33","v":0},{"$f":"($V$33-0.65*$V$33)/14*($AR$364-7)+$V$33","v":0},{"$f":"($V$33-0.65*$V$33)/14*($AS$364-7)+$V$33","v":0},"暖房能力","Φw"]
[null,null,"着霜域暖房能力",{"$f":"D421/1.12","v":0},{"$f":"E421/1.12","v":0},{"$f":"F421/1.12","v":0},0,0,0,0,0,0,0,0,null,null,null,null,null,null,null,null,null,null,null,null,null,null,null,null,null,null,null,null,null,null,null,null,null,null,null,null,null,null,null,"着霜域暖房能力","Φwf"]
[null,null,"暖房ガス消費量",{"$f":"($V$34-0.93*$V$34)/14*($D$364-7)+$V$34","v":0},{"$f":"($V$34-0.93*$V$34)/14*($E$364-7)+$V$34","v":0},{"$f":"($V$34-0.93*$V$34)/14*($F$364-7)+$V$34","v":0},{"$f":"($V$34-0.93*$V$34)/14*($G$364-7)+$V$34","v":0},{"$f":"($V$34-0.93*$V$34)/14*($H$364-7)+$V$34","v":0},{"$f":"($V$34-0.93*$V$34)/14*($I$364-7)+$V$34","v":0},{"$f":"($V$34-0.93*$V$34)/14*($J$364-7)+$V$34","v":0},{"$f":"($V$34-0.93*$V$34)/14*($K$364-7)+$V$34","v":0},{"$f":"($V$34-0.93*$V$34)/14*($L$364-7)+$V$34","v":0},{"$f":"($V$34-0.93*$V$34)/14*($M$364-7)+$V$34","v":0},{"$f":"($V$34-0.93*$V$34)/14*($N$364-7)+$V$34","v":0},{"$f":"($V$34-0.93*$V$34)/14*($O$364-7)+$V$34","v":0},{"$f":"($V$34-0.93*$V$34)/14*($P$364-7)+$V$34","v":0},{"$f":"($V$34-0.93*$V$34)/14*($Q$364-7)+$V$34","v":0},{"$f":"($V$34-0.93*$V$34)/14*($R$364-7)+$V$34","v":0},{"$f":"($V$34-0.93*$V$34)/14*($S$364-7)+$V$34","v":0},{"$f":"($V$34-0.93*$V$34)/14*($T$364-7)+$V$34","v":0},{"$f":"($V$34-0.93*$V$34)/14*($U$364-7)+$V$34","v":0},{"$f":"($V$34-0.93*$V$34)/14*($V$364-7)+$V$34","v":0},{"$f":"($V$34-0.93*$V$34)/14*($W$364-7)+$V$34","v":0},{"$f":"($V$34-0.93*$V$34)/14*($X$364-7)+$V$34","v":0},{"$f":"($V$34-0.93*$V$34)/14*($Y$364-7)+$V$34","v":0},{"$f":"($V$34-0.93*$V$34)/14*($Z$364-7)+$V$34","v":0},{"$f":"($V$34-0.93*$V$34)/14*($AA$364-7)+$V$34","v":0},{"$f":"($V$34-0.93*$V$34)/14*($AB$364-7)+$V$34","v":0},{"$f":"($V$34-0.93*$V$34)/14*($AC$364-7)+$V$34","v":0},{"$f":"($V$34-0.93*$V$34)/14*($AD$364-7)+$V$34","v":0},{"$f":"($V$34-0.93*$V$34)/14*($AE$364-7)+$V$34","v":0},{"$f":"($V$34-0.93*$V$34)/14*($AF$364-7)+$V$34","v":0},{"$f":"($V$34-0.93*$V$34)/14*($AG$364-7)+$V$34","v":0},{"$f":"($V$34-0.93*$V$34)/14*($AH$364-7)+$V$34","v":0},{"$f":"($V$34-0.93*$V$34)/14*($AI$364-7)+$V$34","v":0},{"$f":"($V$34-0.93*$V$34)/14*($AJ$364-7)+$V$34","v":0},{"$f":"($V$34-0.93*$V$34)/14*($AK$364-7)+$V$34","v":0},{"$f":"($V$34-0.93*$V$34)/14*($AL$364-7)+$V$34","v":0},{"$f":"($V$34-0.93*$V$34)/14*($AM$364-7)+$V$34","v":0},{"$f":"($V$34-0.93*$V$34)/14*($AN$364-7)+$V$34","v":0},{"$f":"($V$34-0.93*$V$34)/14*($AO$364-7)+$V$34","v":0},{"$f":"($V$34-0.93*$V$34)/14*($AP$364-7)+$V$34","v":0},{"$f":"($V$34-0.93*$V$34)/14*($AQ$364-7)+$V$34","v":0},{"$f":"($V$34-0.93*$V$34)/14*($AR$364-7)+$V$34","v":0},{"$f":"($V$34-0.93*$V$34)/14*($AS$364-7)+$V$34","v":0},"暖房ガス消費量","Pw"]
[null,null,"着霜域暖房ガス消費量",{"$f":"D423/1.06","v":0},0,0,0,0,0,0,0,0,0,0,null,null,null,null,null,null,null,null,null,null,null,null,null,null,null,null,null,null,null,null,null,null,null,null,null,null,null,null,null,null,null,"着霜域暖房ガス消費量","Pwf"]
[null,null,"暖房COP",{"$f":"D422/(D424+$V$35*$I$32*D$378)","v":{"$error":"#DIV/0!"}},{"$f":"E422/(E424+$V$35*$I$32*E$378)","v":{"$error":"#DIV/0!"}},{"$error":"#DIV/0!"},{"$error":"#DIV/0!"},{"$error":"#DIV/0!"},{"$error":"#DIV/0!"},{"$error":"#DIV/0!"},{"$error":"#DIV/0!"},{"$error":"#DIV/0!"},{"$error":"#DIV/0!"},{"$f":"N422/(N424+$V$35*$I$32*N$378)","v":{"$error":"#DIV/0!"}},{"$f":"O421/(O423+$V$35*$I$32*O$378)","v":{"$error":"#DIV/0!"}},{"$f":"P421/(P423+$V$35*$I$32*P$378)","v":{"$error":"#DIV/0!"}},{"$error":"#DIV/0!"},{"$error":"#DIV/0!"},{"$error":"#DIV/0!"},{"$error":"#DIV/0!"},{"$error":"#DIV/0!"},{"$error":"#DIV/0!"},{"$error":"#DIV/0!"},{"$error":"#DIV/0!"},{"$error":"#DIV/0!"},{"$error":"#DIV/0!"},{"$error":"#DIV/0!"},{"$error":"#DIV/0!"},{"$error":"#DIV/0!"},{"$error":"#DIV/0!"},{"$error":"#DIV/0!"},{"$error":"#DIV/0!"},{"$error":"#DIV/0!"},{"$error":"#DIV/0!"},{"$error":"#DIV/0!"},{"$error":"#DIV/0!"},{"$error":"#DIV/0!"},{"$error":"#DIV/0!"},{"$error":"#DIV/0!"},{"$error":"#DIV/0!"},{"$error":"#DIV/0!"},{"$error":"#DIV/0!"},{"$error":"#DIV/0!"},{"$error":"#DIV/0!"},{"$error":"#DIV/0!"},"暖房COP","σw"]
[null,null,"暖房COP比",{"$f":"D425/$Q425","v":{"$error":"#DIV/0!"}},{"$f":"E425/$Q425","v":{"$error":"#DIV/0!"}},{"$error":"#DIV/0!"},{"$error":"#DIV/0!"},{"$error":"#DIV/0!"},{"$error":"#DIV/0!"},{"$error":"#DIV/0!"},{"$error":"#DIV/0!"},{"$error":"#DIV/0!"},{"$error":"#DIV/0!"},{"$error":"#DIV/0!"},{"$error":"#DIV/0!"},{"$error":"#DIV/0!"},{"$error":"#DIV/0!"},{"$error":"#DIV/0!"},{"$error":"#DIV/0!"},{"$error":"#DIV/0!"},{"$error":"#DIV/0!"},{"$error":"#DIV/0!"},{"$error":"#DIV/0!"},{"$error":"#DIV/0!"},{"$error":"#DIV/0!"},{"$error":"#DIV/0!"},{"$error":"#DIV/0!"},{"$error":"#DIV/0!"},{"$error":"#DIV/0!"},{"$error":"#DIV/0!"},{"$error":"#DIV/0!"},{"$error":"#DIV/0!"},{"$error":"#DIV/0!"},{"$error":"#DIV/0!"},{"$error":"#DIV/0!"},{"$error":"#DIV/0!"},{"$error":"#DIV/0!"},{"$error":"#DIV/0!"},{"$error":"#DIV/0!"},{"$error":"#DIV/0!"},{"$error":"#DIV/0!"},{"$error":"#DIV/0!"},{"$error":"#DIV/0!"},{"$error":"#DIV/0!"},{"$error":"#DIV/0!"},"暖房COP比","βw"]
[null,null,"Σ",{"$f":"$D$377*$D420","v":{"$error":"#DIV/0!"}},{"$f":"$E$377*$E420","v":{"$error":"#DIV/0!"}},{"$f":"$F$377*$F420","v":{"$error":"#DIV/0!"}},{"$f":"$G$377*$G420","v":{"$error":"#DIV/0!"}},{"$f":"$H$377*$H420","v":{"$error":"#DIV/0!"}},{"$f":"$I$377*$I420","v":{"$error":"#DIV/0!"}},{"$f":"$J$377*$J420","v":{"$error":"#DIV/0!"}},{"$f":"$K$377*$K420","v":{"$error":"#DIV/0!"}},{"$f":"$L$377*$L420","v":{"$error":"#DIV/0!"}},{"$f":"$M$377*$M420","v":{"$error":"#DIV/0!"}},{"$f":"$N$377*$N420","v":{"$error":"#DIV/0!"}},{"$f":"$O$377*$O420","v":{"$error":"#DIV/0!"}},{"$f":"$P$377*$P420","v":{"$error":"#DIV/0!"}},{"$f":"$Q$377*$Q420","v":{"$error":"#DIV/0!"}},{"$f":"$R$377*$R420","v":{"$error":"#DIV/0!"}},{"$f":"$S$377*$S420","v":{"$error":"#DIV/0!"}},{"$f":"$T$377*$T420","v":{"$error":"#DIV/0!"}},{"$f":"$U$377*$U420","v":{"$error":"#DIV/0!"}},{"$f":"$V$377*$V420","v":{"$error":"#DIV/0!"}},{"$f":"$W$377*$W420","v":{"$error":"#DIV/0!"}},{"$f":"$X$377*$X420","v":{"$error":"#DIV/0!"}},{"$f":"$Y$377*$Y420","v":{"$error":"#DIV/0!"}},{"$f":"$Z$377*$Z420","v":{"$error":"#DIV/0!"}},{"$f":"$AA$377*$AA420","v":{"$error":"#DIV/0!"}},{"$f":"$AB$377*$AB420","v":{"$error":"#DIV/0!"}},{"$f":"$AC$377*$AC420","v":{"$error":"#DIV/0!"}},{"$f":"$AD$377*$AD420","v":{"$error":"#DIV/0!"}},{"$f":"$AE$377*$AE420","v":{"$error":"#DIV/0!"}},{"$f":"$AF$377*$AF420","v":{"$error":"#DIV/0!"}},{"$f":"$AG$377*$AG420","v":{"$error":"#DIV/0!"}},{"$f":"$AH$377*$AH420","v":{"$error":"#DIV/0!"}},{"$f":"$AI$377*$AI420","v":{"$error":"#DIV/0!"}},{"$f":"$AJ$377*$AJ420","v":{"$error":"#DIV/0!"}},{"$f":"$AK$377*$AK420","v":{"$error":"#DIV/0!"}},{"$f":"$AL$377*$AL420","v":{"$error":"#DIV/0!"}},{"$f":"$AM$377*$AM420","v":{"$error":"#DIV/0!"}},{"$f":"$AN$377*$AN420","v":{"$error":"#DIV/0!"}},{"$f":"$AO$377*$AO420","v":{"$error":"#DIV/0!"}},{"$f":"$AP$377*$AP420","v":{"$error":"#DIV/0!"}},{"$f":"$AQ$377*$AQ420","v":{"$error":"#DIV/0!"}},{"$f":"$AR$377*$AR420","v":{"$error":"#DIV/0!"}},{"$f":"$AS$377*$AS420","v":{"$error":"#DIV/0!"}},{"$f":"SUM(D427:AS427)","v":{"$error":"#DIV/0!"}},"Σ"]
[null,"前7","暖房時エネルギー消費量比",{"$f":"$D$378/D434","v":{"$error":"#DIV/0!"}},{"$f":"$E$378/E434","v":{"$error":"#DIV/0!"}},{"$f":"$F$378/F434","v":{"$error":"#DIV/0!"}},{"$f":"$G$378/G434","v":{"$error":"#DIV/0!"}},{"$f":"$H$378/H434","v":{"$error":"#DIV/0!"}},{"$f":"$I$378/I434","v":{"$error":"#DIV/0!"}},{"$f":"$J$378/J434","v":{"$error":"#DIV/0!"}},{"$f":"$K$378/K434","v":{"$error":"#DIV/0!"}},{"$f":"$L$378/L434","v":{"$error":"#DIV/0!"}},{"$f":"$M$378/M434","v":{"$error":"#DIV/0!"}},{"$f":"$N$378/N434","v":{"$error":"#DIV/0!"}},{"$f":"$O$378/O434","v":{"$error":"#DIV/0!"}},{"$f":"$P$378/P434","v":{"$error":"#DIV/0!"}},{"$f":"$Q$378/Q434","v":{"$error":"#DIV/0!"}},{"$f":"$R$378/R434","v":{"$error":"#DIV/0!"}},{"$f":"$S$378/S434","v":{"$error":"#DIV/0!"}},{"$f":"$T$378/T434","v":{"$error":"#DIV/0!"}},{"$f":"$U$378/U434","v":{"$error":"#DIV/0!"}},{"$f":"$V$378/V434","v":{"$error":"#DIV/0!"}},{"$f":"$W$378/W434","v":{"$error":"#DIV/0!"}},{"$f":"$X$378/X434","v":{"$error":"#DIV/0!"}},{"$f":"$Y$378/Y434","v":{"$error":"#DIV/0!"}},{"$f":"$Z$378/Z434","v":{"$error":"#DIV/0!"}},{"$f":"$AA$378/AA434","v":{"$error":"#DIV/0!"}},{"$f":"$AB$378/AB434","v":{"$error":"#DIV/0!"}},{"$f":"$AC$378/AC434","v":{"$error":"#DIV/0!"}},{"$f":"$AD$378/AD434","v":{"$error":"#DIV/0!"}},{"$f":"$AE$378/AE434","v":{"$error":"#DIV/0!"}},{"$f":"$AF$378/AF434","v":{"$error":"#DIV/0!"}},{"$f":"$AG$378/AG434","v":{"$error":"#DIV/0!"}},{"$f":"$AH$378/AH434","v":{"$error":"#DIV/0!"}},{"$f":"$AI$378/AI434","v":{"$error":"#DIV/0!"}},{"$f":"$AJ$378/AJ434","v":{"$error":"#DIV/0!"}},{"$f":"$AK$378/AK434","v":{"$error":"#DIV/0!"}},{"$f":"$AL$378/AL434","v":{"$error":"#DIV/0!"}},{"$f":"$AM$378/AM434","v":{"$error":"#DIV/0!"}},{"$f":"$AN$378/AN434","v":{"$error":"#DIV/0!"}},{"$f":"$AO$378/AO434","v":{"$error":"#DIV/0!"}},{"$f":"$AP$378/AP434","v":{"$error":"#DIV/0!"}},{"$f":"$AQ$378/AQ434","v":{"$error":"#DIV/0!"}},{"$f":"$AR$378/AR434","v":{"$error":"#DIV/0!"}},{"$f":"$AS$378/AS434","v":{"$error":"#DIV/0!"}},"暖房時エネルギー消費量比","εw"]
[null,null,"暖房能力",{"$f":"($W$33-0.65*$W$33)/14*($D$364-7)+$W$33","v":0},{"$f":"($W$33-0.65*$W$33)/14*($E$364-7)+$W$33","v":0},{"$f":"($W$33-0.65*$W$33)/14*($F$364-7)+$W$33","v":0},{"$f":"($W$33-0.65*$W$33)/14*($G$364-7)+$W$33","v":0},{"$f":"($W$33-0.65*$W$33)/14*($H$364-7)+$W$33","v":0},{"$f":"($W$33-0.65*$W$33)/14*($I$364-7)+$W$33","v":0},{"$f":"($W$33-0.65*$W$33)/14*($J$364-7)+$W$33","v":0},{"$f":"($W$33-0.65*$W$33)/14*($K$364-7)+$W$33","v":0},{"$f":"($W$33-0.65*$W$33)/14*($L$364-7)+$W$33","v":0},{"$f":"($W$33-0.65*$W$33)/14*($M$364-7)+$W$33","v":0},{"$f":"($W$33-0.65*$W$33)/14*($N$364-7)+$W$33","v":0},{"$f":"($W$33-0.65*$W$33)/14*($O$364-7)+$W$33","v":0},{"$f":"($W$33-0.65*$W$33)/14*($P$364-7)+$W$33","v":0},{"$f":"($W$33-0.65*$W$33)/14*($Q$364-7)+$W$33","v":0},{"$f":"($W$33-0.65*$W$33)/14*($R$364-7)+$W$33","v":0},{"$f":"($W$33-0.65*$W$33)/14*($S$364-7)+$W$33","v":0},{"$f":"($W$33-0.65*$W$33)/14*($T$364-7)+$W$33","v":0},{"$f":"($W$33-0.65*$W$33)/14*($U$364-7)+$W$33","v":0},{"$f":"($W$33-0.65*$W$33)/14*($V$364-7)+$W$33","v":0},{"$f":"($W$33-0.65*$W$33)/14*($W$364-7)+$W$33","v":0},{"$f":"($W$33-0.65*$W$33)/14*($X$364-7)+$W$33","v":0},{"$f":"($W$33-0.65*$W$33)/14*($Y$364-7)+$W$33","v":0},{"$f":"($W$33-0.65*$W$33)/14*($Z$364-7)+$W$33","v":0},{"$f":"($W$33-0.65*$W$33)/14*($AA$364-7)+$W$33","v":0},{"$f":"($W$33-0.65*$W$33)/14*($AB$364-7)+$W$33","v":0},{"$f":"($W$33-0.65*$W$33)/14*($AC$364-7)+$W$33","v":0},{"$f":"($W$33-0.65*$W$33)/14*($AD$364-7)+$W$33","v":0},{"$f":"($W$33-0.65*$W$33)/14*($AE$364-7)+$W$33","v":0},{"$f":"($W$33-0.65*$W$33)/14*($AF$364-7)+$W$33","v":0},{"$f":"($W$33-0.65*$W$33)/14*($AG$364-7)+$W$33","v":0},{"$f":"($W$33-0.65*$W$33)/14*($AH$364-7)+$W$33","v":0},{"$f":"($W$33-0.65*$W$33)/14*($AI$364-7)+$W$33","v":0},{"$f":"($W$33-0.65*$W$33)/14*($AJ$364-7)+$W$33","v":0},{"$f":"($W$33-0.65*$W$33)/14*($AK$364-7)+$W$33","v":0},{"$f":"($W$33-0.65*$W$33)/14*($AL$364-7)+$W$33","v":0},{"$f":"($W$33-0.65*$W$33)/14*($AM$364-7)+$W$33","v":0},{"$f":"($W$33-0.65*$W$33)/14*($AN$364-7)+$W$33","v":0},{"$f":"($W$33-0.65*$W$33)/14*($AO$364-7)+$W$33","v":0},{"$f":"($W$33-0.65*$W$33)/14*($AP$364-7)+$W$33","v":0},{"$f":"($W$33-0.65*$W$33)/14*($AQ$364-7)+$W$33","v":0},{"$f":"($W$33-0.65*$W$33)/14*($AR$364-7)+$W$33","v":0},{"$f":"($W$33-0.65*$W$33)/14*($AS$364-7)+$W$33","v":0},"暖房能力","Φw"]
[null,null,"着霜域暖房能力",{"$f":"D429/1.12","v":0},{"$f":"E429/1.12","v":0},{"$f":"F429/1.12","v":0},0,0,0,0,0,0,0,0,null,null,null,null,null,null,null,null,null,null,null,null,null,null,null,null,null,null,null,null,null,null,null,null,null,null,null,null,null,null,null,"着霜域暖房能力","Φwf"]
[null,null,"暖房ガス消費量",{"$f":"($W$34-0.93*$W$34)/14*($D$364-7)+$W$34","v":0},{"$f":"($W$34-0.93*$W$34)/14*($E$364-7)+$W$34","v":0},{"$f":"($W$34-0.93*$W$34)/14*($F$364-7)+$W$34","v":0},{"$f":"($W$34-0.93*$W$34)/14*($G$364-7)+$W$34","v":0},{"$f":"($W$34-0.93*$W$34)/14*($H$364-7)+$W$34","v":0},{"$f":"($W$34-0.93*$W$34)/14*($I$364-7)+$W$34","v":0},{"$f":"($W$34-0.93*$W$34)/14*($J$364-7)+$W$34","v":0},{"$f":"($W$34-0.93*$W$34)/14*($K$364-7)+$W$34","v":0},{"$f":"($W$34-0.93*$W$34)/14*($L$364-7)+$W$34","v":0},{"$f":"($W$34-0.93*$W$34)/14*($M$364-7)+$W$34","v":0},{"$f":"($W$34-0.93*$W$34)/14*($N$364-7)+$W$34","v":0},{"$f":"($W$34-0.93*$W$34)/14*($O$364-7)+$W$34","v":0},{"$f":"($W$34-0.93*$W$34)/14*($P$364-7)+$W$34","v":0},{"$f":"($W$34-0.93*$W$34)/14*($Q$364-7)+$W$34","v":0},{"$f":"($W$34-0.93*$W$34)/14*($R$364-7)+$W$34","v":0},{"$f":"($W$34-0.93*$W$34)/14*($S$364-7)+$W$34","v":0},{"$f":"($W$34-0.93*$W$34)/14*($T$364-7)+$W$34","v":0},{"$f":"($W$34-0.93*$W$34)/14*($U$364-7)+$W$34","v":0},{"$f":"($W$34-0.93*$W$34)/14*($V$364-7)+$W$34","v":0},{"$f":"($W$34-0.93*$W$34)/14*($W$364-7)+$W$34","v":0},{"$f":"($W$34-0.93*$W$34)/14*($X$364-7)+$W$34","v":0},{"$f":"($W$34-0.93*$W$34)/14*($Y$364-7)+$W$34","v":0},{"$f":"($W$34-0.93*$W$34)/14*($Z$364-7)+$W$34","v":0},{"$f":"($W$34-0.93*$W$34)/14*($AA$364-7)+$W$34","v":0},{"$f":"($W$34-0.93*$W$34)/14*($AB$364-7)+$W$34","v":0},{"$f":"($W$34-0.93*$W$34)/14*($AC$364-7)+$W$34","v":0},{"$f":"($W$34-0.93*$W$34)/14*($AD$364-7)+$W$34","v":0},{"$f":"($W$34-0.93*$W$34)/14*($AE$364-7)+$W$34","v":0},{"$f":"($W$34-0.93*$W$34)/14*($AF$364-7)+$W$34","v":0},{"$f":"($W$34-0.93*$W$34)/14*($AG$364-7)+$W$34","v":0},{"$f":"($W$34-0.93*$W$34)/14*($AH$364-7)+$W$34","v":0},{"$f":"($W$34-0.93*$W$34)/14*($AI$364-7)+$W$34","v":0},{"$f":"($W$34-0.93*$W$34)/14*($AJ$364-7)+$W$34","v":0},{"$f":"($W$34-0.93*$W$34)/14*($AK$364-7)+$W$34","v":0},{"$f":"($W$34-0.93*$W$34)/14*($AL$364-7)+$W$34","v":0},{"$f":"($W$34-0.93*$W$34)/14*($AM$364-7)+$W$34","v":0},{"$f":"($W$34-0.93*$W$34)/14*($AN$364-7)+$W$34","v":0},{"$f":"($W$34-0.93*$W$34)/14*($AO$364-7)+$W$34","v":0},{"$f":"($W$34-0.93*$W$34)/14*($AP$364-7)+$W$34","v":0},{"$f":"($W$34-0.93*$W$34)/14*($AQ$364-7)+$W$34","v":0},{"$f":"($W$34-0.93*$W$34)/14*($AR$364-7)+$W$34","v":0},{"$f":"($W$34-0.93*$W$34)/14*($AS$364-7)+$W$34","v":0},"暖房ガス消費量","Pw"]
[null,null,"着霜域暖房ガス消費量",{"$f":"D431/1.06","v":0},0,0,0,0,0,0,0,0,0,0,null,null,null,null,null,null,null,null,null,null,null,null,null,null,null,null,null,null,null,null,null,null,null,null,null,null,null,null,null,null,null,"着霜域暖房ガス消費量","Pwf"]
[null,null,"暖房COP",{"$f":"D430/(D432+$W$35*$I$32*D$378)","v":{"$error":"#DIV/0!"}},{"$f":"E430/(E432+$W$35*$I$32*E$378)","v":{"$error":"#DIV/0!"}},{"$error":"#DIV/0!"},{"$error":"#DIV/0!"},{"$error":"#DIV/0!"},{"$error":"#DIV/0!"},{"$error":"#DIV/0!"},{"$error":"#DIV/0!"},{"$error":"#DIV/0!"},{"$error":"#DIV/0!"},{"$f":"N430/(N432+$W$35*$I$32*N$378)","v":{"$error":"#DIV/0!"}},{"$f":"O429/(O431+$W$35*$I$32*O$378)","v":{"$error":"#DIV/0!"}},{"$f":"P429/(P431+$W$35*$I$32*P$378)","v":{"$error":"#DIV/0!"}},{"$error":"#DIV/0!"},{"$error":"#DIV/0!"},{"$error":"#DIV/0!"},{"$error":"#DIV/0!"},{"$error":"#DIV/0!"},{"$error":"#DIV/0!"},{"$error":"#DIV/0!"},{"$error":"#DIV/0!"},{"$error":"#DIV/0!"},{"$error":"#DIV/0!"},{"$error":"#DIV/0!"},{"$error":"#DIV/0!"},{"$error":"#DIV/0!"},{"$error":"#DIV/0!"},{"$error":"#DIV/0!"},{"$error":"#DIV/0!"},{"$error":"#DIV/0!"},{"$error":"#DIV/0!"},{"$error":"#DIV/0!"},{"$error":"#DIV/0!"},{"$error":"#DIV/0!"},{"$error":"#DIV/0!"},{"$error":"#DIV/0!"},{"$error":"#DIV/0!"},{"$error":"#DIV/0!"},{"$error":"#DIV/0!"},{"$error":"#DIV/0!"},{"$error":"#DIV/0!"},{"$error":"#DIV/0!"},"暖房COP","σw"]
[null,null,"暖房COP比",{"$f":"D433/$Q433","v":{"$error":"#DIV/0!"}},{"$f":"E433/$Q433","v":{"$error":"#DIV/0!"}},{"$error":"#DIV/0!"},{"$error":"#DIV/0!"},{"$error":"#DIV/0!"},{"$error":"#DIV/0!"},{"$error":"#DIV/0!"},{"$error":"#DIV/0!"},{"$error":"#DIV/0!"},{"$error":"#DIV/0!"},{"$error":"#DIV/0!"},{"$error":"#DIV/0!"},{"$error":"#DIV/0!"},{"$error":"#DIV/0!"},{"$error":"#DIV/0!"},{"$error":"#DIV/0!"},{"$error":"#DIV/0!"},{"$error":"#DIV/0!"},{"$error":"#DIV/0!"},{"$error":"#DIV/0!"},{"$error":"#DIV/0!"},{"$error":"#DIV/0!"},{"$error":"#DIV/0!"},{"$error":"#DIV/0!"},{"$error":"#DIV/0!"},{"$error":"#DIV/0!"},{"$error":"#DIV/0!"},{"$error":"#DIV/0!"},{"$error":"#DIV/0!"},{"$error":"#DIV/0!"},{"$error":"#DIV/0!"},{"$error":"#DIV/0!"},{"$error":"#DIV/0!"},{"$error":"#DIV/0!"},{"$error":"#DIV/0!"},{"$error":"#DIV/0!"},{"$error":"#DIV/0!"},{"$error":"#DIV/0!"},{"$error":"#DIV/0!"},{"$error":"#DIV/0!"},{"$error":"#DIV/0!"},{"$error":"#DIV/0!"},"暖房COP比","βw"]
[null,null,"Σ",{"$f":"$D$377*$D428","v":{"$error":"#DIV/0!"}},{"$f":"$E$377*$E428","v":{"$error":"#DIV/0!"}},{"$f":"$F$377*$F428","v":{"$error":"#DIV/0!"}},{"$f":"$G$377*$G428","v":{"$error":"#DIV/0!"}},{"$f":"$H$377*$H428","v":{"$error":"#DIV/0!"}},{"$f":"$I$377*$I428","v":{"$error":"#DIV/0!"}},{"$f":"$J$377*$J428","v":{"$error":"#DIV/0!"}},{"$f":"$K$377*$K428","v":{"$error":"#DIV/0!"}},{"$f":"$L$377*$L428","v":{"$error":"#DIV/0!"}},{"$f":"$M$377*$M428","v":{"$error":"#DIV/0!"}},{"$f":"$N$377*$N428","v":{"$error":"#DIV/0!"}},{"$f":"$O$377*$O428","v":{"$error":"#DIV/0!"}},{"$f":"$P$377*$P428","v":{"$error":"#DIV/0!"}},{"$f":"$Q$377*$Q428","v":{"$error":"#DIV/0!"}},{"$f":"$R$377*$R428","v":{"$error":"#DIV/0!"}},{"$f":"$S$377*$S428","v":{"$error":"#DIV/0!"}},{"$f":"$T$377*$T428","v":{"$error":"#DIV/0!"}},{"$f":"$U$377*$U428","v":{"$error":"#DIV/0!"}},{"$f":"$V$377*$V428","v":{"$error":"#DIV/0!"}},{"$f":"$W$377*$W428","v":{"$error":"#DIV/0!"}},{"$f":"$X$377*$X428","v":{"$error":"#DIV/0!"}},{"$f":"$Y$377*$Y428","v":{"$error":"#DIV/0!"}},{"$f":"$Z$377*$Z428","v":{"$error":"#DIV/0!"}},{"$f":"$AA$377*$AA428","v":{"$error":"#DIV/0!"}},{"$f":"$AB$377*$AB428","v":{"$error":"#DIV/0!"}},{"$f":"$AC$377*$AC428","v":{"$error":"#DIV/0!"}},{"$f":"$AD$377*$AD428","v":{"$error":"#DIV/0!"}},{"$f":"$AE$377*$AE428","v":{"$error":"#DIV/0!"}},{"$f":"$AF$377*$AF428","v":{"$error":"#DIV/0!"}},{"$f":"$AG$377*$AG428","v":{"$error":"#DIV/0!"}},{"$f":"$AH$377*$AH428","v":{"$error":"#DIV/0!"}},{"$f":"$AI$377*$AI428","v":{"$error":"#DIV/0!"}},{"$f":"$AJ$377*$AJ428","v":{"$error":"#DIV/0!"}},{"$f":"$AK$377*$AK428","v":{"$error":"#DIV/0!"}},{"$f":"$AL$377*$AL428","v":{"$error":"#DIV/0!"}},{"$f":"$AM$377*$AM428","v":{"$error":"#DIV/0!"}},{"$f":"$AN$377*$AN428","v":{"$error":"#DIV/0!"}},{"$f":"$AO$377*$AO428","v":{"$error":"#DIV/0!"}},{"$f":"$AP$377*$AP428","v":{"$error":"#DIV/0!"}},{"$f":"$AQ$377*$AQ428","v":{"$error":"#DIV/0!"}},{"$f":"$AR$377*$AR428","v":{"$error":"#DIV/0!"}},{"$f":"$AS$377*$AS428","v":{"$error":"#DIV/0!"}},{"$f":"SUM(D435:AS435)","v":{"$error":"#DIV/0!"}},"Σ"]
[null,"前8","暖房時エネルギー消費量比",{"$f":"$D$378/D442","v":{"$error":"#DIV/0!"}},{"$f":"$E$378/E442","v":{"$error":"#DIV/0!"}},{"$f":"$F$378/F442","v":{"$error":"#DIV/0!"}},{"$f":"$G$378/G442","v":{"$error":"#DIV/0!"}},{"$f":"$H$378/H442","v":{"$error":"#DIV/0!"}},{"$f":"$I$378/I442","v":{"$error":"#DIV/0!"}},{"$f":"$J$378/J442","v":{"$error":"#DIV/0!"}},{"$f":"$K$378/K442","v":{"$error":"#DIV/0!"}},{"$f":"$L$378/L442","v":{"$error":"#DIV/0!"}},{"$f":"$M$378/M442","v":{"$error":"#DIV/0!"}},{"$f":"$N$378/N442","v":{"$error":"#DIV/0!"}},{"$f":"$O$378/O442","v":{"$error":"#DIV/0!"}},{"$f":"$P$378/P442","v":{"$error":"#DIV/0!"}},{"$f":"$Q$378/Q442","v":{"$error":"#DIV/0!"}},{"$f":"$R$378/R442","v":{"$error":"#DIV/0!"}},{"$f":"$S$378/S442","v":{"$error":"#DIV/0!"}},{"$f":"$T$378/T442","v":{"$error":"#DIV/0!"}},{"$f":"$U$378/U442","v":{"$error":"#DIV/0!"}},{"$f":"$V$378/V442","v":{"$error":"#DIV/0!"}},{"$f":"$W$378/W442","v":{"$error":"#DIV/0!"}},{"$f":"$X$378/X442","v":{"$error":"#DIV/0!"}},{"$f":"$Y$378/Y442","v":{"$error":"#DIV/0!"}},{"$f":"$Z$378/Z442","v":{"$error":"#DIV/0!"}},{"$f":"$AA$378/AA442","v":{"$error":"#DIV/0!"}},{"$f":"$AB$378/AB442","v":{"$error":"#DIV/0!"}},{"$f":"$AC$378/AC442","v":{"$error":"#DIV/0!"}},{"$f":"$AD$378/AD442","v":{"$error":"#DIV/0!"}},{"$f":"$AE$378/AE442","v":{"$error":"#DIV/0!"}},{"$f":"$AF$378/AF442","v":{"$error":"#DIV/0!"}},{"$f":"$AG$378/AG442","v":{"$error":"#DIV/0!"}},{"$f":"$AH$378/AH442","v":{"$error":"#DIV/0!"}},{"$f":"$AI$378/AI442","v":{"$error":"#DIV/0!"}},{"$f":"$AJ$378/AJ442","v":{"$error":"#DIV/0!"}},{"$f":"$AK$378/AK442","v":{"$error":"#DIV/0!"}},{"$f":"$AL$378/AL442","v":{"$error":"#DIV/0!"}},{"$f":"$AM$378/AM442","v":{"$error":"#DIV/0!"}},{"$f":"$AN$378/AN442","v":{"$error":"#DIV/0!"}},{"$f":"$AO$378/AO442","v":{"$error":"#DIV/0!"}},{"$f":"$AP$378/AP442","v":{"$error":"#DIV/0!"}},{"$f":"$AQ$378/AQ442","v":{"$error":"#DIV/0!"}},{"$f":"$AR$378/AR442","v":{"$error":"#DIV/0!"}},{"$f":"$AS$378/AS442","v":{"$error":"#DIV/0!"}},"暖房時エネルギー消費量比","εw"]
[null,null,"暖房能力",{"$f":"($X$33-0.65*$X$33)/14*($D$364-7)+$X$33","v":0},{"$f":"($X$33-0.65*$X$33)/14*($E$364-7)+$X$33","v":0},{"$f":"($X$33-0.65*$X$33)/14*($F$364-7)+$X$33","v":0},{"$f":"($X$33-0.65*$X$33)/14*($G$364-7)+$X$33","v":0},{"$f":"($X$33-0.65*$X$33)/14*($H$364-7)+$X$33","v":0},{"$f":"($X$33-0.65*$X$33)/14*($I$364-7)+$X$33","v":0},{"$f":"($X$33-0.65*$X$33)/14*($J$364-7)+$X$33","v":0},{"$f":"($X$33-0.65*$X$33)/14*($K$364-7)+$X$33","v":0},{"$f":"($X$33-0.65*$X$33)/14*($L$364-7)+$X$33","v":0},{"$f":"($X$33-0.65*$X$33)/14*($M$364-7)+$X$33","v":0},{"$f":"($X$33-0.65*$X$33)/14*($N$364-7)+$X$33","v":0},{"$f":"($X$33-0.65*$X$33)/14*($O$364-7)+$X$33","v":0},{"$f":"($X$33-0.65*$X$33)/14*($P$364-7)+$X$33","v":0},{"$f":"($X$33-0.65*$X$33)/14*($Q$364-7)+$X$33","v":0},{"$f":"($X$33-0.65*$X$33)/14*($R$364-7)+$X$33","v":0},{"$f":"($X$33-0.65*$X$33)/14*($S$364-7)+$X$33","v":0},{"$f":"($X$33-0.65*$X$33)/14*($T$364-7)+$X$33","v":0},{"$f":"($X$33-0.65*$X$33)/14*($U$364-7)+$X$33","v":0},{"$f":"($X$33-0.65*$X$33)/14*($V$364-7)+$X$33","v":0},{"$f":"($X$33-0.65*$X$33)/14*($W$364-7)+$X$33","v":0},{"$f":"($X$33-0.65*$X$33)/14*($X$364-7)+$X$33","v":0},{"$f":"($X$33-0.65*$X$33)/14*($Y$364-7)+$X$33","v":0},{"$f":"($X$33-0.65*$X$33)/14*($Z$364-7)+$X$33","v":0},{"$f":"($X$33-0.65*$X$33)/14*($AA$364-7)+$X$33","v":0},{"$f":"($X$33-0.65*$X$33)/14*($AB$364-7)+$X$33","v":0},{"$f":"($X$33-0.65*$X$33)/14*($AC$364-7)+$X$33","v":0},{"$f":"($X$33-0.65*$X$33)/14*($AD$364-7)+$X$33","v":0},{"$f":"($X$33-0.65*$X$33)/14*($AE$364-7)+$X$33","v":0},{"$f":"($X$33-0.65*$X$33)/14*($AF$364-7)+$X$33","v":0},{"$f":"($X$33-0.65*$X$33)/14*($AG$364-7)+$X$33","v":0},{"$f":"($X$33-0.65*$X$33)/14*($AH$364-7)+$X$33","v":0},{"$f":"($X$33-0.65*$X$33)/14*($AI$364-7)+$X$33","v":0},{"$f":"($X$33-0.65*$X$33)/14*($AJ$364-7)+$X$33","v":0},{"$f":"($X$33-0.65*$X$33)/14*($AK$364-7)+$X$33","v":0},{"$f":"($X$33-0.65*$X$33)/14*($AL$364-7)+$X$33","v":0},{"$f":"($X$33-0.65*$X$33)/14*($AM$364-7)+$X$33","v":0},{"$f":"($X$33-0.65*$X$33)/14*($AN$364-7)+$X$33","v":0},{"$f":"($X$33-0.65*$X$33)/14*($AO$364-7)+$X$33","v":0},{"$f":"($X$33-0.65*$X$33)/14*($AP$364-7)+$X$33","v":0},{"$f":"($X$33-0.65*$X$33)/14*($AQ$364-7)+$X$33","v":0},{"$f":"($X$33-0.65*$X$33)/14*($AR$364-7)+$X$33","v":0},{"$f":"($X$33-0.65*$X$33)/14*($AS$364-7)+$X$33","v":0},"暖房能力","Φw"]
[null,null,"着霜域暖房能力",{"$f":"D437/1.12","v":0},{"$f":"E437/1.12","v":0},{"$f":"F437/1.12","v":0},0,0,0,0,0,0,0,0,null,null,null,null,null,null,null,null,null,null,null,null,null,null,null,null,null,null,null,null,null,null,null,null,null,null,null,null,null,null,null,"着霜域暖房能力","Φwf"]
[null,null,"暖房ガス消費量",{"$f":"($X$34-0.93*$X$34)/14*($D$364-7)+$X$34","v":0},{"$f":"($X$34-0.93*$X$34)/14*($E$364-7)+$X$34","v":0},{"$f":"($X$34-0.93*$X$34)/14*($F$364-7)+$X$34","v":0},{"$f":"($X$34-0.93*$X$34)/14*($G$364-7)+$X$34","v":0},{"$f":"($X$34-0.93*$X$34)/14*($H$364-7)+$X$34","v":0},{"$f":"($X$34-0.93*$X$34)/14*($I$364-7)+$X$34","v":0},{"$f":"($X$34-0.93*$X$34)/14*($J$364-7)+$X$34","v":0},{"$f":"($X$34-0.93*$X$34)/14*($K$364-7)+$X$34","v":0},{"$f":"($X$34-0.93*$X$34)/14*($L$364-7)+$X$34","v":0},{"$f":"($X$34-0.93*$X$34)/14*($M$364-7)+$X$34","v":0},{"$f":"($X$34-0.93*$X$34)/14*($N$364-7)+$X$34","v":0},{"$f":"($X$34-0.93*$X$34)/14*($O$364-7)+$X$34","v":0},{"$f":"($X$34-0.93*$X$34)/14*($P$364-7)+$X$34","v":0},{"$f":"($X$34-0.93*$X$34)/14*($Q$364-7)+$X$34","v":0},{"$f":"($X$34-0.93*$X$34)/14*($R$364-7)+$X$34","v":0},{"$f":"($X$34-0.93*$X$34)/14*($S$364-7)+$X$34","v":0},{"$f":"($X$34-0.93*$X$34)/14*($T$364-7)+$X$34","v":0},{"$f":"($X$34-0.93*$X$34)/14*($U$364-7)+$X$34","v":0},{"$f":"($X$34-0.93*$X$34)/14*($V$364-7)+$X$34","v":0},{"$f":"($X$34-0.93*$X$34)/14*($W$364-7)+$X$34","v":0},{"$f":"($X$34-0.93*$X$34)/14*($X$364-7)+$X$34","v":0},{"$f":"($X$34-0.93*$X$34)/14*($Y$364-7)+$X$34","v":0},{"$f":"($X$34-0.93*$X$34)/14*($Z$364-7)+$X$34","v":0},{"$f":"($X$34-0.93*$X$34)/14*($AA$364-7)+$X$34","v":0},{"$f":"($X$34-0.93*$X$34)/14*($AB$364-7)+$X$34","v":0},{"$f":"($X$34-0.93*$X$34)/14*($AC$364-7)+$X$34","v":0},{"$f":"($X$34-0.93*$X$34)/14*($AD$364-7)+$X$34","v":0},{"$f":"($X$34-0.93*$X$34)/14*($AE$364-7)+$X$34","v":0},{"$f":"($X$34-0.93*$X$34)/14*($AF$364-7)+$X$34","v":0},{"$f":"($X$34-0.93*$X$34)/14*($AG$364-7)+$X$34","v":0},{"$f":"($X$34-0.93*$X$34)/14*($AH$364-7)+$X$34","v":0},{"$f":"($X$34-0.93*$X$34)/14*($AI$364-7)+$X$34","v":0},{"$f":"($X$34-0.93*$X$34)/14*($AJ$364-7)+$X$34","v":0},{"$f":"($X$34-0.93*$X$34)/14*($AK$364-7)+$X$34","v":0},{"$f":"($X$34-0.93*$X$34)/14*($AL$364-7)+$X$34","v":0},{"$f":"($X$34-0.93*$X$34)/14*($AM$364-7)+$X$34","v":0},{"$f":"($X$34-0.93*$X$34)/14*($AN$364-7)+$X$34","v":0},{"$f":"($X$34-0.93*$X$34)/14*($AO$364-7)+$X$34","v":0},{"$f":"($X$34-0.93*$X$34)/14*($AP$364-7)+$X$34","v":0},{"$f":"($X$34-0.93*$X$34)/14*($AQ$364-7)+$X$34","v":0},{"$f":"($X$34-0.93*$X$34)/14*($AR$364-7)+$X$34","v":0},{"$f":"($X$34-0.93*$X$34)/14*($AS$364-7)+$X$34","v":0},"暖房ガス消費量","Pw"]
[null,null,"着霜域暖房ガス消費量",{"$f":"D439/1.06","v":0},0,0,0,0,0,0,0,0,0,0,null,null,null,null,null,null,null,null,null,null,null,null,null,null,null,null,null,null,null,null,null,null,null,null,null,null,null,null,null,null,null,"着霜域暖房ガス消費量","Pwf"]
[null,null,"暖房COP",{"$f":"D438/(D440+$X$35*$I$32*D$378)","v":{"$error":"#DIV/0!"}},{"$f":"E438/(E440+$X$35*$I$32*E$378)","v":{"$error":"#DIV/0!"}},{"$error":"#DIV/0!"},{"$error":"#DIV/0!"},{"$error":"#DIV/0!"},{"$error":"#DIV/0!"},{"$error":"#DIV/0!"},{"$error":"#DIV/0!"},{"$error":"#DIV/0!"},{"$error":"#DIV/0!"},{"$f":"N438/(N440+$X$35*$I$32*N$378)","v":{"$error":"#DIV/0!"}},{"$f":"O437/(O439+$X$35*$I$32*O$378)","v":{"$error":"#DIV/0!"}},{"$f":"P437/(P439+$X$35*$I$32*P$378)","v":{"$error":"#DIV/0!"}},{"$error":"#DIV/0!"},{"$error":"#DIV/0!"},{"$error":"#DIV/0!"},{"$error":"#DIV/0!"},{"$error":"#DIV/0!"},{"$error":"#DIV/0!"},{"$error":"#DIV/0!"},{"$error":"#DIV/0!"},{"$error":"#DIV/0!"},{"$error":"#DIV/0!"},{"$error":"#DIV/0!"},{"$error":"#DIV/0!"},{"$error":"#DIV/0!"},{"$error":"#DIV/0!"},{"$error":"#DIV/0!"},{"$error":"#DIV/0!"},{"$error":"#DIV/0!"},{"$error":"#DIV/0!"},{"$error":"#DIV/0!"},{"$error":"#DIV/0!"},{"$error":"#DIV/0!"},{"$error":"#DIV/0!"},{"$error":"#DIV/0!"},{"$error":"#DIV/0!"},{"$error":"#DIV/0!"},{"$error":"#DIV/0!"},{"$error":"#DIV/0!"},{"$error":"#DIV/0!"},{"$error":"#DIV/0!"},"暖房COP","σw"]
[null,null,"暖房COP比",{"$f":"D441/$Q441","v":{"$error":"#DIV/0!"}},{"$f":"E441/$Q441","v":{"$error":"#DIV/0!"}},{"$error":"#DIV/0!"},{"$error":"#DIV/0!"},{"$error":"#DIV/0!"},{"$error":"#DIV/0!"},{"$error":"#DIV/0!"},{"$error":"#DIV/0!"},{"$error":"#DIV/0!"},{"$error":"#DIV/0!"},{"$error":"#DIV/0!"},{"$error":"#DIV/0!"},{"$error":"#DIV/0!"},{"$error":"#DIV/0!"},{"$error":"#DIV/0!"},{"$error":"#DIV/0!"},{"$error":"#DIV/0!"},{"$error":"#DIV/0!"},{"$error":"#DIV/0!"},{"$error":"#DIV/0!"},{"$error":"#DIV/0!"},{"$error":"#DIV/0!"},{"$error":"#DIV/0!"},{"$error":"#DIV/0!"},{"$error":"#DIV/0!"},{"$error":"#DIV/0!"},{"$error":"#DIV/0!"},{"$error":"#DIV/0!"},{"$error":"#DIV/0!"},{"$error":"#DIV/0!"},{"$error":"#DIV/0!"},{"$error":"#DIV/0!"},{"$error":"#DIV/0!"},{"$error":"#DIV/0!"},{"$error":"#DIV/0!"},{"$error":"#DIV/0!"},{"$error":"#DIV/0!"},{"$error":"#DIV/0!"},{"$error":"#DIV/0!"},{"$error":"#DIV/0!"},{"$error":"#DIV/0!"},{"$error":"#DIV/0!"},"暖房COP比","βw"]
[null,null,"Σ",{"$f":"$D$377*$D436","v":{"$error":"#DIV/0!"}},{"$f":"$E$377*$E436","v":{"$error":"#DIV/0!"}},{"$f":"$F$377*$F436","v":{"$error":"#DIV/0!"}},{"$f":"$G$377*$G436","v":{"$error":"#DIV/0!"}},{"$f":"$H$377*$H436","v":{"$error":"#DIV/0!"}},{"$f":"$I$377*$I436","v":{"$error":"#DIV/0!"}},{"$f":"$J$377*$J436","v":{"$error":"#DIV/0!"}},{"$f":"$K$377*$K436","v":{"$error":"#DIV/0!"}},{"$f":"$L$377*$L436","v":{"$error":"#DIV/0!"}},{"$f":"$M$377*$M436","v":{"$error":"#DIV/0!"}},{"$f":"$N$377*$N436","v":{"$error":"#DIV/0!"}},{"$f":"$O$377*$O436","v":{"$error":"#DIV/0!"}},{"$f":"$P$377*$P436","v":{"$error":"#DIV/0!"}},{"$f":"$Q$377*$Q436","v":{"$error":"#DIV/0!"}},{"$f":"$R$377*$R436","v":{"$error":"#DIV/0!"}},{"$f":"$S$377*$S436","v":{"$error":"#DIV/0!"}},{"$f":"$T$377*$T436","v":{"$error":"#DIV/0!"}},{"$f":"$U$377*$U436","v":{"$error":"#DIV/0!"}},{"$f":"$V$377*$V436","v":{"$error":"#DIV/0!"}},{"$f":"$W$377*$W436","v":{"$error":"#DIV/0!"}},{"$f":"$X$377*$X436","v":{"$error":"#DIV/0!"}},{"$f":"$Y$377*$Y436","v":{"$error":"#DIV/0!"}},{"$f":"$Z$377*$Z436","v":{"$error":"#DIV/0!"}},{"$f":"$AA$377*$AA436","v":{"$error":"#DIV/0!"}},{"$f":"$AB$377*$AB436","v":{"$error":"#DIV/0!"}},{"$f":"$AC$377*$AC436","v":{"$error":"#DIV/0!"}},{"$f":"$AD$377*$AD436","v":{"$error":"#DIV/0!"}},{"$f":"$AE$377*$AE436","v":{"$error":"#DIV/0!"}},{"$f":"$AF$377*$AF436","v":{"$error":"#DIV/0!"}},{"$f":"$AG$377*$AG436","v":{"$error":"#DIV/0!"}},{"$f":"$AH$377*$AH436","v":{"$error":"#DIV/0!"}},{"$f":"$AI$377*$AI436","v":{"$error":"#DIV/0!"}},{"$f":"$AJ$377*$AJ436","v":{"$error":"#DIV/0!"}},{"$f":"$AK$377*$AK436","v":{"$error":"#DIV/0!"}},{"$f":"$AL$377*$AL436","v":{"$error":"#DIV/0!"}},{"$f":"$AM$377*$AM436","v":{"$error":"#DIV/0!"}},{"$f":"$AN$377*$AN436","v":{"$error":"#DIV/0!"}},{"$f":"$AO$377*$AO436","v":{"$error":"#DIV/0!"}},{"$f":"$AP$377*$AP436","v":{"$error":"#DIV/0!"}},{"$f":"$AQ$377*$AQ436","v":{"$error":"#DIV/0!"}},{"$f":"$AR$377*$AR436","v":{"$error":"#DIV/0!"}},{"$f":"$AS$377*$AS436","v":{"$error":"#DIV/0!"}},{"$f":"SUM(D443:AS443)","v":{"$error":"#DIV/0!"}},"Σ"]
[null,"前9","暖房時エネルギー消費量比",{"$f":"$D$378/D450","v":{"$error":"#DIV/0!"}},{"$f":"$E$378/E450","v":{"$error":"#DIV/0!"}},{"$f":"$F$378/F450","v":{"$error":"#DIV/0!"}},{"$f":"$G$378/G450","v":{"$error":"#DIV/0!"}},{"$f":"$H$378/H450","v":{"$error":"#DIV/0!"}},{"$f":"$I$378/I450","v":{"$error":"#DIV/0!"}},{"$f":"$J$378/J450","v":{"$error":"#DIV/0!"}},{"$f":"$K$378/K450","v":{"$error":"#DIV/0!"}},{"$f":"$L$378/L450","v":{"$error":"#DIV/0!"}},{"$f":"$M$378/M450","v":{"$error":"#DIV/0!"}},{"$f":"$N$378/N450","v":{"$error":"#DIV/0!"}},{"$f":"$O$378/O450","v":{"$error":"#DIV/0!"}},{"$f":"$P$378/P450","v":{"$error":"#DIV/0!"}},{"$f":"$Q$378/Q450","v":{"$error":"#DIV/0!"}},{"$f":"$R$378/R450","v":{"$error":"#DIV/0!"}},{"$f":"$S$378/S450","v":{"$error":"#DIV/0!"}},{"$f":"$T$378/T450","v":{"$error":"#DIV/0!"}},{"$f":"$U$378/U450","v":{"$error":"#DIV/0!"}},{"$f":"$V$378/V450","v":{"$error":"#DIV/0!"}},{"$f":"$W$378/W450","v":{"$error":"#DIV/0!"}},{"$f":"$X$378/X450","v":{"$error":"#DIV/0!"}},{"$f":"$Y$378/Y450","v":{"$error":"#DIV/0!"}},{"$f":"$Z$378/Z450","v":{"$error":"#DIV/0!"}},{"$f":"$AA$378/AA450","v":{"$error":"#DIV/0!"}},{"$f":"$AB$378/AB450","v":{"$error":"#DIV/0!"}},{"$f":"$AC$378/AC450","v":{"$error":"#DIV/0!"}},{"$f":"$AD$378/AD450","v":{"$error":"#DIV/0!"}},{"$f":"$AE$378/AE450","v":{"$error":"#DIV/0!"}},{"$f":"$AF$378/AF450","v":{"$error":"#DIV/0!"}},{"$f":"$AG$378/AG450","v":{"$error":"#DIV/0!"}},{"$f":"$AH$378/AH450","v":{"$error":"#DIV/0!"}},{"$f":"$AI$378/AI450","v":{"$error":"#DIV/0!"}},{"$f":"$AJ$378/AJ450","v":{"$error":"#DIV/0!"}},{"$f":"$AK$378/AK450","v":{"$error":"#DIV/0!"}},{"$f":"$AL$378/AL450","v":{"$error":"#DIV/0!"}},{"$f":"$AM$378/AM450","v":{"$error":"#DIV/0!"}},{"$f":"$AN$378/AN450","v":{"$error":"#DIV/0!"}},{"$f":"$AO$378/AO450","v":{"$error":"#DIV/0!"}},{"$f":"$AP$378/AP450","v":{"$error":"#DIV/0!"}},{"$f":"$AQ$378/AQ450","v":{"$error":"#DIV/0!"}},{"$f":"$AR$378/AR450","v":{"$error":"#DIV/0!"}},{"$f":"$AS$378/AS450","v":{"$error":"#DIV/0!"}},"暖房時エネルギー消費量比","εw"]
[null,null,"暖房能力",{"$f":"($Y$33-0.65*$Y$33)/14*($D$364-7)+$Y$33","v":0},{"$f":"($Y$33-0.65*$Y$33)/14*($E$364-7)+$Y$33","v":0},{"$f":"($Y$33-0.65*$Y$33)/14*($F$364-7)+$Y$33","v":0},{"$f":"($Y$33-0.65*$Y$33)/14*($G$364-7)+$Y$33","v":0},{"$f":"($Y$33-0.65*$Y$33)/14*($H$364-7)+$Y$33","v":0},{"$f":"($Y$33-0.65*$Y$33)/14*($I$364-7)+$Y$33","v":0},{"$f":"($Y$33-0.65*$Y$33)/14*($J$364-7)+$Y$33","v":0},{"$f":"($Y$33-0.65*$Y$33)/14*($K$364-7)+$Y$33","v":0},{"$f":"($Y$33-0.65*$Y$33)/14*($L$364-7)+$Y$33","v":0},{"$f":"($Y$33-0.65*$Y$33)/14*($M$364-7)+$Y$33","v":0},{"$f":"($Y$33-0.65*$Y$33)/14*($N$364-7)+$Y$33","v":0},{"$f":"($Y$33-0.65*$Y$33)/14*($O$364-7)+$Y$33","v":0},{"$f":"($Y$33-0.65*$Y$33)/14*($P$364-7)+$Y$33","v":0},{"$f":"($Y$33-0.65*$Y$33)/14*($Q$364-7)+$Y$33","v":0},{"$f":"($Y$33-0.65*$Y$33)/14*($R$364-7)+$Y$33","v":0},{"$f":"($Y$33-0.65*$Y$33)/14*($S$364-7)+$Y$33","v":0},{"$f":"($Y$33-0.65*$Y$33)/14*($T$364-7)+$Y$33","v":0},{"$f":"($Y$33-0.65*$Y$33)/14*($U$364-7)+$Y$33","v":0},{"$f":"($Y$33-0.65*$Y$33)/14*($V$364-7)+$Y$33","v":0},{"$f":"($Y$33-0.65*$Y$33)/14*($W$364-7)+$Y$33","v":0},{"$f":"($Y$33-0.65*$Y$33)/14*($X$364-7)+$Y$33","v":0},{"$f":"($Y$33-0.65*$Y$33)/14*($Y$364-7)+$Y$33","v":0},{"$f":"($Y$33-0.65*$Y$33)/14*($Z$364-7)+$Y$33","v":0},{"$f":"($Y$33-0.65*$Y$33)/14*($AA$364-7)+$Y$33","v":0},{"$f":"($Y$33-0.65*$Y$33)/14*($AB$364-7)+$Y$33","v":0},{"$f":"($Y$33-0.65*$Y$33)/14*($AC$364-7)+$Y$33","v":0},{"$f":"($Y$33-0.65*$Y$33)/14*($AD$364-7)+$Y$33","v":0},{"$f":"($Y$33-0.65*$Y$33)/14*($AE$364-7)+$Y$33","v":0},{"$f":"($Y$33-0.65*$Y$33)/14*($AF$364-7)+$Y$33","v":0},{"$f":"($Y$33-0.65*$Y$33)/14*($AG$364-7)+$Y$33","v":0},{"$f":"($Y$33-0.65*$Y$33)/14*($AH$364-7)+$Y$33","v":0},{"$f":"($Y$33-0.65*$Y$33)/14*($AI$364-7)+$Y$33","v":0},{"$f":"($Y$33-0.65*$Y$33)/14*($AJ$364-7)+$Y$33","v":0},{"$f":"($Y$33-0.65*$Y$33)/14*($AK$364-7)+$Y$33","v":0},{"$f":"($Y$33-0.65*$Y$33)/14*($AL$364-7)+$Y$33","v":0},{"$f":"($Y$33-0.65*$Y$33)/14*($AM$364-7)+$Y$33","v":0},{"$f":"($Y$33-0.65*$Y$33)/14*($AN$364-7)+$Y$33","v":0},{"$f":"($Y$33-0.65*$Y$33)/14*($AO$364-7)+$Y$33","v":0},{"$f":"($Y$33-0.65*$Y$33)/14*($AP$364-7)+$Y$33","v":0},{"$f":"($Y$33-0.65*$Y$33)/14*($AQ$364-7)+$Y$33","v":0},{"$f":"($Y$33-0.65*$Y$33)/14*($AR$364-7)+$Y$33","v":0},{"$f":"($Y$33-0.65*$Y$33)/14*($AS$364-7)+$Y$33","v":0},"暖房能力","Φw"]
[null,null,"着霜域暖房能力",{"$f":"D445/1.12","v":0},{"$f":"E445/1.12","v":0},{"$f":"F445/1.12","v":0},0,0,0,0,0,0,0,0,null,null,null,null,null,null,null,null,null,null,null,null,null,null,null,null,null,null,null,null,null,null,null,null,null,null,null,null,null,null,null,"着霜域暖房能力","Φwf"]
[null,null,"暖房ガス消費量",{"$f":"($Y$34-0.93*$Y$34)/14*($D$364-7)+$Y$34","v":0},{"$f":"($Y$34-0.93*$Y$34)/14*($E$364-7)+$Y$34","v":0},{"$f":"($Y$34-0.93*$Y$34)/14*($F$364-7)+$Y$34","v":0},{"$f":"($Y$34-0.93*$Y$34)/14*($G$364-7)+$Y$34","v":0},{"$f":"($Y$34-0.93*$Y$34)/14*($H$364-7)+$Y$34","v":0},{"$f":"($Y$34-0.93*$Y$34)/14*($I$364-7)+$Y$34","v":0},{"$f":"($Y$34-0.93*$Y$34)/14*($J$364-7)+$Y$34","v":0},{"$f":"($Y$34-0.93*$Y$34)/14*($K$364-7)+$Y$34","v":0},{"$f":"($Y$34-0.93*$Y$34)/14*($L$364-7)+$Y$34","v":0},{"$f":"($Y$34-0.93*$Y$34)/14*($M$364-7)+$Y$34","v":0},{"$f":"($Y$34-0.93*$Y$34)/14*($N$364-7)+$Y$34","v":0},{"$f":"($Y$34-0.93*$Y$34)/14*($O$364-7)+$Y$34","v":0},{"$f":"($Y$34-0.93*$Y$34)/14*($P$364-7)+$Y$34","v":0},{"$f":"($Y$34-0.93*$Y$34)/14*($Q$364-7)+$Y$34","v":0},{"$f":"($Y$34-0.93*$Y$34)/14*($R$364-7)+$Y$34","v":0},{"$f":"($Y$34-0.93*$Y$34)/14*($S$364-7)+$Y$34","v":0},{"$f":"($Y$34-0.93*$Y$34)/14*($T$364-7)+$Y$34","v":0},{"$f":"($Y$34-0.93*$Y$34)/14*($U$364-7)+$Y$34","v":0},{"$f":"($Y$34-0.93*$Y$34)/14*($V$364-7)+$Y$34","v":0},{"$f":"($Y$34-0.93*$Y$34)/14*($W$364-7)+$Y$34","v":0},{"$f":"($Y$34-0.93*$Y$34)/14*($X$364-7)+$Y$34","v":0},{"$f":"($Y$34-0.93*$Y$34)/14*($Y$364-7)+$Y$34","v":0},{"$f":"($Y$34-0.93*$Y$34)/14*($Z$364-7)+$Y$34","v":0},{"$f":"($Y$34-0.93*$Y$34)/14*($AA$364-7)+$Y$34","v":0},{"$f":"($Y$34-0.93*$Y$34)/14*($AB$364-7)+$Y$34","v":0},{"$f":"($Y$34-0.93*$Y$34)/14*($AC$364-7)+$Y$34","v":0},{"$f":"($Y$34-0.93*$Y$34)/14*($AD$364-7)+$Y$34","v":0},{"$f":"($Y$34-0.93*$Y$34)/14*($AE$364-7)+$Y$34","v":0},{"$f":"($Y$34-0.93*$Y$34)/14*($AF$364-7)+$Y$34","v":0},{"$f":"($Y$34-0.93*$Y$34)/14*($AG$364-7)+$Y$34","v":0},{"$f":"($Y$34-0.93*$Y$34)/14*($AH$364-7)+$Y$34","v":0},{"$f":"($Y$34-0.93*$Y$34)/14*($AI$364-7)+$Y$34","v":0},{"$f":"($Y$34-0.93*$Y$34)/14*($AJ$364-7)+$Y$34","v":0},{"$f":"($Y$34-0.93*$Y$34)/14*($AK$364-7)+$Y$34","v":0},{"$f":"($Y$34-0.93*$Y$34)/14*($AL$364-7)+$Y$34","v":0},{"$f":"($Y$34-0.93*$Y$34)/14*($AM$364-7)+$Y$34","v":0},{"$f":"($Y$34-0.93*$Y$34)/14*($AN$364-7)+$Y$34","v":0},{"$f":"($Y$34-0.93*$Y$34)/14*($AO$364-7)+$Y$34","v":0},{"$f":"($Y$34-0.93*$Y$34)/14*($AP$364-7)+$Y$34","v":0},{"$f":"($Y$34-0.93*$Y$34)/14*($AQ$364-7)+$Y$34","v":0},{"$f":"($Y$34-0.93*$Y$34)/14*($AR$364-7)+$Y$34","v":0},{"$f":"($Y$34-0.93*$Y$34)/14*($AS$364-7)+$Y$34","v":0},"暖房ガス消費量","Pw"]
[null,null,"着霜域暖房ガス消費量",{"$f":"D447/1.06","v":0},0,0,0,0,0,0,0,0,0,0,null,null,null,null,null,null,null,null,null,null,null,null,null,null,null,null,null,null,null,null,null,null,null,null,null,null,null,null,null,null,null,"着霜域暖房ガス消費量","Pwf"]
[null,null,"暖房COP",{"$f":"D446/(D448+$Y$35*$I$32*D$378)","v":{"$error":"#DIV/0!"}},{"$f":"E446/(E448+$Y$35*$I$32*E$378)","v":{"$error":"#DIV/0!"}},{"$error":"#DIV/0!"},{"$error":"#DIV/0!"},{"$error":"#DIV/0!"},{"$error":"#DIV/0!"},{"$error":"#DIV/0!"},{"$error":"#DIV/0!"},{"$error":"#DIV/0!"},{"$error":"#DIV/0!"},{"$f":"N446/(N448+$Y$35*$I$32*N$378)","v":{"$error":"#DIV/0!"}},{"$f":"O445/(O447+$Y$35*$I$32*O$378)","v":{"$error":"#DIV/0!"}},{"$f":"P445/(P447+$Y$35*$I$32*P$378)","v":{"$error":"#DIV/0!"}},{"$error":"#DIV/0!"},{"$error":"#DIV/0!"},{"$error":"#DIV/0!"},{"$error":"#DIV/0!"},{"$error":"#DIV/0!"},{"$error":"#DIV/0!"},{"$error":"#DIV/0!"},{"$error":"#DIV/0!"},{"$error":"#DIV/0!"},{"$error":"#DIV/0!"},{"$error":"#DIV/0!"},{"$error":"#DIV/0!"},{"$error":"#DIV/0!"},{"$error":"#DIV/0!"},{"$error":"#DIV/0!"},{"$error":"#DIV/0!"},{"$error":"#DIV/0!"},{"$error":"#DIV/0!"},{"$error":"#DIV/0!"},{"$error":"#DIV/0!"},{"$error":"#DIV/0!"},{"$error":"#DIV/0!"},{"$error":"#DIV/0!"},{"$error":"#DIV/0!"},{"$error":"#DIV/0!"},{"$error":"#DIV/0!"},{"$error":"#DIV/0!"},{"$error":"#DIV/0!"},{"$error":"#DIV/0!"},"暖房COP","σw"]
[null,null,"暖房COP比",{"$f":"D449/$Q449","v":{"$error":"#DIV/0!"}},{"$f":"E449/$Q449","v":{"$error":"#DIV/0!"}},{"$error":"#DIV/0!"},{"$error":"#DIV/0!"},{"$error":"#DIV/0!"},{"$error":"#DIV/0!"},{"$error":"#DIV/0!"},{"$error":"#DIV/0!"},{"$error":"#DIV/0!"},{"$error":"#DIV/0!"},{"$error":"#DIV/0!"},{"$error":"#DIV/0!"},{"$error":"#DIV/0!"},{"$error":"#DIV/0!"},{"$error":"#DIV/0!"},{"$error":"#DIV/0!"},{"$error":"#DIV/0!"},{"$error":"#DIV/0!"},{"$error":"#DIV/0!"},{"$error":"#DIV/0!"},{"$error":"#DIV/0!"},{"$error":"#DIV/0!"},{"$error":"#DIV/0!"},{"$error":"#DIV/0!"},{"$error":"#DIV/0!"},{"$error":"#DIV/0!"},{"$error":"#DIV/0!"},{"$error":"#DIV/0!"},{"$error":"#DIV/0!"},{"$error":"#DIV/0!"},{"$error":"#DIV/0!"},{"$error":"#DIV/0!"},{"$error":"#DIV/0!"},{"$error":"#DIV/0!"},{"$error":"#DIV/0!"},{"$error":"#DIV/0!"},{"$error":"#DIV/0!"},{"$error":"#DIV/0!"},{"$error":"#DIV/0!"},{"$error":"#DIV/0!"},{"$error":"#DIV/0!"},{"$error":"#DIV/0!"},"暖房COP比","βw"]
[null,null,"Σ",{"$f":"$D$377*$D444","v":{"$error":"#DIV/0!"}},{"$f":"$E$377*$E444","v":{"$error":"#DIV/0!"}},{"$f":"$F$377*$F444","v":{"$error":"#DIV/0!"}},{"$f":"$G$377*$G444","v":{"$error":"#DIV/0!"}},{"$f":"$H$377*$H444","v":{"$error":"#DIV/0!"}},{"$f":"$I$377*$I444","v":{"$error":"#DIV/0!"}},{"$f":"$J$377*$J444","v":{"$error":"#DIV/0!"}},{"$f":"$K$377*$K444","v":{"$error":"#DIV/0!"}},{"$f":"$L$377*$L444","v":{"$error":"#DIV/0!"}},{"$f":"$M$377*$M444","v":{"$error":"#DIV/0!"}},{"$f":"$N$377*$N444","v":{"$error":"#DIV/0!"}},{"$f":"$O$377*$O444","v":{"$error":"#DIV/0!"}},{"$f":"$P$377*$P444","v":{"$error":"#DIV/0!"}},{"$f":"$Q$377*$Q444","v":{"$error":"#DIV/0!"}},{"$f":"$R$377*$R444","v":{"$error":"#DIV/0!"}},{"$f":"$S$377*$S444","v":{"$error":"#DIV/0!"}},{"$f":"$T$377*$T444","v":{"$error":"#DIV/0!"}},{"$f":"$U$377*$U444","v":{"$error":"#DIV/0!"}},{"$f":"$V$377*$V444","v":{"$error":"#DIV/0!"}},{"$f":"$W$377*$W444","v":{"$error":"#DIV/0!"}},{"$f":"$X$377*$X444","v":{"$error":"#DIV/0!"}},{"$f":"$Y$377*$Y444","v":{"$error":"#DIV/0!"}},{"$f":"$Z$377*$Z444","v":{"$error":"#DIV/0!"}},{"$f":"$AA$377*$AA444","v":{"$error":"#DIV/0!"}},{"$f":"$AB$377*$AB444","v":{"$error":"#DIV/0!"}},{"$f":"$AC$377*$AC444","v":{"$error":"#DIV/0!"}},{"$f":"$AD$377*$AD444","v":{"$error":"#DIV/0!"}},{"$f":"$AE$377*$AE444","v":{"$error":"#DIV/0!"}},{"$f":"$AF$377*$AF444","v":{"$error":"#DIV/0!"}},{"$f":"$AG$377*$AG444","v":{"$error":"#DIV/0!"}},{"$f":"$AH$377*$AH444","v":{"$error":"#DIV/0!"}},{"$f":"$AI$377*$AI444","v":{"$error":"#DIV/0!"}},{"$f":"$AJ$377*$AJ444","v":{"$error":"#DIV/0!"}},{"$f":"$AK$377*$AK444","v":{"$error":"#DIV/0!"}},{"$f":"$AL$377*$AL444","v":{"$error":"#DIV/0!"}},{"$f":"$AM$377*$AM444","v":{"$error":"#DIV/0!"}},{"$f":"$AN$377*$AN444","v":{"$error":"#DIV/0!"}},{"$f":"$AO$377*$AO444","v":{"$error":"#DIV/0!"}},{"$f":"$AP$377*$AP444","v":{"$error":"#DIV/0!"}},{"$f":"$AQ$377*$AQ444","v":{"$error":"#DIV/0!"}},{"$f":"$AR$377*$AR444","v":{"$error":"#DIV/0!"}},{"$f":"$AS$377*$AS444","v":{"$error":"#DIV/0!"}},{"$f":"SUM(D451:AS451)","v":{"$error":"#DIV/0!"}},"Σ"]
[null,"前10","暖房時エネルギー消費量比",{"$f":"$D$378/D458","v":{"$error":"#DIV/0!"}},{"$f":"$E$378/E458","v":{"$error":"#DIV/0!"}},{"$f":"$F$378/F458","v":{"$error":"#DIV/0!"}},{"$f":"$G$378/G458","v":{"$error":"#DIV/0!"}},{"$f":"$H$378/H458","v":{"$error":"#DIV/0!"}},{"$f":"$I$378/I458","v":{"$error":"#DIV/0!"}},{"$f":"$J$378/J458","v":{"$error":"#DIV/0!"}},{"$f":"$K$378/K458","v":{"$error":"#DIV/0!"}},{"$f":"$L$378/L458","v":{"$error":"#DIV/0!"}},{"$f":"$M$378/M458","v":{"$error":"#DIV/0!"}},{"$f":"$N$378/N458","v":{"$error":"#DIV/0!"}},{"$f":"$O$378/O458","v":{"$error":"#DIV/0!"}},{"$f":"$P$378/P458","v":{"$error":"#DIV/0!"}},{"$f":"$Q$378/Q458","v":{"$error":"#DIV/0!"}},{"$f":"$R$378/R458","v":{"$error":"#DIV/0!"}},{"$f":"$S$378/S458","v":{"$error":"#DIV/0!"}},{"$f":"$T$378/T458","v":{"$error":"#DIV/0!"}},{"$f":"$U$378/U458","v":{"$error":"#DIV/0!"}},{"$f":"$V$378/V458","v":{"$error":"#DIV/0!"}},{"$f":"$W$378/W458","v":{"$error":"#DIV/0!"}},{"$f":"$X$378/X458","v":{"$error":"#DIV/0!"}},{"$f":"$Y$378/Y458","v":{"$error":"#DIV/0!"}},{"$f":"$Z$378/Z458","v":{"$error":"#DIV/0!"}},{"$f":"$AA$378/AA458","v":{"$error":"#DIV/0!"}},{"$f":"$AB$378/AB458","v":{"$error":"#DIV/0!"}},{"$f":"$AC$378/AC458","v":{"$error":"#DIV/0!"}},{"$f":"$AD$378/AD458","v":{"$error":"#DIV/0!"}},{"$f":"$AE$378/AE458","v":{"$error":"#DIV/0!"}},{"$f":"$AF$378/AF458","v":{"$error":"#DIV/0!"}},{"$f":"$AG$378/AG458","v":{"$error":"#DIV/0!"}},{"$f":"$AH$378/AH458","v":{"$error":"#DIV/0!"}},{"$f":"$AI$378/AI458","v":{"$error":"#DIV/0!"}},{"$f":"$AJ$378/AJ458","v":{"$error":"#DIV/0!"}},{"$f":"$AK$378/AK458","v":{"$error":"#DIV/0!"}},{"$f":"$AL$378/AL458","v":{"$error":"#DIV/0!"}},{"$f":"$AM$378/AM458","v":{"$error":"#DIV/0!"}},{"$f":"$AN$378/AN458","v":{"$error":"#DIV/0!"}},{"$f":"$AO$378/AO458","v":{"$error":"#DIV/0!"}},{"$f":"$AP$378/AP458","v":{"$error":"#DIV/0!"}},{"$f":"$AQ$378/AQ458","v":{"$error":"#DIV/0!"}},{"$f":"$AR$378/AR458","v":{"$error":"#DIV/0!"}},{"$f":"$AS$378/AS458","v":{"$error":"#DIV/0!"}},"暖房時エネルギー消費量比","εw"]
[null,null,"暖房能力",{"$f":"($Z$33-0.65*$Z$33)/14*($D$364-7)+$Z$33","v":0},{"$f":"($Z$33-0.65*$Z$33)/14*($E$364-7)+$Z$33","v":0},{"$f":"($Z$33-0.65*$Z$33)/14*($F$364-7)+$Z$33","v":0},{"$f":"($Z$33-0.65*$Z$33)/14*($G$364-7)+$Z$33","v":0},{"$f":"($Z$33-0.65*$Z$33)/14*($H$364-7)+$Z$33","v":0},{"$f":"($Z$33-0.65*$Z$33)/14*($I$364-7)+$Z$33","v":0},{"$f":"($Z$33-0.65*$Z$33)/14*($J$364-7)+$Z$33","v":0},{"$f":"($Z$33-0.65*$Z$33)/14*($K$364-7)+$Z$33","v":0},{"$f":"($Z$33-0.65*$Z$33)/14*($L$364-7)+$Z$33","v":0},{"$f":"($Z$33-0.65*$Z$33)/14*($M$364-7)+$Z$33","v":0},{"$f":"($Z$33-0.65*$Z$33)/14*($N$364-7)+$Z$33","v":0},{"$f":"($Z$33-0.65*$Z$33)/14*($O$364-7)+$Z$33","v":0},{"$f":"($Z$33-0.65*$Z$33)/14*($P$364-7)+$Z$33","v":0},{"$f":"($Z$33-0.65*$Z$33)/14*($Q$364-7)+$Z$33","v":0},{"$f":"($Z$33-0.65*$Z$33)/14*($R$364-7)+$Z$33","v":0},{"$f":"($Z$33-0.65*$Z$33)/14*($S$364-7)+$Z$33","v":0},{"$f":"($Z$33-0.65*$Z$33)/14*($T$364-7)+$Z$33","v":0},{"$f":"($Z$33-0.65*$Z$33)/14*($U$364-7)+$Z$33","v":0},{"$f":"($Z$33-0.65*$Z$33)/14*($V$364-7)+$Z$33","v":0},{"$f":"($Z$33-0.65*$Z$33)/14*($W$364-7)+$Z$33","v":0},{"$f":"($Z$33-0.65*$Z$33)/14*($X$364-7)+$Z$33","v":0},{"$f":"($Z$33-0.65*$Z$33)/14*($Y$364-7)+$Z$33","v":0},{"$f":"($Z$33-0.65*$Z$33)/14*($Z$364-7)+$Z$33","v":0},{"$f":"($Z$33-0.65*$Z$33)/14*($AA$364-7)+$Z$33","v":0},{"$f":"($Z$33-0.65*$Z$33)/14*($AB$364-7)+$Z$33","v":0},{"$f":"($Z$33-0.65*$Z$33)/14*($AC$364-7)+$Z$33","v":0},{"$f":"($Z$33-0.65*$Z$33)/14*($AD$364-7)+$Z$33","v":0},{"$f":"($Z$33-0.65*$Z$33)/14*($AE$364-7)+$Z$33","v":0},{"$f":"($Z$33-0.65*$Z$33)/14*($AF$364-7)+$Z$33","v":0},{"$f":"($Z$33-0.65*$Z$33)/14*($AG$364-7)+$Z$33","v":0},{"$f":"($Z$33-0.65*$Z$33)/14*($AH$364-7)+$Z$33","v":0},{"$f":"($Z$33-0.65*$Z$33)/14*($AI$364-7)+$Z$33","v":0},{"$f":"($Z$33-0.65*$Z$33)/14*($AJ$364-7)+$Z$33","v":0},{"$f":"($Z$33-0.65*$Z$33)/14*($AK$364-7)+$Z$33","v":0},{"$f":"($Z$33-0.65*$Z$33)/14*($AL$364-7)+$Z$33","v":0},{"$f":"($Z$33-0.65*$Z$33)/14*($AM$364-7)+$Z$33","v":0},{"$f":"($Z$33-0.65*$Z$33)/14*($AN$364-7)+$Z$33","v":0},{"$f":"($Z$33-0.65*$Z$33)/14*($AO$364-7)+$Z$33","v":0},{"$f":"($Z$33-0.65*$Z$33)/14*($AP$364-7)+$Z$33","v":0},{"$f":"($Z$33-0.65*$Z$33)/14*($AQ$364-7)+$Z$33","v":0},{"$f":"($Z$33-0.65*$Z$33)/14*($AR$364-7)+$Z$33","v":0},{"$f":"($Z$33-0.65*$Z$33)/14*($AS$364-7)+$Z$33","v":0},"暖房能力","Φw"]
[null,null,"着霜域暖房能力",{"$f":"D453/1.12","v":0},{"$f":"E453/1.12","v":0},{"$f":"F453/1.12","v":0},0,0,0,0,0,0,0,0,null,null,null,null,null,null,null,null,null,null,null,null,null,null,null,null,null,null,null,null,null,null,null,null,null,null,null,null,null,null,null,"着霜域暖房能力","Φwf"]
[null,null,"暖房ガス消費量",{"$f":"($Z$34-0.93*$Z$34)/14*($D$364-7)+$Z$34","v":0},{"$f":"($Z$34-0.93*$Z$34)/14*($E$364-7)+$Z$34","v":0},{"$f":"($Z$34-0.93*$Z$34)/14*($F$364-7)+$Z$34","v":0},{"$f":"($Z$34-0.93*$Z$34)/14*($G$364-7)+$Z$34","v":0},{"$f":"($Z$34-0.93*$Z$34)/14*($H$364-7)+$Z$34","v":0},{"$f":"($Z$34-0.93*$Z$34)/14*($I$364-7)+$Z$34","v":0},{"$f":"($Z$34-0.93*$Z$34)/14*($J$364-7)+$Z$34","v":0},{"$f":"($Z$34-0.93*$Z$34)/14*($K$364-7)+$Z$34","v":0},{"$f":"($Z$34-0.93*$Z$34)/14*($L$364-7)+$Z$34","v":0},{"$f":"($Z$34-0.93*$Z$34)/14*($M$364-7)+$Z$34","v":0},{"$f":"($Z$34-0.93*$Z$34)/14*($N$364-7)+$Z$34","v":0},{"$f":"($Z$34-0.93*$Z$34)/14*($O$364-7)+$Z$34","v":0},{"$f":"($Z$34-0.93*$Z$34)/14*($P$364-7)+$Z$34","v":0},{"$f":"($Z$34-0.93*$Z$34)/14*($Q$364-7)+$Z$34","v":0},{"$f":"($Z$34-0.93*$Z$34)/14*($R$364-7)+$Z$34","v":0},{"$f":"($Z$34-0.93*$Z$34)/14*($S$364-7)+$Z$34","v":0},{"$f":"($Z$34-0.93*$Z$34)/14*($T$364-7)+$Z$34","v":0},{"$f":"($Z$34-0.93*$Z$34)/14*($U$364-7)+$Z$34","v":0},{"$f":"($Z$34-0.93*$Z$34)/14*($V$364-7)+$Z$34","v":0},{"$f":"($Z$34-0.93*$Z$34)/14*($W$364-7)+$Z$34","v":0},{"$f":"($Z$34-0.93*$Z$34)/14*($X$364-7)+$Z$34","v":0},{"$f":"($Z$34-0.93*$Z$34)/14*($Y$364-7)+$Z$34","v":0},{"$f":"($Z$34-0.93*$Z$34)/14*($Z$364-7)+$Z$34","v":0},{"$f":"($Z$34-0.93*$Z$34)/14*($AA$364-7)+$Z$34","v":0},{"$f":"($Z$34-0.93*$Z$34)/14*($AB$364-7)+$Z$34","v":0},{"$f":"($Z$34-0.93*$Z$34)/14*($AC$364-7)+$Z$34","v":0},{"$f":"($Z$34-0.93*$Z$34)/14*($AD$364-7)+$Z$34","v":0},{"$f":"($Z$34-0.93*$Z$34)/14*($AE$364-7)+$Z$34","v":0},{"$f":"($Z$34-0.93*$Z$34)/14*($AF$364-7)+$Z$34","v":0},{"$f":"($Z$34-0.93*$Z$34)/14*($AG$364-7)+$Z$34","v":0},{"$f":"($Z$34-0.93*$Z$34)/14*($AH$364-7)+$Z$34","v":0},{"$f":"($Z$34-0.93*$Z$34)/14*($AI$364-7)+$Z$34","v":0},{"$f":"($Z$34-0.93*$Z$34)/14*($AJ$364-7)+$Z$34","v":0},{"$f":"($Z$34-0.93*$Z$34)/14*($AK$364-7)+$Z$34","v":0},{"$f":"($Z$34-0.93*$Z$34)/14*($AL$364-7)+$Z$34","v":0},{"$f":"($Z$34-0.93*$Z$34)/14*($AM$364-7)+$Z$34","v":0},{"$f":"($Z$34-0.93*$Z$34)/14*($AN$364-7)+$Z$34","v":0},{"$f":"($Z$34-0.93*$Z$34)/14*($AO$364-7)+$Z$34","v":0},{"$f":"($Z$34-0.93*$Z$34)/14*($AP$364-7)+$Z$34","v":0},{"$f":"($Z$34-0.93*$Z$34)/14*($AQ$364-7)+$Z$34","v":0},{"$f":"($Z$34-0.93*$Z$34)/14*($AR$364-7)+$Z$34","v":0},{"$f":"($Z$34-0.93*$Z$34)/14*($AS$364-7)+$Z$34","v":0},"暖房ガス消費量","Pw"]
[null,null,"着霜域暖房ガス消費量",{"$f":"D455/1.06","v":0},0,0,0,0,0,0,0,0,0,0,null,null,null,null,null,null,null,null,null,null,null,null,null,null,null,null,null,null,null,null,null,null,null,null,null,null,null,null,null,null,null,"着霜域暖房ガス消費量","Pwf"]
[null,null,"暖房COP",{"$f":"D454/(D456+$Z$35*$I$32*D$378)","v":{"$error":"#DIV/0!"}},{"$f":"E454/(E456+$Z$35*$I$32*E$378)","v":{"$error":"#DIV/0!"}},{"$error":"#DIV/0!"},{"$error":"#DIV/0!"},{"$error":"#DIV/0!"},{"$error":"#DIV/0!"},{"$error":"#DIV/0!"},{"$error":"#DIV/0!"},{"$error":"#DIV/0!"},{"$error":"#DIV/0!"},{"$f":"N454/(N456+$Z$35*$I$32*N$378)","v":{"$error":"#DIV/0!"}},{"$f":"O453/(O455+$Z$35*$I$32*O$378)","v":{"$error":"#DIV/0!"}},{"$f":"P453/(P455+$Z$35*$I$32*P$378)","v":{"$error":"#DIV/0!"}},{"$error":"#DIV/0!"},{"$error":"#DIV/0!"},{"$error":"#DIV/0!"},{"$error":"#DIV/0!"},{"$error":"#DIV/0!"},{"$error":"#DIV/0!"},{"$error":"#DIV/0!"},{"$error":"#DIV/0!"},{"$error":"#DIV/0!"},{"$error":"#DIV/0!"},{"$error":"#DIV/0!"},{"$error":"#DIV/0!"},{"$error":"#DIV/0!"},{"$error":"#DIV/0!"},{"$error":"#DIV/0!"},{"$error":"#DIV/0!"},{"$error":"#DIV/0!"},{"$error":"#DIV/0!"},{"$error":"#DIV/0!"},{"$error":"#DIV/0!"},{"$error":"#DIV/0!"},{"$error":"#DIV/0!"},{"$error":"#DIV/0!"},{"$error":"#DIV/0!"},{"$error":"#DIV/0!"},{"$error":"#DIV/0!"},{"$error":"#DIV/0!"},{"$error":"#DIV/0!"},{"$error":"#DIV/0!"},"暖房COP","σw"]
[null,null,"暖房COP比",{"$f":"D457/$Q457","v":{"$error":"#DIV/0!"}},{"$f":"E457/$Q457","v":{"$error":"#DIV/0!"}},{"$error":"#DIV/0!"},{"$error":"#DIV/0!"},{"$error":"#DIV/0!"},{"$error":"#DIV/0!"},{"$error":"#DIV/0!"},{"$error":"#DIV/0!"},{"$error":"#DIV/0!"},{"$error":"#DIV/0!"},{"$error":"#DIV/0!"},{"$error":"#DIV/0!"},{"$error":"#DIV/0!"},{"$error":"#DIV/0!"},{"$error":"#DIV/0!"},{"$error":"#DIV/0!"},{"$error":"#DIV/0!"},{"$error":"#DIV/0!"},{"$error":"#DIV/0!"},{"$error":"#DIV/0!"},{"$error":"#DIV/0!"},{"$error":"#DIV/0!"},{"$error":"#DIV/0!"},{"$error":"#DIV/0!"},{"$error":"#DIV/0!"},{"$error":"#DIV/0!"},{"$error":"#DIV/0!"},{"$error":"#DIV/0!"},{"$error":"#DIV/0!"},{"$error":"#DIV/0!"},{"$error":"#DIV/0!"},{"$error":"#DIV/0!"},{"$error":"#DIV/0!"},{"$error":"#DIV/0!"},{"$error":"#DIV/0!"},{"$error":"#DIV/0!"},{"$error":"#DIV/0!"},{"$error":"#DIV/0!"},{"$error":"#DIV/0!"},{"$error":"#DIV/0!"},{"$error":"#DIV/0!"},{"$error":"#DIV/0!"},"暖房COP比","βw"]
[null,null,"Σ",{"$f":"$D$377*$D452","v":{"$error":"#DIV/0!"}},{"$f":"$E$377*$E452","v":{"$error":"#DIV/0!"}},{"$f":"$F$377*$F452","v":{"$error":"#DIV/0!"}},{"$f":"$G$377*$G452","v":{"$error":"#DIV/0!"}},{"$f":"$H$377*$H452","v":{"$error":"#DIV/0!"}},{"$f":"$I$377*$I452","v":{"$error":"#DIV/0!"}},{"$f":"$J$377*$J452","v":{"$error":"#DIV/0!"}},{"$f":"$K$377*$K452","v":{"$error":"#DIV/0!"}},{"$f":"$L$377*$L452","v":{"$error":"#DIV/0!"}},{"$f":"$M$377*$M452","v":{"$error":"#DIV/0!"}},{"$f":"$N$377*$N452","v":{"$error":"#DIV/0!"}},{"$f":"$O$377*$O452","v":{"$error":"#DIV/0!"}},{"$f":"$P$377*$P452","v":{"$error":"#DIV/0!"}},{"$f":"$Q$377*$Q452","v":{"$error":"#DIV/0!"}},{"$f":"$R$377*$R452","v":{"$error":"#DIV/0!"}},{"$f":"$S$377*$S452","v":{"$error":"#DIV/0!"}},{"$f":"$T$377*$T452","v":{"$error":"#DIV/0!"}},{"$f":"$U$377*$U452","v":{"$error":"#DIV/0!"}},{"$f":"$V$377*$V452","v":{"$error":"#DIV/0!"}},{"$f":"$W$377*$W452","v":{"$error":"#DIV/0!"}},{"$f":"$X$377*$X452","v":{"$error":"#DIV/0!"}},{"$f":"$Y$377*$Y452","v":{"$error":"#DIV/0!"}},{"$f":"$Z$377*$Z452","v":{"$error":"#DIV/0!"}},{"$f":"$AA$377*$AA452","v":{"$error":"#DIV/0!"}},{"$f":"$AB$377*$AB452","v":{"$error":"#DIV/0!"}},{"$f":"$AC$377*$AC452","v":{"$error":"#DIV/0!"}},{"$f":"$AD$377*$AD452","v":{"$error":"#DIV/0!"}},{"$f":"$AE$377*$AE452","v":{"$error":"#DIV/0!"}},{"$f":"$AF$377*$AF452","v":{"$error":"#DIV/0!"}},{"$f":"$AG$377*$AG452","v":{"$error":"#DIV/0!"}},{"$f":"$AH$377*$AH452","v":{"$error":"#DIV/0!"}},{"$f":"$AI$377*$AI452","v":{"$error":"#DIV/0!"}},{"$f":"$AJ$377*$AJ452","v":{"$error":"#DIV/0!"}},{"$f":"$AK$377*$AK452","v":{"$error":"#DIV/0!"}},{"$f":"$AL$377*$AL452","v":{"$error":"#DIV/0!"}},{"$f":"$AM$377*$AM452","v":{"$error":"#DIV/0!"}},{"$f":"$AN$377*$AN452","v":{"$error":"#DIV/0!"}},{"$f":"$AO$377*$AO452","v":{"$error":"#DIV/0!"}},{"$f":"$AP$377*$AP452","v":{"$error":"#DIV/0!"}},{"$f":"$AQ$377*$AQ452","v":{"$error":"#DIV/0!"}},{"$f":"$AR$377*$AR452","v":{"$error":"#DIV/0!"}},{"$f":"$AS$377*$AS452","v":{"$error":"#DIV/0!"}},{"$f":"SUM(D459:AS459)","v":{"$error":"#DIV/0!"}},"Σ"]
[]
[null,"後1","暖房時エネルギー消費量比",{"$f":"$D$378/$D467","v":{"$error":"#DIV/0!"}},{"$f":"$E$378/$E467","v":{"$error":"#DIV/0!"}},{"$f":"$F$378/$F467","v":{"$error":"#DIV/0!"}},{"$f":"$G$378/$G467","v":{"$error":"#DIV/0!"}},{"$f":"$H$378/$H467","v":{"$error":"#DIV/0!"}},{"$f":"$I$378/$I467","v":{"$error":"#DIV/0!"}},{"$f":"$J$378/$J467","v":{"$error":"#DIV/0!"}},{"$f":"$K$378/$K467","v":{"$error":"#DIV/0!"}},{"$f":"$L$378/$L467","v":{"$error":"#DIV/0!"}},{"$f":"$M$378/$M467","v":{"$error":"#DIV/0!"}},{"$f":"$N$378/$N467","v":{"$error":"#DIV/0!"}},{"$f":"$O$378/$O467","v":{"$error":"#DIV/0!"}},{"$f":"$P$378/$P467","v":{"$error":"#DIV/0!"}},{"$f":"$Q$378/$Q467","v":{"$error":"#DIV/0!"}},{"$f":"$R$378/$R467","v":{"$error":"#DIV/0!"}},{"$f":"$S$378/$S467","v":{"$error":"#DIV/0!"}},{"$f":"$T$378/$T467","v":{"$error":"#DIV/0!"}},{"$f":"$U$378/$U467","v":{"$error":"#DIV/0!"}},{"$f":"$V$378/$V467","v":{"$error":"#DIV/0!"}},{"$f":"$W$378/$W467","v":{"$error":"#DIV/0!"}},{"$f":"$X$378/$X467","v":{"$error":"#DIV/0!"}},{"$f":"$Y$378/$Y467","v":{"$error":"#DIV/0!"}},{"$f":"$Z$378/$Z467","v":{"$error":"#DIV/0!"}},{"$f":"$AA$378/$AA467","v":{"$error":"#DIV/0!"}},{"$f":"$AB$378/$AB467","v":{"$error":"#DIV/0!"}},{"$f":"$AC$378/$AC467","v":{"$error":"#DIV/0!"}},{"$f":"$AD$378/$AD467","v":{"$error":"#DIV/0!"}},{"$f":"$AE$378/$AE467","v":{"$error":"#DIV/0!"}},{"$f":"$AF$378/$AF467","v":{"$error":"#DIV/0!"}},{"$f":"$AG$378/$AG467","v":{"$error":"#DIV/0!"}},{"$f":"$AH$378/$AH467","v":{"$error":"#DIV/0!"}},{"$f":"$AI$378/$AI467","v":{"$error":"#DIV/0!"}},{"$f":"$AJ$378/$AJ467","v":{"$error":"#DIV/0!"}},{"$f":"$AK$378/$AK467","v":{"$error":"#DIV/0!"}},{"$f":"$AL$378/$AL467","v":{"$error":"#DIV/0!"}},{"$f":"$AM$378/$AM467","v":{"$error":"#DIV/0!"}},{"$f":"$AN$378/$AN467","v":{"$error":"#DIV/0!"}},{"$f":"$AO$378/$AO467","v":{"$error":"#DIV/0!"}},{"$f":"$AP$378/$AP467","v":{"$error":"#DIV/0!"}},{"$f":"$AQ$378/$AQ467","v":{"$error":"#DIV/0!"}},{"$f":"$AR$378/$AR467","v":{"$error":"#DIV/0!"}},{"$f":"$AS$378/$AS467","v":{"$error":"#DIV/0!"}},"暖房時エネルギー消費量比","εw"]
[null,null,"暖房能力",{"$f":"($Q$47-0.65*$Q$47)/14*(D$364-7)+$Q$47","v":0},{"$f":"($Q$47-0.65*$Q$47)/14*(E$364-7)+$Q$47","v":0},{"$f":"($Q$47-0.65*$Q$47)/14*(F$364-7)+$Q$47","v":0},0,0,0,0,0,0,0,{"$f":"($Q$47-0.65*$Q$47)/14*(N$364-7)+$Q$47","v":0},0,0,0,0,0,0,0,0,0,0,0,0,0,0,0,0,0,0,0,0,0,0,0,0,0,0,0,0,0,0,0,"暖房能力","Φw"]
[null,null,"着霜域暖房能力",{"$f":"D462/1.12","v":0},{"$f":"E462/1.12","v":0},{"$f":"F462/1.12","v":0},0,0,0,0,0,0,0,0,null,null,null,null,null,null,null,null,null,null,null,null,null,null,null,null,null,null,null,null,null,null,null,null,null,null,null,null,null,null,null,"着霜域暖房能力","Φwf"]
[null,null,"暖房ガス消費量",{"$f":"($Q$48-0.93*$Q$48)/14*(D$364-7)+$Q$48","v":0},{"$f":"($Q$48-0.93*$Q$48)/14*(E$364-7)+$Q$48","v":0},0,0,0,0,0,0,0,0,0,0,0,0,0,0,0,0,0,0,0,0,0,0,0,0,0,0,0,0,0,0,0,0,0,0,0,0,0,0,0,0,"暖房ガス消費量","Pw"]
[null,null,"着霜域暖房ガス消費量",{"$f":"D464/1.06","v":0},0,0,0,0,0,0,0,0,0,0,null,null,null,null,null,null,null,null,null,null,null,null,null,null,null,null,null,null,null,null,null,null,null,null,null,null,null,null,null,null,null,"着霜域暖房ガス消費量","Pwf"]
[null,null,"暖房COP",{"$f":"D463/(D465+$Q$49*$I$46*D$378)","v":{"$error":"#DIV/0!"}},{"$f":"E463/(E465+$Q$49*$I$46*E$378)","v":{"$error":"#DIV/0!"}},{"$error":"#DIV/0!"},{"$error":"#DIV/0!"},{"$error":"#DIV/0!"},{"$error":"#DIV/0!"},{"$error":"#DIV/0!"},{"$error":"#DIV/0!"},{"$error":"#DIV/0!"},{"$error":"#DIV/0!"},{"$f":"N463/(N465+$Q$49*$I$46*N$378)","v":{"$error":"#DIV/0!"}},{"$f":"O462/(O464+$Q$49*$I$46*O$378)","v":{"$error":"#DIV/0!"}},{"$f":"P462/(P464+$Q$49*$I$46*P$378)","v":{"$error":"#DIV/0!"}},{"$error":"#DIV/0!"},{"$error":"#DIV/0!"},{"$error":"#DIV/0!"},{"$error":"#DIV/0!"},{"$error":"#DIV/0!"},{"$error":"#DIV/0!"},{"$error":"#DIV/0!"},{"$error":"#DIV/0!"},{"$error":"#DIV/0!"},{"$error":"#DIV/0!"},{"$error":"#DIV/0!"},{"$error":"#DIV/0!"},{"$error":"#DIV/0!"},{"$error":"#DIV/0!"},{"$error":"#DIV/0!"},{"$error":"#DIV/0!"},{"$error":"#DIV/0!"},{"$error":"#DIV/0!"},{"$error":"#DIV/0!"},{"$error":"#DIV/0!"},{"$error":"#DIV/0!"},{"$error":"#DIV/0!"},{"$error":"#DIV/0!"},{"$error":"#DIV/0!"},{"$error":"#DIV/0!"},{"$error":"#DIV/0!"},{"$error":"#DIV/0!"},{"$error":"#DIV/0!"},{"$error":"#DIV/0!"},"暖房COP","σw"]
[null,null,"暖房COP比",{"$f":"$D466/$Q466","v":{"$error":"#DIV/0!"}},{"$f":"$E466/$Q466","v":{"$error":"#DIV/0!"}},{"$f":"$F466/$Q466","v":{"$error":"#DIV/0!"}},{"$f":"$G466/$Q466","v":{"$error":"#DIV/0!"}},{"$f":"$H466/$Q466","v":{"$error":"#DIV/0!"}},{"$f":"$I466/$Q466","v":{"$error":"#DIV/0!"}},{"$f":"$J466/$Q466","v":{"$error":"#DIV/0!"}},{"$f":"$K466/$Q466","v":{"$error":"#DIV/0!"}},{"$f":"$L466/$Q466","v":{"$error":"#DIV/0!"}},{"$f":"$M466/$Q466","v":{"$error":"#DIV/0!"}},{"$f":"$N466/$Q466","v":{"$error":"#DIV/0!"}},{"$f":"$O466/$Q466","v":{"$error":"#DIV/0!"}},{"$f":"$P466/$Q466","v":{"$error":"#DIV/0!"}},{"$f":"$Q466/$Q466","v":{"$error":"#DIV/0!"}},{"$f":"$R466/$Q466","v":{"$error":"#DIV/0!"}},{"$f":"$S466/$Q466","v":{"$error":"#DIV/0!"}},{"$f":"$T466/$Q466","v":{"$error":"#DIV/0!"}},{"$f":"$U466/$Q466","v":{"$error":"#DIV/0!"}},{"$f":"$V466/$Q466","v":{"$error":"#DIV/0!"}},{"$f":"$W466/$Q466","v":{"$error":"#DIV/0!"}},{"$f":"$X466/$Q466","v":{"$error":"#DIV/0!"}},{"$f":"$Y466/$Q466","v":{"$error":"#DIV/0!"}},{"$f":"$Z466/$Q466","v":{"$error":"#DIV/0!"}},{"$f":"$AA466/$Q466","v":{"$error":"#DIV/0!"}},{"$f":"$AB466/$Q466","v":{"$error":"#DIV/0!"}},{"$f":"$AC466/$Q466","v":{"$error":"#DIV/0!"}},{"$f":"$AD466/$Q466","v":{"$error":"#DIV/0!"}},{"$f":"$AE466/$Q466","v":{"$error":"#DIV/0!"}},{"$f":"$AF466/$Q466","v":{"$error":"#DIV/0!"}},{"$f":"$AG466/$Q466","v":{"$error":"#DIV/0!"}},{"$f":"$AH466/$Q466","v":{"$error":"#DIV/0!"}},{"$f":"$AI466/$Q466","v":{"$error":"#DIV/0!"}},{"$f":"$AJ466/$Q466","v":{"$error":"#DIV/0!"}},{"$f":"$AK466/$Q466","v":{"$error":"#DIV/0!"}},{"$f":"$AL466/$Q466","v":{"$error":"#DIV/0!"}},{"$f":"$AM466/$Q466","v":{"$error":"#DIV/0!"}},{"$f":"$AN466/$Q466","v":{"$error":"#DIV/0!"}},{"$f":"$AO466/$Q466","v":{"$error":"#DIV/0!"}},{"$f":"$AP466/$Q466","v":{"$error":"#DIV/0!"}},{"$f":"$AQ466/$Q466","v":{"$error":"#DIV/0!"}},{"$f":"$AR466/$Q466","v":{"$error":"#DIV/0!"}},{"$f":"$AS466/$Q466","v":{"$error":"#DIV/0!"}},"暖房COP比","βw"]
[null,null,"Σ",{"$f":"D$377*$D461","v":{"$error":"#DIV/0!"}},{"$f":"E$377*$E461","v":{"$error":"#DIV/0!"}},{"$f":"F$377*$F461","v":{"$error":"#DIV/0!"}},{"$f":"G$377*G$461","v":{"$error":"#DIV/0!"}},{"$f":"H$377*$H461","v":{"$error":"#DIV/0!"}},{"$f":"I$377*$I461","v":{"$error":"#DIV/0!"}},{"$f":"J$377*$J461","v":{"$error":"#DIV/0!"}},{"$f":"K$377*$K461","v":{"$error":"#DIV/0!"}},{"$f":"L$377*$L461","v":{"$error":"#DIV/0!"}},{"$f":"M$377*$M461","v":{"$error":"#DIV/0!"}},{"$f":"N$377*$N461","v":{"$error":"#DIV/0!"}},{"$f":"O$377*$O461","v":{"$error":"#DIV/0!"}},{"$f":"P$377*$P461","v":{"$error":"#DIV/0!"}},{"$f":"Q$377*$Q461","v":{"$error":"#DIV/0!"}},{"$f":"R$377*$R461","v":{"$error":"#DIV/0!"}},{"$f":"S$377*$S461","v":{"$error":"#DIV/0!"}},{"$f":"T$377*$T461","v":{"$error":"#DIV/0!"}},{"$f":"U$377*$U461","v":{"$error":"#DIV/0!"}},{"$f":"V$377*$V461","v":{"$error":"#DIV/0!"}},{"$f":"W$377*$W461","v":{"$error":"#DIV/0!"}},{"$f":"X$377*$X461","v":{"$error":"#DIV/0!"}},{"$f":"Y$377*$Y461","v":{"$error":"#DIV/0!"}},{"$f":"Z$377*$Z461","v":{"$error":"#DIV/0!"}},{"$f":"AA$377*$AA461","v":{"$error":"#DIV/0!"}},{"$f":"AB$377*$AB461","v":{"$error":"#DIV/0!"}},{"$f":"AC$377*$AC461","v":{"$error":"#DIV/0!"}},{"$f":"AD$377*$AD461","v":{"$error":"#DIV/0!"}},{"$f":"AE$377*$AE461","v":{"$error":"#DIV/0!"}},{"$f":"AF$377*$AF461","v":{"$error":"#DIV/0!"}},{"$f":"AG$377*$AG461","v":{"$error":"#DIV/0!"}},{"$f":"AH$377*$AH461","v":{"$error":"#DIV/0!"}},{"$f":"AI$377*$AI461","v":{"$error":"#DIV/0!"}},{"$f":"AJ$377*$AJ461","v":{"$error":"#DIV/0!"}},{"$f":"AK$377*$AK461","v":{"$error":"#DIV/0!"}},{"$f":"AL$377*$AL461","v":{"$error":"#DIV/0!"}},{"$f":"AM$377*$AM461","v":{"$error":"#DIV/0!"}},{"$f":"AN$377*$AN461","v":{"$error":"#DIV/0!"}},{"$f":"AO$377*$AO461","v":{"$error":"#DIV/0!"}},{"$f":"AP$377*$AP461","v":{"$error":"#DIV/0!"}},{"$f":"AQ$377*$AQ461","v":{"$error":"#DIV/0!"}},{"$f":"AR$377*$AR461","v":{"$error":"#DIV/0!"}},{"$f":"AS$377*$AS461","v":{"$error":"#DIV/0!"}},{"$f":"SUM(D468:AS468)","v":{"$error":"#DIV/0!"}},"Σ"]
[null,"後2","暖房時エネルギー消費量比",{"$f":"$D$378/$D475","v":{"$error":"#DIV/0!"}},{"$f":"$E$378/$E475","v":{"$error":"#DIV/0!"}},{"$f":"$F$378/$F475","v":{"$error":"#DIV/0!"}},{"$f":"$G$378/$G475","v":{"$error":"#DIV/0!"}},{"$f":"$H$378/$H475","v":{"$error":"#DIV/0!"}},{"$f":"$I$378/$I475","v":{"$error":"#DIV/0!"}},{"$f":"$J$378/$J475","v":{"$error":"#DIV/0!"}},{"$f":"$K$378/$K475","v":{"$error":"#DIV/0!"}},{"$f":"$L$378/$L475","v":{"$error":"#DIV/0!"}},{"$f":"$M$378/$M475","v":{"$error":"#DIV/0!"}},{"$f":"$N$378/$N475","v":{"$error":"#DIV/0!"}},{"$f":"$O$378/$O475","v":{"$error":"#DIV/0!"}},{"$f":"$P$378/$P475","v":{"$error":"#DIV/0!"}},{"$f":"$Q$378/$Q475","v":{"$error":"#DIV/0!"}},{"$f":"$R$378/$R475","v":{"$error":"#DIV/0!"}},{"$f":"$S$378/$S475","v":{"$error":"#DIV/0!"}},{"$f":"$T$378/$T475","v":{"$error":"#DIV/0!"}},{"$f":"$U$378/$U475","v":{"$error":"#DIV/0!"}},{"$f":"$V$378/$V475","v":{"$error":"#DIV/0!"}},{"$f":"$W$378/$W475","v":{"$error":"#DIV/0!"}},{"$f":"$X$378/$X475","v":{"$error":"#DIV/0!"}},{"$f":"$Y$378/$Y475","v":{"$error":"#DIV/0!"}},{"$f":"$Z$378/$Z475","v":{"$error":"#DIV/0!"}},{"$f":"$AA$378/$AA475","v":{"$error":"#DIV/0!"}},{"$f":"$AB$378/$AB475","v":{"$error":"#DIV/0!"}},{"$f":"$AC$378/$AC475","v":{"$error":"#DIV/0!"}},{"$f":"$AD$378/$AD475","v":{"$error":"#DIV/0!"}},{"$f":"$AE$378/$AE475","v":{"$error":"#DIV/0!"}},{"$f":"$AF$378/$AF475","v":{"$error":"#DIV/0!"}},{"$f":"$AG$378/$AG475","v":{"$error":"#DIV/0!"}},{"$f":"$AH$378/$AH475","v":{"$error":"#DIV/0!"}},{"$f":"$AI$378/$AI475","v":{"$error":"#DIV/0!"}},{"$f":"$AJ$378/$AJ475","v":{"$error":"#DIV/0!"}},{"$f":"$AK$378/$AK475","v":{"$error":"#DIV/0!"}},{"$f":"$AL$378/$AL475","v":{"$error":"#DIV/0!"}},{"$f":"$AM$378/$AM475","v":{"$error":"#DIV/0!"}},{"$f":"$AN$378/$AN475","v":{"$error":"#DIV/0!"}},{"$f":"$AO$378/$AO475","v":{"$error":"#DIV/0!"}},{"$f":"$AP$378/$AP475","v":{"$error":"#DIV/0!"}},{"$f":"$AQ$378/$AQ475","v":{"$error":"#DIV/0!"}},{"$f":"$AR$378/$AR475","v":{"$error":"#DIV/0!"}},{"$f":"$AS$378/$AS475","v":{"$error":"#DIV/0!"}},"暖房時エネルギー消費量比","εw"]
[null,null,"暖房能力",{"$f":"($R$47-0.65*$R$47)/14*(D$364-7)+$R$47","v":0},0,0,0,0,0,0,0,0,0,0,0,0,0,0,0,0,0,0,0,0,0,0,0,0,0,0,0,0,0,0,0,0,0,0,0,0,0,0,0,0,0,"暖房能力","Φw"]
[null,null,"着霜域暖房能力",{"$f":"D470/1.12","v":0},{"$f":"E470/1.12","v":0},{"$f":"F470/1.12","v":0},0,0,0,0,0,0,0,0,null,null,null,null,null,null,null,null,null,null,null,null,null,null,null,null,null,null,null,null,null,null,null,null,null,null,null,null,null,null,null,"着霜域暖房能力","Φwf"]
[null,null,"暖房ガス消費量",{"$f":"($R$48-0.93*$R$48)/14*(D$364-7)+$R$48","v":0},0,0,0,0,0,0,0,0,0,0,0,0,0,0,0,0,0,0,0,0,0,0,0,0,0,0,0,0,0,0,0,0,0,0,0,0,0,0,0,0,0,"暖房ガス消費量","Pw"]
[null,null,"着霜域暖房ガス消費量",{"$f":"D472/1.06","v":0},0,0,0,0,0,0,0,0,0,0,null,null,null,null,null,null,null,null,null,null,null,null,null,null,null,null,null,null,null,null,null,null,null,null,null,null,null,null,null,null,null,"着霜域暖房ガス消費量","Pwf"]
[null,null,"暖房COP",{"$f":"D471/(D473+$R$49*$I$46*D$378)","v":{"$error":"#DIV/0!"}},{"$f":"E471/(E473+$R$49*$I$46*E$378)","v":{"$error":"#DIV/0!"}},{"$error":"#DIV/0!"},{"$error":"#DIV/0!"},{"$error":"#DIV/0!"},{"$error":"#DIV/0!"},{"$error":"#DIV/0!"},{"$error":"#DIV/0!"},{"$error":"#DIV/0!"},{"$error":"#DIV/0!"},{"$f":"N471/(N473+$R$49*$I$46*N$378)","v":{"$error":"#DIV/0!"}},{"$f":"O470/(O472+$R$49*$I$46*O$378)","v":{"$error":"#DIV/0!"}},{"$f":"P470/(P472+$R$49*$I$46*P$378)","v":{"$error":"#DIV/0!"}},{"$error":"#DIV/0!"},{"$error":"#DIV/0!"},{"$error":"#DIV/0!"},{"$error":"#DIV/0!"},{"$error":"#DIV/0!"},{"$error":"#DIV/0!"},{"$error":"#DIV/0!"},{"$error":"#DIV/0!"},{"$error":"#DIV/0!"},{"$error":"#DIV/0!"},{"$error":"#DIV/0!"},{"$error":"#DIV/0!"},{"$error":"#DIV/0!"},{"$error":"#DIV/0!"},{"$error":"#DIV/0!"},{"$error":"#DIV/0!"},{"$error":"#DIV/0!"},{"$error":"#DIV/0!"},{"$error":"#DIV/0!"},{"$error":"#DIV/0!"},{"$error":"#DIV/0!"},{"$error":"#DIV/0!"},{"$error":"#DIV/0!"},{"$error":"#DIV/0!"},{"$error":"#DIV/0!"},{"$error":"#DIV/0!"},{"$error":"#DIV/0!"},{"$error":"#DIV/0!"},{"$error":"#DIV/0!"},"暖房COP","σw"]
[null,null,"暖房COP比",{"$f":"$D474/$Q474","v":{"$error":"#DIV/0!"}},{"$f":"$E474/$Q474","v":{"$error":"#DIV/0!"}},{"$f":"$F474/$Q474","v":{"$error":"#DIV/0!"}},{"$f":"$G474/$Q474","v":{"$error":"#DIV/0!"}},{"$f":"$H474/$Q474","v":{"$error":"#DIV/0!"}},{"$f":"$I474/$Q474","v":{"$error":"#DIV/0!"}},{"$f":"$J474/$Q474","v":{"$error":"#DIV/0!"}},{"$f":"$K474/$Q474","v":{"$error":"#DIV/0!"}},{"$f":"$L474/$Q474","v":{"$error":"#DIV/0!"}},{"$f":"$M474/$Q474","v":{"$error":"#DIV/0!"}},{"$f":"$N474/$Q474","v":{"$error":"#DIV/0!"}},{"$f":"$O474/$Q474","v":{"$error":"#DIV/0!"}},{"$f":"$P474/$Q474","v":{"$error":"#DIV/0!"}},{"$f":"$Q474/$Q474","v":{"$error":"#DIV/0!"}},{"$f":"$R474/$Q474","v":{"$error":"#DIV/0!"}},{"$f":"$S474/$Q474","v":{"$error":"#DIV/0!"}},{"$f":"$T474/$Q474","v":{"$error":"#DIV/0!"}},{"$f":"$U474/$Q474","v":{"$error":"#DIV/0!"}},{"$f":"$V474/$Q474","v":{"$error":"#DIV/0!"}},{"$f":"$W474/$Q474","v":{"$error":"#DIV/0!"}},{"$f":"$X474/$Q474","v":{"$error":"#DIV/0!"}},{"$f":"$Y474/$Q474","v":{"$error":"#DIV/0!"}},{"$f":"$Z474/$Q474","v":{"$error":"#DIV/0!"}},{"$f":"$AA474/$Q474","v":{"$error":"#DIV/0!"}},{"$f":"$AB474/$Q474","v":{"$error":"#DIV/0!"}},{"$f":"$AC474/$Q474","v":{"$error":"#DIV/0!"}},{"$f":"$AD474/$Q474","v":{"$error":"#DIV/0!"}},{"$f":"$AE474/$Q474","v":{"$error":"#DIV/0!"}},{"$f":"$AF474/$Q474","v":{"$error":"#DIV/0!"}},{"$f":"$AG474/$Q474","v":{"$error":"#DIV/0!"}},{"$f":"$AH474/$Q474","v":{"$error":"#DIV/0!"}},{"$f":"$AI474/$Q474","v":{"$error":"#DIV/0!"}},{"$f":"$AJ474/$Q474","v":{"$error":"#DIV/0!"}},{"$f":"$AK474/$Q474","v":{"$error":"#DIV/0!"}},{"$f":"$AL474/$Q474","v":{"$error":"#DIV/0!"}},{"$f":"$AM474/$Q474","v":{"$error":"#DIV/0!"}},{"$f":"$AN474/$Q474","v":{"$error":"#DIV/0!"}},{"$f":"$AO474/$Q474","v":{"$error":"#DIV/0!"}},{"$f":"$AP474/$Q474","v":{"$error":"#DIV/0!"}},{"$f":"$AQ474/$Q474","v":{"$error":"#DIV/0!"}},{"$f":"$AR474/$Q474","v":{"$error":"#DIV/0!"}},{"$f":"$AS474/$Q474","v":{"$error":"#DIV/0!"}},"暖房COP比","βw"]
[null,null,"Σ",{"$f":"D$377*$D469","v":{"$error":"#DIV/0!"}},{"$f":"E$377*$E469","v":{"$error":"#DIV/0!"}},{"$f":"F$377*$F469","v":{"$error":"#DIV/0!"}},{"$f":"G$377*G$461","v":{"$error":"#DIV/0!"}},{"$f":"H$377*$H469","v":{"$error":"#DIV/0!"}},{"$f":"I$377*$I469","v":{"$error":"#DIV/0!"}},{"$f":"J$377*$J469","v":{"$error":"#DIV/0!"}},{"$f":"K$377*$K469","v":{"$error":"#DIV/0!"}},{"$f":"L$377*$L469","v":{"$error":"#DIV/0!"}},{"$f":"M$377*$M469","v":{"$error":"#DIV/0!"}},{"$f":"N$377*$N469","v":{"$error":"#DIV/0!"}},{"$f":"O$377*$O469","v":{"$error":"#DIV/0!"}},{"$f":"P$377*$P469","v":{"$error":"#DIV/0!"}},{"$f":"Q$377*$Q469","v":{"$error":"#DIV/0!"}},{"$f":"R$377*$R469","v":{"$error":"#DIV/0!"}},{"$f":"S$377*$S469","v":{"$error":"#DIV/0!"}},{"$f":"T$377*$T469","v":{"$error":"#DIV/0!"}},{"$f":"U$377*$U469","v":{"$error":"#DIV/0!"}},{"$f":"V$377*$V469","v":{"$error":"#DIV/0!"}},{"$f":"W$377*$W469","v":{"$error":"#DIV/0!"}},{"$f":"X$377*$X469","v":{"$error":"#DIV/0!"}},{"$f":"Y$377*$Y469","v":{"$error":"#DIV/0!"}},{"$f":"Z$377*$Z469","v":{"$error":"#DIV/0!"}},{"$f":"AA$377*$AA469","v":{"$error":"#DIV/0!"}},{"$f":"AB$377*$AB469","v":{"$error":"#DIV/0!"}},{"$f":"AC$377*$AC469","v":{"$error":"#DIV/0!"}},{"$f":"AD$377*$AD469","v":{"$error":"#DIV/0!"}},{"$f":"AE$377*$AE469","v":{"$error":"#DIV/0!"}},{"$f":"AF$377*$AF469","v":{"$error":"#DIV/0!"}},{"$f":"AG$377*$AG469","v":{"$error":"#DIV/0!"}},{"$f":"AH$377*$AH469","v":{"$error":"#DIV/0!"}},{"$f":"AI$377*$AI469","v":{"$error":"#DIV/0!"}},{"$f":"AJ$377*$AJ469","v":{"$error":"#DIV/0!"}},{"$f":"AK$377*$AK469","v":{"$error":"#DIV/0!"}},{"$f":"AL$377*$AL469","v":{"$error":"#DIV/0!"}},{"$f":"AM$377*$AM469","v":{"$error":"#DIV/0!"}},{"$f":"AN$377*$AN469","v":{"$error":"#DIV/0!"}},{"$f":"AO$377*$AO469","v":{"$error":"#DIV/0!"}},{"$f":"AP$377*$AP469","v":{"$error":"#DIV/0!"}},{"$f":"AQ$377*$AQ469","v":{"$error":"#DIV/0!"}},{"$f":"AR$377*$AR469","v":{"$error":"#DIV/0!"}},{"$f":"AS$377*$AS469","v":{"$error":"#DIV/0!"}},{"$f":"SUM(D476:AS476)","v":{"$error":"#DIV/0!"}},"Σ"]
[null,"後3","暖房時エネルギー消費量比",{"$f":"$D$378/$D483","v":{"$error":"#DIV/0!"}},{"$f":"$E$378/$E483","v":{"$error":"#DIV/0!"}},{"$f":"$F$378/$F483","v":{"$error":"#DIV/0!"}},{"$f":"$G$378/$G483","v":{"$error":"#DIV/0!"}},{"$f":"$H$378/$H483","v":{"$error":"#DIV/0!"}},{"$f":"$I$378/$I483","v":{"$error":"#DIV/0!"}},{"$f":"$J$378/$J483","v":{"$error":"#DIV/0!"}},{"$f":"$K$378/$K483","v":{"$error":"#DIV/0!"}},{"$f":"$L$378/$L483","v":{"$error":"#DIV/0!"}},{"$f":"$M$378/$M483","v":{"$error":"#DIV/0!"}},{"$f":"$N$378/$N483","v":{"$error":"#DIV/0!"}},{"$f":"$O$378/$O483","v":{"$error":"#DIV/0!"}},{"$f":"$P$378/$P483","v":{"$error":"#DIV/0!"}},{"$f":"$Q$378/$Q483","v":{"$error":"#DIV/0!"}},{"$f":"$R$378/$R483","v":{"$error":"#DIV/0!"}},{"$f":"$S$378/$S483","v":{"$error":"#DIV/0!"}},{"$f":"$T$378/$T483","v":{"$error":"#DIV/0!"}},{"$f":"$U$378/$U483","v":{"$error":"#DIV/0!"}},{"$f":"$V$378/$V483","v":{"$error":"#DIV/0!"}},{"$f":"$W$378/$W483","v":{"$error":"#DIV/0!"}},{"$f":"$X$378/$X483","v":{"$error":"#DIV/0!"}},{"$f":"$Y$378/$Y483","v":{"$error":"#DIV/0!"}},{"$f":"$Z$378/$Z483","v":{"$error":"#DIV/0!"}},{"$f":"$AA$378/$AA483","v":{"$error":"#DIV/0!"}},{"$f":"$AB$378/$AB483","v":{"$error":"#DIV/0!"}},{"$f":"$AC$378/$AC483","v":{"$error":"#DIV/0!"}},{"$f":"$AD$378/$AD483","v":{"$error":"#DIV/0!"}},{"$f":"$AE$378/$AE483","v":{"$error":"#DIV/0!"}},{"$f":"$AF$378/$AF483","v":{"$error":"#DIV/0!"}},{"$f":"$AG$378/$AG483","v":{"$error":"#DIV/0!"}},{"$f":"$AH$378/$AH483","v":{"$error":"#DIV/0!"}},{"$f":"$AI$378/$AI483","v":{"$error":"#DIV/0!"}},{"$f":"$AJ$378/$AJ483","v":{"$error":"#DIV/0!"}},{"$f":"$AK$378/$AK483","v":{"$error":"#DIV/0!"}},{"$f":"$AL$378/$AL483","v":{"$error":"#DIV/0!"}},{"$f":"$AM$378/$AM483","v":{"$error":"#DIV/0!"}},{"$f":"$AN$378/$AN483","v":{"$error":"#DIV/0!"}},{"$f":"$AO$378/$AO483","v":{"$error":"#DIV/0!"}},{"$f":"$AP$378/$AP483","v":{"$error":"#DIV/0!"}},{"$f":"$AQ$378/$AQ483","v":{"$error":"#DIV/0!"}},{"$f":"$AR$378/$AR483","v":{"$error":"#DIV/0!"}},{"$f":"$AS$378/$AS483","v":{"$error":"#DIV/0!"}},"暖房時エネルギー消費量比","εw"]
[null,null,"暖房能力",{"$f":"($S$47-0.65*$S$47)/14*(D$364-7)+$S$47","v":0},0,0,0,0,0,0,0,0,0,0,0,0,0,0,0,0,0,0,0,0,0,0,0,0,0,0,0,0,0,0,0,0,0,0,0,0,0,0,0,0,0,"暖房能力","Φw"]
[null,null,"着霜域暖房能力",{"$f":"D478/1.12","v":0},{"$f":"E478/1.12","v":0},{"$f":"F478/1.12","v":0},0,0,0,0,0,0,0,0,null,null,null,null,null,null,null,null,null,null,null,null,null,null,null,null,null,null,null,null,null,null,null,null,null,null,null,null,null,null,null,"着霜域暖房能力","Φwf"]
[null,null,"暖房ガス消費量",{"$f":"($S$48-0.93*$S$48)/14*(D$364-7)+$S$48","v":0},0,0,0,0,0,0,0,0,0,0,0,0,0,0,0,0,0,0,0,0,0,0,0,0,0,0,0,0,0,0,0,0,0,0,0,0,0,0,0,0,0,"暖房ガス消費量","Pw"]
[null,null,"着霜域暖房ガス消費量",{"$f":"D480/1.06","v":0},0,0,0,0,0,0,0,0,0,0,null,null,null,null,null,null,null,null,null,null,null,null,null,null,null,null,null,null,null,null,null,null,null,null,null,null,null,null,null,null,null,"着霜域暖房ガス消費量","Pwf"]
[null,null,"暖房COP",{"$f":"D479/(D481+$S$49*$I$46*D$378)","v":{"$error":"#DIV/0!"}},{"$f":"E479/(E481+$S$49*$I$46*E$378)","v":{"$error":"#DIV/0!"}},{"$error":"#DIV/0!"},{"$error":"#DIV/0!"},{"$error":"#DIV/0!"},{"$error":"#DIV/0!"},{"$error":"#DIV/0!"},{"$error":"#DIV/0!"},{"$error":"#DIV/0!"},{"$error":"#DIV/0!"},{"$f":"N479/(N481+$S$49*$I$46*N$378)","v":{"$error":"#DIV/0!"}},{"$f":"O478/(O480+$S$49*$I$46*O$378)","v":{"$error":"#DIV/0!"}},{"$f":"P478/(P480+$S$49*$I$46*P$378)","v":{"$error":"#DIV/0!"}},{"$error":"#DIV/0!"},{"$error":"#DIV/0!"},{"$error":"#DIV/0!"},{"$error":"#DIV/0!"},{"$error":"#DIV/0!"},{"$error":"#DIV/0!"},{"$error":"#DIV/0!"},{"$error":"#DIV/0!"},{"$error":"#DIV/0!"},{"$error":"#DIV/0!"},{"$error":"#DIV/0!"},{"$error":"#DIV/0!"},{"$error":"#DIV/0!"},{"$error":"#DIV/0!"},{"$error":"#DIV/0!"},{"$error":"#DIV/0!"},{"$error":"#DIV/0!"},{"$error":"#DIV/0!"},{"$error":"#DIV/0!"},{"$error":"#DIV/0!"},{"$error":"#DIV/0!"},{"$error":"#DIV/0!"},{"$error":"#DIV/0!"},{"$error":"#DIV/0!"},{"$error":"#DIV/0!"},{"$error":"#DIV/0!"},{"$error":"#DIV/0!"},{"$error":"#DIV/0!"},{"$error":"#DIV/0!"},"暖房COP","σw"]
[null,null,"暖房COP比",{"$f":"$D482/$Q482","v":{"$error":"#DIV/0!"}},{"$f":"$E482/$Q482","v":{"$error":"#DIV/0!"}},{"$f":"$F482/$Q482","v":{"$error":"#DIV/0!"}},{"$f":"$G482/$Q482","v":{"$error":"#DIV/0!"}},{"$f":"$H482/$Q482","v":{"$error":"#DIV/0!"}},{"$f":"$I482/$Q482","v":{"$error":"#DIV/0!"}},{"$f":"$J482/$Q482","v":{"$error":"#DIV/0!"}},{"$f":"$K482/$Q482","v":{"$error":"#DIV/0!"}},{"$f":"$L482/$Q482","v":{"$error":"#DIV/0!"}},{"$f":"$M482/$Q482","v":{"$error":"#DIV/0!"}},{"$f":"$N482/$Q482","v":{"$error":"#DIV/0!"}},{"$f":"$O482/$Q482","v":{"$error":"#DIV/0!"}},{"$f":"$P482/$Q482","v":{"$error":"#DIV/0!"}},{"$f":"$Q482/$Q482","v":{"$error":"#DIV/0!"}},{"$f":"$R482/$Q482","v":{"$error":"#DIV/0!"}},{"$f":"$S482/$Q482","v":{"$error":"#DIV/0!"}},{"$f":"$T482/$Q482","v":{"$error":"#DIV/0!"}},{"$f":"$U482/$Q482","v":{"$error":"#DIV/0!"}},{"$f":"$V482/$Q482","v":{"$error":"#DIV/0!"}},{"$f":"$W482/$Q482","v":{"$error":"#DIV/0!"}},{"$f":"$X482/$Q482","v":{"$error":"#DIV/0!"}},{"$f":"$Y482/$Q482","v":{"$error":"#DIV/0!"}},{"$f":"$Z482/$Q482","v":{"$error":"#DIV/0!"}},{"$f":"$AA482/$Q482","v":{"$error":"#DIV/0!"}},{"$f":"$AB482/$Q482","v":{"$error":"#DIV/0!"}},{"$f":"$AC482/$Q482","v":{"$error":"#DIV/0!"}},{"$f":"$AD482/$Q482","v":{"$error":"#DIV/0!"}},{"$f":"$AE482/$Q482","v":{"$error":"#DIV/0!"}},{"$f":"$AF482/$Q482","v":{"$error":"#DIV/0!"}},{"$f":"$AG482/$Q482","v":{"$error":"#DIV/0!"}},{"$f":"$AH482/$Q482","v":{"$error":"#DIV/0!"}},{"$f":"$AI482/$Q482","v":{"$error":"#DIV/0!"}},{"$f":"$AJ482/$Q482","v":{"$error":"#DIV/0!"}},{"$f":"$AK482/$Q482","v":{"$error":"#DIV/0!"}},{"$f":"$AL482/$Q482","v":{"$error":"#DIV/0!"}},{"$f":"$AM482/$Q482","v":{"$error":"#DIV/0!"}},{"$f":"$AN482/$Q482","v":{"$error":"#DIV/0!"}},{"$f":"$AO482/$Q482","v":{"$error":"#DIV/0!"}},{"$f":"$AP482/$Q482","v":{"$error":"#DIV/0!"}},{"$f":"$AQ482/$Q482","v":{"$error":"#DIV/0!"}},{"$f":"$AR482/$Q482","v":{"$error":"#DIV/0!"}},{"$f":"$AS482/$Q482","v":{"$error":"#DIV/0!"}},"暖房COP比","βw"]
[null,null,"Σ",{"$f":"D$377*$D477","v":{"$error":"#DIV/0!"}},{"$f":"E$377*$E477","v":{"$error":"#DIV/0!"}},{"$f":"F$377*$F477","v":{"$error":"#DIV/0!"}},{"$f":"G$377*G$461","v":{"$error":"#DIV/0!"}},{"$f":"H$377*$H477","v":{"$error":"#DIV/0!"}},{"$f":"I$377*$I477","v":{"$error":"#DIV/0!"}},{"$f":"J$377*$J477","v":{"$error":"#DIV/0!"}},{"$f":"K$377*$K477","v":{"$error":"#DIV/0!"}},{"$f":"L$377*$L477","v":{"$error":"#DIV/0!"}},{"$f":"M$377*$M477","v":{"$error":"#DIV/0!"}},{"$f":"N$377*$N477","v":{"$error":"#DIV/0!"}},{"$f":"O$377*$O477","v":{"$error":"#DIV/0!"}},{"$f":"P$377*$P477","v":{"$error":"#DIV/0!"}},{"$f":"Q$377*$Q477","v":{"$error":"#DIV/0!"}},{"$f":"R$377*$R477","v":{"$error":"#DIV/0!"}},{"$f":"S$377*$S477","v":{"$error":"#DIV/0!"}},{"$f":"T$377*$T477","v":{"$error":"#DIV/0!"}},{"$f":"U$377*$U477","v":{"$error":"#DIV/0!"}},{"$f":"V$377*$V477","v":{"$error":"#DIV/0!"}},{"$f":"W$377*$W477","v":{"$error":"#DIV/0!"}},{"$f":"X$377*$X477","v":{"$error":"#DIV/0!"}},{"$f":"Y$377*$Y477","v":{"$error":"#DIV/0!"}},{"$f":"Z$377*$Z477","v":{"$error":"#DIV/0!"}},{"$f":"AA$377*$AA477","v":{"$error":"#DIV/0!"}},{"$f":"AB$377*$AB477","v":{"$error":"#DIV/0!"}},{"$f":"AC$377*$AC477","v":{"$error":"#DIV/0!"}},{"$f":"AD$377*$AD477","v":{"$error":"#DIV/0!"}},{"$f":"AE$377*$AE477","v":{"$error":"#DIV/0!"}},{"$f":"AF$377*$AF477","v":{"$error":"#DIV/0!"}},{"$f":"AG$377*$AG477","v":{"$error":"#DIV/0!"}},{"$f":"AH$377*$AH477","v":{"$error":"#DIV/0!"}},{"$f":"AI$377*$AI477","v":{"$error":"#DIV/0!"}},{"$f":"AJ$377*$AJ477","v":{"$error":"#DIV/0!"}},{"$f":"AK$377*$AK477","v":{"$error":"#DIV/0!"}},{"$f":"AL$377*$AL477","v":{"$error":"#DIV/0!"}},{"$f":"AM$377*$AM477","v":{"$error":"#DIV/0!"}},{"$f":"AN$377*$AN477","v":{"$error":"#DIV/0!"}},{"$f":"AO$377*$AO477","v":{"$error":"#DIV/0!"}},{"$f":"AP$377*$AP477","v":{"$error":"#DIV/0!"}},{"$f":"AQ$377*$AQ477","v":{"$error":"#DIV/0!"}},{"$f":"AR$377*$AR477","v":{"$error":"#DIV/0!"}},{"$f":"AS$377*$AS477","v":{"$error":"#DIV/0!"}},{"$f":"SUM(D484:AS484)","v":{"$error":"#DIV/0!"}},"Σ"]
[null,"後4","暖房時エネルギー消費量比",{"$f":"$D$378/$D491","v":{"$error":"#DIV/0!"}},{"$f":"$E$378/$E491","v":{"$error":"#DIV/0!"}},{"$f":"$F$378/$F491","v":{"$error":"#DIV/0!"}},{"$f":"$G$378/$G491","v":{"$error":"#DIV/0!"}},{"$f":"$H$378/$H491","v":{"$error":"#DIV/0!"}},{"$f":"$I$378/$I491","v":{"$error":"#DIV/0!"}},{"$f":"$J$378/$J491","v":{"$error":"#DIV/0!"}},{"$f":"$K$378/$K491","v":{"$error":"#DIV/0!"}},{"$f":"$L$378/$L491","v":{"$error":"#DIV/0!"}},{"$f":"$M$378/$M491","v":{"$error":"#DIV/0!"}},{"$f":"$N$378/$N491","v":{"$error":"#DIV/0!"}},{"$f":"$O$378/$O491","v":{"$error":"#DIV/0!"}},{"$f":"$P$378/$P491","v":{"$error":"#DIV/0!"}},{"$f":"$Q$378/$Q491","v":{"$error":"#DIV/0!"}},{"$f":"$R$378/$R491","v":{"$error":"#DIV/0!"}},{"$f":"$S$378/$S491","v":{"$error":"#DIV/0!"}},{"$f":"$T$378/$T491","v":{"$error":"#DIV/0!"}},{"$f":"$U$378/$U491","v":{"$error":"#DIV/0!"}},{"$f":"$V$378/$V491","v":{"$error":"#DIV/0!"}},{"$f":"$W$378/$W491","v":{"$error":"#DIV/0!"}},{"$f":"$X$378/$X491","v":{"$error":"#DIV/0!"}},{"$f":"$Y$378/$Y491","v":{"$error":"#DIV/0!"}},{"$f":"$Z$378/$Z491","v":{"$error":"#DIV/0!"}},{"$f":"$AA$378/$AA491","v":{"$error":"#DIV/0!"}},{"$f":"$AB$378/$AB491","v":{"$error":"#DIV/0!"}},{"$f":"$AC$378/$AC491","v":{"$error":"#DIV/0!"}},{"$f":"$AD$378/$AD491","v":{"$error":"#DIV/0!"}},{"$f":"$AE$378/$AE491","v":{"$error":"#DIV/0!"}},{"$f":"$AF$378/$AF491","v":{"$error":"#DIV/0!"}},{"$f":"$AG$378/$AG491","v":{"$error":"#DIV/0!"}},{"$f":"$AH$378/$AH491","v":{"$error":"#DIV/0!"}},{"$f":"$AI$378/$AI491","v":{"$error":"#DIV/0!"}},{"$f":"$AJ$378/$AJ491","v":{"$error":"#DIV/0!"}},{"$f":"$AK$378/$AK491","v":{"$error":"#DIV/0!"}},{"$f":"$AL$378/$AL491","v":{"$error":"#DIV/0!"}},{"$f":"$AM$378/$AM491","v":{"$error":"#DIV/0!"}},{"$f":"$AN$378/$AN491","v":{"$error":"#DIV/0!"}},{"$f":"$AO$378/$AO491","v":{"$error":"#DIV/0!"}},{"$f":"$AP$378/$AP491","v":{"$error":"#DIV/0!"}},{"$f":"$AQ$378/$AQ491","v":{"$error":"#DIV/0!"}},{"$f":"$AR$378/$AR491","v":{"$error":"#DIV/0!"}},{"$f":"$AS$378/$AS491","v":{"$error":"#DIV/0!"}},"暖房時エネルギー消費量比","εw"]
[null,null,"暖房能力",{"$f":"($T$47-0.65*$T$47)/14*(D$364-7)+$T$47","v":0},0,0,0,0,0,0,0,0,0,0,0,0,0,0,0,0,0,0,0,0,0,0,0,0,0,0,0,0,0,0,0,0,0,0,0,0,0,0,0,0,0,"暖房能力","Φw"]
[null,null,"着霜域暖房能力",{"$f":"D486/1.12","v":0},{"$f":"E486/1.12","v":0},{"$f":"F486/1.12","v":0},0,0,0,0,0,0,0,0,null,null,null,null,null,null,null,null,null,null,null,null,null,null,null,null,null,null,null,null,null,null,null,null,null,null,null,null,null,null,null,"着霜域暖房能力","Φwf"]
[null,null,"暖房ガス消費量",{"$f":"($T$48-0.93*$T$48)/14*(D$364-7)+$T$48","v":0},0,0,0,0,0,0,0,0,0,0,0,0,0,0,0,0,0,0,0,0,0,0,0,0,0,0,0,0,0,0,0,0,0,0,0,0,0,0,0,0,0,"暖房ガス消費量","Pw"]
[null,null,"着霜域暖房ガス消費量",{"$f":"D488/1.06","v":0},0,0,0,0,0,0,0,0,0,0,null,null,null,null,null,null,null,null,null,null,null,null,null,null,null,null,null,null,null,null,null,null,null,null,null,null,null,null,null,null,null,"着霜域暖房ガス消費量","Pwf"]
[null,null,"暖房COP",{"$f":"D487/(D489+$T$49*$I$46*D$378)","v":{"$error":"#DIV/0!"}},{"$f":"E487/(E489+$T$49*$I$46*E$378)","v":{"$error":"#DIV/0!"}},{"$error":"#DIV/0!"},{"$error":"#DIV/0!"},{"$error":"#DIV/0!"},{"$error":"#DIV/0!"},{"$error":"#DIV/0!"},{"$error":"#DIV/0!"},{"$error":"#DIV/0!"},{"$error":"#DIV/0!"},{"$f":"N487/(N489+$T$49*$I$46*N$378)","v":{"$error":"#DIV/0!"}},{"$f":"O486/(O488+$T$49*$I$46*O$378)","v":{"$error":"#DIV/0!"}},{"$f":"P486/(P488+$T$49*$I$46*P$378)","v":{"$error":"#DIV/0!"}},{"$error":"#DIV/0!"},{"$error":"#DIV/0!"},{"$error":"#DIV/0!"},{"$error":"#DIV/0!"},{"$error":"#DIV/0!"},{"$error":"#DIV/0!"},{"$error":"#DIV/0!"},{"$error":"#DIV/0!"},{"$error":"#DIV/0!"},{"$error":"#DIV/0!"},{"$error":"#DIV/0!"},{"$error":"#DIV/0!"},{"$error":"#DIV/0!"},{"$error":"#DIV/0!"},{"$error":"#DIV/0!"},{"$error":"#DIV/0!"},{"$error":"#DIV/0!"},{"$error":"#DIV/0!"},{"$error":"#DIV/0!"},{"$error":"#DIV/0!"},{"$error":"#DIV/0!"},{"$error":"#DIV/0!"},{"$error":"#DIV/0!"},{"$error":"#DIV/0!"},{"$error":"#DIV/0!"},{"$error":"#DIV/0!"},{"$error":"#DIV/0!"},{"$error":"#DIV/0!"},{"$error":"#DIV/0!"},"暖房COP","σw"]
[null,null,"暖房COP比",{"$f":"$D490/$Q490","v":{"$error":"#DIV/0!"}},{"$f":"$E490/$Q490","v":{"$error":"#DIV/0!"}},{"$f":"$F490/$Q490","v":{"$error":"#DIV/0!"}},{"$f":"$G490/$Q490","v":{"$error":"#DIV/0!"}},{"$f":"$H490/$Q490","v":{"$error":"#DIV/0!"}},{"$f":"$I490/$Q490","v":{"$error":"#DIV/0!"}},{"$f":"$J490/$Q490","v":{"$error":"#DIV/0!"}},{"$f":"$K490/$Q490","v":{"$error":"#DIV/0!"}},{"$f":"$L490/$Q490","v":{"$error":"#DIV/0!"}},{"$f":"$M490/$Q490","v":{"$error":"#DIV/0!"}},{"$f":"$N490/$Q490","v":{"$error":"#DIV/0!"}},{"$f":"$O490/$Q490","v":{"$error":"#DIV/0!"}},{"$f":"$P490/$Q490","v":{"$error":"#DIV/0!"}},{"$f":"$Q490/$Q490","v":{"$error":"#DIV/0!"}},{"$f":"$R490/$Q490","v":{"$error":"#DIV/0!"}},{"$f":"$S490/$Q490","v":{"$error":"#DIV/0!"}},{"$f":"$T490/$Q490","v":{"$error":"#DIV/0!"}},{"$f":"$U490/$Q490","v":{"$error":"#DIV/0!"}},{"$f":"$V490/$Q490","v":{"$error":"#DIV/0!"}},{"$f":"$W490/$Q490","v":{"$error":"#DIV/0!"}},{"$f":"$X490/$Q490","v":{"$error":"#DIV/0!"}},{"$f":"$Y490/$Q490","v":{"$error":"#DIV/0!"}},{"$f":"$Z490/$Q490","v":{"$error":"#DIV/0!"}},{"$f":"$AA490/$Q490","v":{"$error":"#DIV/0!"}},{"$f":"$AB490/$Q490","v":{"$error":"#DIV/0!"}},{"$f":"$AC490/$Q490","v":{"$error":"#DIV/0!"}},{"$f":"$AD490/$Q490","v":{"$error":"#DIV/0!"}},{"$f":"$AE490/$Q490","v":{"$error":"#DIV/0!"}},{"$f":"$AF490/$Q490","v":{"$error":"#DIV/0!"}},{"$f":"$AG490/$Q490","v":{"$error":"#DIV/0!"}},{"$f":"$AH490/$Q490","v":{"$error":"#DIV/0!"}},{"$f":"$AI490/$Q490","v":{"$error":"#DIV/0!"}},{"$f":"$AJ490/$Q490","v":{"$error":"#DIV/0!"}},{"$f":"$AK490/$Q490","v":{"$error":"#DIV/0!"}},{"$f":"$AL490/$Q490","v":{"$error":"#DIV/0!"}},{"$f":"$AM490/$Q490","v":{"$error":"#DIV/0!"}},{"$f":"$AN490/$Q490","v":{"$error":"#DIV/0!"}},{"$f":"$AO490/$Q490","v":{"$error":"#DIV/0!"}},{"$f":"$AP490/$Q490","v":{"$error":"#DIV/0!"}},{"$f":"$AQ490/$Q490","v":{"$error":"#DIV/0!"}},{"$f":"$AR490/$Q490","v":{"$error":"#DIV/0!"}},{"$f":"$AS490/$Q490","v":{"$error":"#DIV/0!"}},"暖房COP比","βw"]
[null,null,"Σ",{"$f":"D$377*$D485","v":{"$error":"#DIV/0!"}},{"$f":"E$377*$E485","v":{"$error":"#DIV/0!"}},{"$f":"F$377*$F485","v":{"$error":"#DIV/0!"}},{"$f":"G$377*G$461","v":{"$error":"#DIV/0!"}},{"$f":"H$377*$H485","v":{"$error":"#DIV/0!"}},{"$f":"I$377*$I485","v":{"$error":"#DIV/0!"}},{"$f":"J$377*$J485","v":{"$error":"#DIV/0!"}},{"$f":"K$377*$K485","v":{"$error":"#DIV/0!"}},{"$f":"L$377*$L485","v":{"$error":"#DIV/0!"}},{"$f":"M$377*$M485","v":{"$error":"#DIV/0!"}},{"$f":"N$377*$N485","v":{"$error":"#DIV/0!"}},{"$f":"O$377*$O485","v":{"$error":"#DIV/0!"}},{"$f":"P$377*$P485","v":{"$error":"#DIV/0!"}},{"$f":"Q$377*$Q485","v":{"$error":"#DIV/0!"}},{"$f":"R$377*$R485","v":{"$error":"#DIV/0!"}},{"$f":"S$377*$S485","v":{"$error":"#DIV/0!"}},{"$f":"T$377*$T485","v":{"$error":"#DIV/0!"}},{"$f":"U$377*$U485","v":{"$error":"#DIV/0!"}},{"$f":"V$377*$V485","v":{"$error":"#DIV/0!"}},{"$f":"W$377*$W485","v":{"$error":"#DIV/0!"}},{"$f":"X$377*$X485","v":{"$error":"#DIV/0!"}},{"$f":"Y$377*$Y485","v":{"$error":"#DIV/0!"}},{"$f":"Z$377*$Z485","v":{"$error":"#DIV/0!"}},{"$f":"AA$377*$AA485","v":{"$error":"#DIV/0!"}},{"$f":"AB$377*$AB485","v":{"$error":"#DIV/0!"}},{"$f":"AC$377*$AC485","v":{"$error":"#DIV/0!"}},{"$f":"AD$377*$AD485","v":{"$error":"#DIV/0!"}},{"$f":"AE$377*$AE485","v":{"$error":"#DIV/0!"}},{"$f":"AF$377*$AF485","v":{"$error":"#DIV/0!"}},{"$f":"AG$377*$AG485","v":{"$error":"#DIV/0!"}},{"$f":"AH$377*$AH485","v":{"$error":"#DIV/0!"}},{"$f":"AI$377*$AI485","v":{"$error":"#DIV/0!"}},{"$f":"AJ$377*$AJ485","v":{"$error":"#DIV/0!"}},{"$f":"AK$377*$AK485","v":{"$error":"#DIV/0!"}},{"$f":"AL$377*$AL485","v":{"$error":"#DIV/0!"}},{"$f":"AM$377*$AM485","v":{"$error":"#DIV/0!"}},{"$f":"AN$377*$AN485","v":{"$error":"#DIV/0!"}},{"$f":"AO$377*$AO485","v":{"$error":"#DIV/0!"}},{"$f":"AP$377*$AP485","v":{"$error":"#DIV/0!"}},{"$f":"AQ$377*$AQ485","v":{"$error":"#DIV/0!"}},{"$f":"AR$377*$AR485","v":{"$error":"#DIV/0!"}},{"$f":"AS$377*$AS485","v":{"$error":"#DIV/0!"}},{"$f":"SUM(D492:AS492)","v":{"$error":"#DIV/0!"}},"Σ"]
[null,"後5","暖房時エネルギー消費量比",{"$f":"$D$378/$D499","v":{"$error":"#DIV/0!"}},{"$f":"$E$378/$E499","v":{"$error":"#DIV/0!"}},{"$f":"$F$378/$F499","v":{"$error":"#DIV/0!"}},{"$f":"$G$378/$G499","v":{"$error":"#DIV/0!"}},{"$f":"$H$378/$H499","v":{"$error":"#DIV/0!"}},{"$f":"$I$378/$I499","v":{"$error":"#DIV/0!"}},{"$f":"$J$378/$J499","v":{"$error":"#DIV/0!"}},{"$f":"$K$378/$K499","v":{"$error":"#DIV/0!"}},{"$f":"$L$378/$L499","v":{"$error":"#DIV/0!"}},{"$f":"$M$378/$M499","v":{"$error":"#DIV/0!"}},{"$f":"$N$378/$N499","v":{"$error":"#DIV/0!"}},{"$f":"$O$378/$O499","v":{"$error":"#DIV/0!"}},{"$f":"$P$378/$P499","v":{"$error":"#DIV/0!"}},{"$f":"$Q$378/$Q499","v":{"$error":"#DIV/0!"}},{"$f":"$R$378/$R499","v":{"$error":"#DIV/0!"}},{"$f":"$S$378/$S499","v":{"$error":"#DIV/0!"}},{"$f":"$T$378/$T499","v":{"$error":"#DIV/0!"}},{"$f":"$U$378/$U499","v":{"$error":"#DIV/0!"}},{"$f":"$V$378/$V499","v":{"$error":"#DIV/0!"}},{"$f":"$W$378/$W499","v":{"$error":"#DIV/0!"}},{"$f":"$X$378/$X499","v":{"$error":"#DIV/0!"}},{"$f":"$Y$378/$Y499","v":{"$error":"#DIV/0!"}},{"$f":"$Z$378/$Z499","v":{"$error":"#DIV/0!"}},{"$f":"$AA$378/$AA499","v":{"$error":"#DIV/0!"}},{"$f":"$AB$378/$AB499","v":{"$error":"#DIV/0!"}},{"$f":"$AC$378/$AC499","v":{"$error":"#DIV/0!"}},{"$f":"$AD$378/$AD499","v":{"$error":"#DIV/0!"}},{"$f":"$AE$378/$AE499","v":{"$error":"#DIV/0!"}},{"$f":"$AF$378/$AF499","v":{"$error":"#DIV/0!"}},{"$f":"$AG$378/$AG499","v":{"$error":"#DIV/0!"}},{"$f":"$AH$378/$AH499","v":{"$error":"#DIV/0!"}},{"$f":"$AI$378/$AI499","v":{"$error":"#DIV/0!"}},{"$f":"$AJ$378/$AJ499","v":{"$error":"#DIV/0!"}},{"$f":"$AK$378/$AK499","v":{"$error":"#DIV/0!"}},{"$f":"$AL$378/$AL499","v":{"$error":"#DIV/0!"}},{"$f":"$AM$378/$AM499","v":{"$error":"#DIV/0!"}},{"$f":"$AN$378/$AN499","v":{"$error":"#DIV/0!"}},{"$f":"$AO$378/$AO499","v":{"$error":"#DIV/0!"}},{"$f":"$AP$378/$AP499","v":{"$error":"#DIV/0!"}},{"$f":"$AQ$378/$AQ499","v":{"$error":"#DIV/0!"}},{"$f":"$AR$378/$AR499","v":{"$error":"#DIV/0!"}},{"$f":"$AS$378/$AS499","v":{"$error":"#DIV/0!"}},"暖房時エネルギー消費量比","εw"]
[null,null,"暖房能力",{"$f":"($U$47-0.65*$U$47)/14*(D$364-7)+$U$47","v":0},0,0,0,0,0,0,0,0,0,0,0,0,0,0,0,0,0,0,0,0,0,0,0,0,0,0,0,0,0,0,0,0,0,0,0,0,0,0,0,0,0,"暖房能力","Φw"]
[null,null,"着霜域暖房能力",{"$f":"D494/1.12","v":0},{"$f":"E494/1.12","v":0},{"$f":"F494/1.12","v":0},0,0,0,0,0,0,0,0,null,null,null,null,null,null,null,null,null,null,null,null,null,null,null,null,null,null,null,null,null,null,null,null,null,null,null,null,null,null,null,"着霜域暖房能力","Φwf"]
[null,null,"暖房ガス消費量",{"$f":"($U$48-0.93*$U$48)/14*(D$364-7)+$U$48","v":0},0,0,0,0,0,0,0,0,0,0,0,0,0,0,0,0,0,0,0,0,0,0,0,0,0,0,0,0,0,0,0,0,0,0,0,0,0,0,0,0,0,"暖房ガス消費量","Pw"]
[null,null,"着霜域暖房ガス消費量",{"$f":"D496/1.06","v":0},0,0,0,0,0,0,0,0,0,0,null,null,null,null,null,null,null,null,null,null,null,null,null,null,null,null,null,null,null,null,null,null,null,null,null,null,null,null,null,null,null,"着霜域暖房ガス消費量","Pwf"]
[null,null,"暖房COP",{"$f":"D495/(D497+$U$49*$I$46*D$378)","v":{"$error":"#DIV/0!"}},{"$f":"E495/(E497+$U$49*$I$46*E$378)","v":{"$error":"#DIV/0!"}},{"$error":"#DIV/0!"},{"$error":"#DIV/0!"},{"$error":"#DIV/0!"},{"$error":"#DIV/0!"},{"$error":"#DIV/0!"},{"$error":"#DIV/0!"},{"$error":"#DIV/0!"},{"$error":"#DIV/0!"},{"$f":"N495/(N497+$U$49*$I$46*N$378)","v":{"$error":"#DIV/0!"}},{"$f":"O494/(O496+$U$49*$I$46*O$378)","v":{"$error":"#DIV/0!"}},{"$f":"P494/(P496+$U$49*$I$46*P$378)","v":{"$error":"#DIV/0!"}},{"$error":"#DIV/0!"},{"$error":"#DIV/0!"},{"$error":"#DIV/0!"},{"$error":"#DIV/0!"},{"$error":"#DIV/0!"},{"$error":"#DIV/0!"},{"$error":"#DIV/0!"},{"$error":"#DIV/0!"},{"$error":"#DIV/0!"},{"$error":"#DIV/0!"},{"$error":"#DIV/0!"},{"$error":"#DIV/0!"},{"$error":"#DIV/0!"},{"$error":"#DIV/0!"},{"$error":"#DIV/0!"},{"$error":"#DIV/0!"},{"$error":"#DIV/0!"},{"$error":"#DIV/0!"},{"$error":"#DIV/0!"},{"$error":"#DIV/0!"},{"$error":"#DIV/0!"},{"$error":"#DIV/0!"},{"$error":"#DIV/0!"},{"$error":"#DIV/0!"},{"$error":"#DIV/0!"},{"$error":"#DIV/0!"},{"$error":"#DIV/0!"},{"$error":"#DIV/0!"},{"$error":"#DIV/0!"},"暖房COP","σw"]
[null,null,"暖房COP比",{"$f":"$D498/$Q498","v":{"$error":"#DIV/0!"}},{"$f":"$E498/$Q498","v":{"$error":"#DIV/0!"}},{"$f":"$F498/$Q498","v":{"$error":"#DIV/0!"}},{"$f":"$G498/$Q498","v":{"$error":"#DIV/0!"}},{"$f":"$H498/$Q498","v":{"$error":"#DIV/0!"}},{"$f":"$I498/$Q498","v":{"$error":"#DIV/0!"}},{"$f":"$J498/$Q498","v":{"$error":"#DIV/0!"}},{"$f":"$K498/$Q498","v":{"$error":"#DIV/0!"}},{"$f":"$L498/$Q498","v":{"$error":"#DIV/0!"}},{"$f":"$M498/$Q498","v":{"$error":"#DIV/0!"}},{"$f":"$N498/$Q498","v":{"$error":"#DIV/0!"}},{"$f":"$O498/$Q498","v":{"$error":"#DIV/0!"}},{"$f":"$P498/$Q498","v":{"$error":"#DIV/0!"}},{"$f":"$Q498/$Q498","v":{"$error":"#DIV/0!"}},{"$f":"$R498/$Q498","v":{"$error":"#DIV/0!"}},{"$f":"$S498/$Q498","v":{"$error":"#DIV/0!"}},{"$f":"$T498/$Q498","v":{"$error":"#DIV/0!"}},{"$f":"$U498/$Q498","v":{"$error":"#DIV/0!"}},{"$f":"$V498/$Q498","v":{"$error":"#DIV/0!"}},{"$f":"$W498/$Q498","v":{"$error":"#DIV/0!"}},{"$f":"$X498/$Q498","v":{"$error":"#DIV/0!"}},{"$f":"$Y498/$Q498","v":{"$error":"#DIV/0!"}},{"$f":"$Z498/$Q498","v":{"$error":"#DIV/0!"}},{"$f":"$AA498/$Q498","v":{"$error":"#DIV/0!"}},{"$f":"$AB498/$Q498","v":{"$error":"#DIV/0!"}},{"$f":"$AC498/$Q498","v":{"$error":"#DIV/0!"}},{"$f":"$AD498/$Q498","v":{"$error":"#DIV/0!"}},{"$f":"$AE498/$Q498","v":{"$error":"#DIV/0!"}},{"$f":"$AF498/$Q498","v":{"$error":"#DIV/0!"}},{"$f":"$AG498/$Q498","v":{"$error":"#DIV/0!"}},{"$f":"$AH498/$Q498","v":{"$error":"#DIV/0!"}},{"$f":"$AI498/$Q498","v":{"$error":"#DIV/0!"}},{"$f":"$AJ498/$Q498","v":{"$error":"#DIV/0!"}},{"$f":"$AK498/$Q498","v":{"$error":"#DIV/0!"}},{"$f":"$AL498/$Q498","v":{"$error":"#DIV/0!"}},{"$f":"$AM498/$Q498","v":{"$error":"#DIV/0!"}},{"$f":"$AN498/$Q498","v":{"$error":"#DIV/0!"}},{"$f":"$AO498/$Q498","v":{"$error":"#DIV/0!"}},{"$f":"$AP498/$Q498","v":{"$error":"#DIV/0!"}},{"$f":"$AQ498/$Q498","v":{"$error":"#DIV/0!"}},{"$f":"$AR498/$Q498","v":{"$error":"#DIV/0!"}},{"$f":"$AS498/$Q498","v":{"$error":"#DIV/0!"}},"暖房COP比","βw"]
[null,null,"Σ",{"$f":"D$377*$D493","v":{"$error":"#DIV/0!"}},{"$f":"E$377*$E493","v":{"$error":"#DIV/0!"}},{"$f":"F$377*$F493","v":{"$error":"#DIV/0!"}},{"$f":"G$377*G$461","v":{"$error":"#DIV/0!"}},{"$f":"H$377*$H493","v":{"$error":"#DIV/0!"}},{"$f":"I$377*$I493","v":{"$error":"#DIV/0!"}},{"$f":"J$377*$J493","v":{"$error":"#DIV/0!"}},{"$f":"K$377*$K493","v":{"$error":"#DIV/0!"}},{"$f":"L$377*$L493","v":{"$error":"#DIV/0!"}},{"$f":"M$377*$M493","v":{"$error":"#DIV/0!"}},{"$f":"N$377*$N493","v":{"$error":"#DIV/0!"}},{"$f":"O$377*$O493","v":{"$error":"#DIV/0!"}},{"$f":"P$377*$P493","v":{"$error":"#DIV/0!"}},{"$f":"Q$377*$Q493","v":{"$error":"#DIV/0!"}},{"$f":"R$377*$R493","v":{"$error":"#DIV/0!"}},{"$f":"S$377*$S493","v":{"$error":"#DIV/0!"}},{"$f":"T$377*$T493","v":{"$error":"#DIV/0!"}},{"$f":"U$377*$U493","v":{"$error":"#DIV/0!"}},{"$f":"V$377*$V493","v":{"$error":"#DIV/0!"}},{"$f":"W$377*$W493","v":{"$error":"#DIV/0!"}},{"$f":"X$377*$X493","v":{"$error":"#DIV/0!"}},{"$f":"Y$377*$Y493","v":{"$error":"#DIV/0!"}},{"$f":"Z$377*$Z493","v":{"$error":"#DIV/0!"}},{"$f":"AA$377*$AA493","v":{"$error":"#DIV/0!"}},{"$f":"AB$377*$AB493","v":{"$error":"#DIV/0!"}},{"$f":"AC$377*$AC493","v":{"$error":"#DIV/0!"}},{"$f":"AD$377*$AD493","v":{"$error":"#DIV/0!"}},{"$f":"AE$377*$AE493","v":{"$error":"#DIV/0!"}},{"$f":"AF$377*$AF493","v":{"$error":"#DIV/0!"}},{"$f":"AG$377*$AG493","v":{"$error":"#DIV/0!"}},{"$f":"AH$377*$AH493","v":{"$error":"#DIV/0!"}},{"$f":"AI$377*$AI493","v":{"$error":"#DIV/0!"}},{"$f":"AJ$377*$AJ493","v":{"$error":"#DIV/0!"}},{"$f":"AK$377*$AK493","v":{"$error":"#DIV/0!"}},{"$f":"AL$377*$AL493","v":{"$error":"#DIV/0!"}},{"$f":"AM$377*$AM493","v":{"$error":"#DIV/0!"}},{"$f":"AN$377*$AN493","v":{"$error":"#DIV/0!"}},{"$f":"AO$377*$AO493","v":{"$error":"#DIV/0!"}},{"$f":"AP$377*$AP493","v":{"$error":"#DIV/0!"}},{"$f":"AQ$377*$AQ493","v":{"$error":"#DIV/0!"}},{"$f":"AR$377*$AR493","v":{"$error":"#DIV/0!"}},{"$f":"AS$377*$AS493","v":{"$error":"#DIV/0!"}},{"$f":"SUM(D500:AS500)","v":{"$error":"#DIV/0!"}},"Σ"]
[null,"後6","暖房時エネルギー消費量比",{"$f":"$D$378/$D507","v":{"$error":"#DIV/0!"}},{"$f":"$E$378/$E507","v":{"$error":"#DIV/0!"}},{"$f":"$F$378/$F507","v":{"$error":"#DIV/0!"}},{"$f":"$G$378/$G507","v":{"$error":"#DIV/0!"}},{"$f":"$H$378/$H507","v":{"$error":"#DIV/0!"}},{"$f":"$I$378/$I507","v":{"$error":"#DIV/0!"}},{"$f":"$J$378/$J507","v":{"$error":"#DIV/0!"}},{"$f":"$K$378/$K507","v":{"$error":"#DIV/0!"}},{"$f":"$L$378/$L507","v":{"$error":"#DIV/0!"}},{"$f":"$M$378/$M507","v":{"$error":"#DIV/0!"}},{"$f":"$N$378/$N507","v":{"$error":"#DIV/0!"}},{"$f":"$O$378/$O507","v":{"$error":"#DIV/0!"}},{"$f":"$P$378/$P507","v":{"$error":"#DIV/0!"}},{"$f":"$Q$378/$Q507","v":{"$error":"#DIV/0!"}},{"$f":"$R$378/$R507","v":{"$error":"#DIV/0!"}},{"$f":"$S$378/$S507","v":{"$error":"#DIV/0!"}},{"$f":"$T$378/$T507","v":{"$error":"#DIV/0!"}},{"$f":"$U$378/$U507","v":{"$error":"#DIV/0!"}},{"$f":"$V$378/$V507","v":{"$error":"#DIV/0!"}},{"$f":"$W$378/$W507","v":{"$error":"#DIV/0!"}},{"$f":"$X$378/$X507","v":{"$error":"#DIV/0!"}},{"$f":"$Y$378/$Y507","v":{"$error":"#DIV/0!"}},{"$f":"$Z$378/$Z507","v":{"$error":"#DIV/0!"}},{"$f":"$AA$378/$AA507","v":{"$error":"#DIV/0!"}},{"$f":"$AB$378/$AB507","v":{"$error":"#DIV/0!"}},{"$f":"$AC$378/$AC507","v":{"$error":"#DIV/0!"}},{"$f":"$AD$378/$AD507","v":{"$error":"#DIV/0!"}},{"$f":"$AE$378/$AE507","v":{"$error":"#DIV/0!"}},{"$f":"$AF$378/$AF507","v":{"$error":"#DIV/0!"}},{"$f":"$AG$378/$AG507","v":{"$error":"#DIV/0!"}},{"$f":"$AH$378/$AH507","v":{"$error":"#DIV/0!"}},{"$f":"$AI$378/$AI507","v":{"$error":"#DIV/0!"}},{"$f":"$AJ$378/$AJ507","v":{"$error":"#DIV/0!"}},{"$f":"$AK$378/$AK507","v":{"$error":"#DIV/0!"}},{"$f":"$AL$378/$AL507","v":{"$error":"#DIV/0!"}},{"$f":"$AM$378/$AM507","v":{"$error":"#DIV/0!"}},{"$f":"$AN$378/$AN507","v":{"$error":"#DIV/0!"}},{"$f":"$AO$378/$AO507","v":{"$error":"#DIV/0!"}},{"$f":"$AP$378/$AP507","v":{"$error":"#DIV/0!"}},{"$f":"$AQ$378/$AQ507","v":{"$error":"#DIV/0!"}},{"$f":"$AR$378/$AR507","v":{"$error":"#DIV/0!"}},{"$f":"$AS$378/$AS507","v":{"$error":"#DIV/0!"}},"暖房時エネルギー消費量比","εw"]
[null,null,"暖房能力",{"$f":"($V$47-0.65*$V$47)/14*(D$364-7)+$V$47","v":0},0,0,0,0,0,0,0,0,0,0,0,0,0,0,0,0,0,0,0,0,0,0,0,0,0,0,0,0,0,0,0,0,0,0,0,0,0,0,0,0,0,"暖房能力","Φw"]
[null,null,"着霜域暖房能力",{"$f":"D502/1.12","v":0},{"$f":"E502/1.12","v":0},{"$f":"F502/1.12","v":0},0,0,0,0,0,0,0,0,null,null,null,null,null,null,null,null,null,null,null,null,null,null,null,null,null,null,null,null,null,null,null,null,null,null,null,null,null,null,null,"着霜域暖房能力","Φwf"]
[null,null,"暖房ガス消費量",{"$f":"($V$48-0.93*$V$48)/14*(D$364-7)+$V$48","v":0},0,0,0,0,0,0,0,0,0,0,0,0,0,0,0,0,0,0,0,0,0,0,0,0,0,0,0,0,0,0,0,0,0,0,0,0,0,0,0,0,0,"暖房ガス消費量","Pw"]
[null,null,"着霜域暖房ガス消費量",{"$f":"D504/1.06","v":0},0,0,0,0,0,0,0,0,0,0,null,null,null,null,null,null,null,null,null,null,null,null,null,null,null,null,null,null,null,null,null,null,null,null,null,null,null,null,null,null,null,"着霜域暖房ガス消費量","Pwf"]
[null,null,"暖房COP",{"$f":"D503/(D505+$V$49*$I$46*D$378)","v":{"$error":"#DIV/0!"}},{"$f":"E503/(E505+$V$49*$I$46*E$378)","v":{"$error":"#DIV/0!"}},{"$error":"#DIV/0!"},{"$error":"#DIV/0!"},{"$error":"#DIV/0!"},{"$error":"#DIV/0!"},{"$error":"#DIV/0!"},{"$error":"#DIV/0!"},{"$error":"#DIV/0!"},{"$error":"#DIV/0!"},{"$f":"N503/(N505+$V$49*$I$46*N$378)","v":{"$error":"#DIV/0!"}},{"$f":"O502/(O504+$V$49*$I$46*O$378)","v":{"$error":"#DIV/0!"}},{"$f":"P502/(P504+$V$49*$I$46*P$378)","v":{"$error":"#DIV/0!"}},{"$error":"#DIV/0!"},{"$error":"#DIV/0!"},{"$error":"#DIV/0!"},{"$error":"#DIV/0!"},{"$error":"#DIV/0!"},{"$error":"#DIV/0!"},{"$error":"#DIV/0!"},{"$error":"#DIV/0!"},{"$error":"#DIV/0!"},{"$error":"#DIV/0!"},{"$error":"#DIV/0!"},{"$error":"#DIV/0!"},{"$error":"#DIV/0!"},{"$error":"#DIV/0!"},{"$error":"#DIV/0!"},{"$error":"#DIV/0!"},{"$error":"#DIV/0!"},{"$error":"#DIV/0!"},{"$error":"#DIV/0!"},{"$error":"#DIV/0!"},{"$error":"#DIV/0!"},{"$error":"#DIV/0!"},{"$error":"#DIV/0!"},{"$error":"#DIV/0!"},{"$error":"#DIV/0!"},{"$error":"#DIV/0!"},{"$error":"#DIV/0!"},{"$error":"#DIV/0!"},{"$error":"#DIV/0!"},"暖房COP","σw"]
[null,null,"暖房COP比",{"$f":"$D506/$Q506","v":{"$error":"#DIV/0!"}},{"$f":"$E506/$Q506","v":{"$error":"#DIV/0!"}},{"$f":"$F506/$Q506","v":{"$error":"#DIV/0!"}},{"$f":"$G506/$Q506","v":{"$error":"#DIV/0!"}},{"$f":"$H506/$Q506","v":{"$error":"#DIV/0!"}},{"$f":"$I506/$Q506","v":{"$error":"#DIV/0!"}},{"$f":"$J506/$Q506","v":{"$error":"#DIV/0!"}},{"$f":"$K506/$Q506","v":{"$error":"#DIV/0!"}},{"$f":"$L506/$Q506","v":{"$error":"#DIV/0!"}},{"$f":"$M506/$Q506","v":{"$error":"#DIV/0!"}},{"$f":"$N506/$Q506","v":{"$error":"#DIV/0!"}},{"$f":"$O506/$Q506","v":{"$error":"#DIV/0!"}},{"$f":"$P506/$Q506","v":{"$error":"#DIV/0!"}},{"$f":"$Q506/$Q506","v":{"$error":"#DIV/0!"}},{"$f":"$R506/$Q506","v":{"$error":"#DIV/0!"}},{"$f":"$S506/$Q506","v":{"$error":"#DIV/0!"}},{"$f":"$T506/$Q506","v":{"$error":"#DIV/0!"}},{"$f":"$U506/$Q506","v":{"$error":"#DIV/0!"}},{"$f":"$V506/$Q506","v":{"$error":"#DIV/0!"}},{"$f":"$W506/$Q506","v":{"$error":"#DIV/0!"}},{"$f":"$X506/$Q506","v":{"$error":"#DIV/0!"}},{"$f":"$Y506/$Q506","v":{"$error":"#DIV/0!"}},{"$f":"$Z506/$Q506","v":{"$error":"#DIV/0!"}},{"$f":"$AA506/$Q506","v":{"$error":"#DIV/0!"}},{"$f":"$AB506/$Q506","v":{"$error":"#DIV/0!"}},{"$f":"$AC506/$Q506","v":{"$error":"#DIV/0!"}},{"$f":"$AD506/$Q506","v":{"$error":"#DIV/0!"}},{"$f":"$AE506/$Q506","v":{"$error":"#DIV/0!"}},{"$f":"$AF506/$Q506","v":{"$error":"#DIV/0!"}},{"$f":"$AG506/$Q506","v":{"$error":"#DIV/0!"}},{"$f":"$AH506/$Q506","v":{"$error":"#DIV/0!"}},{"$f":"$AI506/$Q506","v":{"$error":"#DIV/0!"}},{"$f":"$AJ506/$Q506","v":{"$error":"#DIV/0!"}},{"$f":"$AK506/$Q506","v":{"$error":"#DIV/0!"}},{"$f":"$AL506/$Q506","v":{"$error":"#DIV/0!"}},{"$f":"$AM506/$Q506","v":{"$error":"#DIV/0!"}},{"$f":"$AN506/$Q506","v":{"$error":"#DIV/0!"}},{"$f":"$AO506/$Q506","v":{"$error":"#DIV/0!"}},{"$f":"$AP506/$Q506","v":{"$error":"#DIV/0!"}},{"$f":"$AQ506/$Q506","v":{"$error":"#DIV/0!"}},{"$f":"$AR506/$Q506","v":{"$error":"#DIV/0!"}},{"$f":"$AS506/$Q506","v":{"$error":"#DIV/0!"}},"暖房COP比","βw"]
[null,null,"Σ",{"$f":"D$377*$D501","v":{"$error":"#DIV/0!"}},{"$f":"E$377*$E501","v":{"$error":"#DIV/0!"}},{"$f":"F$377*$F501","v":{"$error":"#DIV/0!"}},{"$f":"G$377*G$461","v":{"$error":"#DIV/0!"}},{"$f":"H$377*$H501","v":{"$error":"#DIV/0!"}},{"$f":"I$377*$I501","v":{"$error":"#DIV/0!"}},{"$f":"J$377*$J501","v":{"$error":"#DIV/0!"}},{"$f":"K$377*$K501","v":{"$error":"#DIV/0!"}},{"$f":"L$377*$L501","v":{"$error":"#DIV/0!"}},{"$f":"M$377*$M501","v":{"$error":"#DIV/0!"}},{"$f":"N$377*$N501","v":{"$error":"#DIV/0!"}},{"$f":"O$377*$O501","v":{"$error":"#DIV/0!"}},{"$f":"P$377*$P501","v":{"$error":"#DIV/0!"}},{"$f":"Q$377*$Q501","v":{"$error":"#DIV/0!"}},{"$f":"R$377*$R501","v":{"$error":"#DIV/0!"}},{"$f":"S$377*$S501","v":{"$error":"#DIV/0!"}},{"$f":"T$377*$T501","v":{"$error":"#DIV/0!"}},{"$f":"U$377*$U501","v":{"$error":"#DIV/0!"}},{"$f":"V$377*$V501","v":{"$error":"#DIV/0!"}},{"$f":"W$377*$W501","v":{"$error":"#DIV/0!"}},{"$f":"X$377*$X501","v":{"$error":"#DIV/0!"}},{"$f":"Y$377*$Y501","v":{"$error":"#DIV/0!"}},{"$f":"Z$377*$Z501","v":{"$error":"#DIV/0!"}},{"$f":"AA$377*$AA501","v":{"$error":"#DIV/0!"}},{"$f":"AB$377*$AB501","v":{"$error":"#DIV/0!"}},{"$f":"AC$377*$AC501","v":{"$error":"#DIV/0!"}},{"$f":"AD$377*$AD501","v":{"$error":"#DIV/0!"}},{"$f":"AE$377*$AE501","v":{"$error":"#DIV/0!"}},{"$f":"AF$377*$AF501","v":{"$error":"#DIV/0!"}},{"$f":"AG$377*$AG501","v":{"$error":"#DIV/0!"}},{"$f":"AH$377*$AH501","v":{"$error":"#DIV/0!"}},{"$f":"AI$377*$AI501","v":{"$error":"#DIV/0!"}},{"$f":"AJ$377*$AJ501","v":{"$error":"#DIV/0!"}},{"$f":"AK$377*$AK501","v":{"$error":"#DIV/0!"}},{"$f":"AL$377*$AL501","v":{"$error":"#DIV/0!"}},{"$f":"AM$377*$AM501","v":{"$error":"#DIV/0!"}},{"$f":"AN$377*$AN501","v":{"$error":"#DIV/0!"}},{"$f":"AO$377*$AO501","v":{"$error":"#DIV/0!"}},{"$f":"AP$377*$AP501","v":{"$error":"#DIV/0!"}},{"$f":"AQ$377*$AQ501","v":{"$error":"#DIV/0!"}},{"$f":"AR$377*$AR501","v":{"$error":"#DIV/0!"}},{"$f":"AS$377*$AS501","v":{"$error":"#DIV/0!"}},{"$f":"SUM(D508:AS508)","v":{"$error":"#DIV/0!"}},"Σ"]
[null,"後7","暖房時エネルギー消費量比",{"$f":"$D$378/$D515","v":{"$error":"#DIV/0!"}},{"$f":"$E$378/$E515","v":{"$error":"#DIV/0!"}},{"$f":"$F$378/$F515","v":{"$error":"#DIV/0!"}},{"$f":"$G$378/$G515","v":{"$error":"#DIV/0!"}},{"$f":"$H$378/$H515","v":{"$error":"#DIV/0!"}},{"$f":"$I$378/$I515","v":{"$error":"#DIV/0!"}},{"$f":"$J$378/$J515","v":{"$error":"#DIV/0!"}},{"$f":"$K$378/$K515","v":{"$error":"#DIV/0!"}},{"$f":"$L$378/$L515","v":{"$error":"#DIV/0!"}},{"$f":"$M$378/$M515","v":{"$error":"#DIV/0!"}},{"$f":"$N$378/$N515","v":{"$error":"#DIV/0!"}},{"$f":"$O$378/$O515","v":{"$error":"#DIV/0!"}},{"$f":"$P$378/$P515","v":{"$error":"#DIV/0!"}},{"$f":"$Q$378/$Q515","v":{"$error":"#DIV/0!"}},{"$f":"$R$378/$R515","v":{"$error":"#DIV/0!"}},{"$f":"$S$378/$S515","v":{"$error":"#DIV/0!"}},{"$f":"$T$378/$T515","v":{"$error":"#DIV/0!"}},{"$f":"$U$378/$U515","v":{"$error":"#DIV/0!"}},{"$f":"$V$378/$V515","v":{"$error":"#DIV/0!"}},{"$f":"$W$378/$W515","v":{"$error":"#DIV/0!"}},{"$f":"$X$378/$X515","v":{"$error":"#DIV/0!"}},{"$f":"$Y$378/$Y515","v":{"$error":"#DIV/0!"}},{"$f":"$Z$378/$Z515","v":{"$error":"#DIV/0!"}},{"$f":"$AA$378/$AA515","v":{"$error":"#DIV/0!"}},{"$f":"$AB$378/$AB515","v":{"$error":"#DIV/0!"}},{"$f":"$AC$378/$AC515","v":{"$error":"#DIV/0!"}},{"$f":"$AD$378/$AD515","v":{"$error":"#DIV/0!"}},{"$f":"$AE$378/$AE515","v":{"$error":"#DIV/0!"}},{"$f":"$AF$378/$AF515","v":{"$error":"#DIV/0!"}},{"$f":"$AG$378/$AG515","v":{"$error":"#DIV/0!"}},{"$f":"$AH$378/$AH515","v":{"$error":"#DIV/0!"}},{"$f":"$AI$378/$AI515","v":{"$error":"#DIV/0!"}},{"$f":"$AJ$378/$AJ515","v":{"$error":"#DIV/0!"}},{"$f":"$AK$378/$AK515","v":{"$error":"#DIV/0!"}},{"$f":"$AL$378/$AL515","v":{"$error":"#DIV/0!"}},{"$f":"$AM$378/$AM515","v":{"$error":"#DIV/0!"}},{"$f":"$AN$378/$AN515","v":{"$error":"#DIV/0!"}},{"$f":"$AO$378/$AO515","v":{"$error":"#DIV/0!"}},{"$f":"$AP$378/$AP515","v":{"$error":"#DIV/0!"}},{"$f":"$AQ$378/$AQ515","v":{"$error":"#DIV/0!"}},{"$f":"$AR$378/$AR515","v":{"$error":"#DIV/0!"}},{"$f":"$AS$378/$AS515","v":{"$error":"#DIV/0!"}},"暖房時エネルギー消費量比","εw"]
[null,null,"暖房能力",{"$f":"($W$47-0.65*$W$47)/14*(D$364-7)+$W$47","v":0},0,0,0,0,0,0,0,0,0,0,0,0,0,0,0,0,0,0,0,0,0,0,0,0,0,0,0,0,0,0,0,0,0,0,0,0,0,0,0,0,0,"暖房能力","Φw"]
[null,null,"着霜域暖房能力",{"$f":"D510/1.12","v":0},{"$f":"E510/1.12","v":0},{"$f":"F510/1.12","v":0},0,0,0,0,0,0,0,0,null,null,null,null,null,null,null,null,null,null,null,null,null,null,null,null,null,null,null,null,null,null,null,null,null,null,null,null,null,null,null,"着霜域暖房能力","Φwf"]
[null,null,"暖房ガス消費量",{"$f":"($W$48-0.93*$W$48)/14*(D$364-7)+$W$48","v":0},0,0,0,0,0,0,0,0,0,0,0,0,0,0,0,0,0,0,0,0,0,0,0,0,0,0,0,0,0,0,0,0,0,0,0,0,0,0,0,0,0,"暖房ガス消費量","Pw"]
[null,null,"着霜域暖房ガス消費量",{"$f":"D512/1.06","v":0},0,0,0,0,0,0,0,0,0,0,null,null,null,null,null,null,null,null,null,null,null,null,null,null,null,null,null,null,null,null,null,null,null,null,null,null,null,null,null,null,null,"着霜域暖房ガス消費量","Pwf"]
[null,null,"暖房COP",{"$f":"D511/(D513+$W$49*$I$46*D$378)","v":{"$error":"#DIV/0!"}},{"$f":"E511/(E513+$W$49*$I$46*E$378)","v":{"$error":"#DIV/0!"}},{"$error":"#DIV/0!"},{"$error":"#DIV/0!"},{"$error":"#DIV/0!"},{"$error":"#DIV/0!"},{"$error":"#DIV/0!"},{"$error":"#DIV/0!"},{"$error":"#DIV/0!"},{"$error":"#DIV/0!"},{"$f":"N511/(N513+$W$49*$I$46*N$378)","v":{"$error":"#DIV/0!"}},{"$f":"O510/(O512+$W$49*$I$46*O$378)","v":{"$error":"#DIV/0!"}},{"$f":"P510/(P512+$W$49*$I$46*P$378)","v":{"$error":"#DIV/0!"}},{"$error":"#DIV/0!"},{"$error":"#DIV/0!"},{"$error":"#DIV/0!"},{"$error":"#DIV/0!"},{"$error":"#DIV/0!"},{"$error":"#DIV/0!"},{"$error":"#DIV/0!"},{"$error":"#DIV/0!"},{"$error":"#DIV/0!"},{"$error":"#DIV/0!"},{"$error":"#DIV/0!"},{"$error":"#DIV/0!"},{"$error":"#DIV/0!"},{"$error":"#DIV/0!"},{"$error":"#DIV/0!"},{"$error":"#DIV/0!"},{"$error":"#DIV/0!"},{"$error":"#DIV/0!"},{"$error":"#DIV/0!"},{"$error":"#DIV/0!"},{"$error":"#DIV/0!"},{"$error":"#DIV/0!"},{"$error":"#DIV/0!"},{"$error":"#DIV/0!"},{"$error":"#DIV/0!"},{"$error":"#DIV/0!"},{"$error":"#DIV/0!"},{"$error":"#DIV/0!"},{"$error":"#DIV/0!"},"暖房COP","σw"]
[null,null,"暖房COP比",{"$f":"$D514/$Q514","v":{"$error":"#DIV/0!"}},{"$f":"$E514/$Q514","v":{"$error":"#DIV/0!"}},{"$f":"$F514/$Q514","v":{"$error":"#DIV/0!"}},{"$f":"$G514/$Q514","v":{"$error":"#DIV/0!"}},{"$f":"$H514/$Q514","v":{"$error":"#DIV/0!"}},{"$f":"$I514/$Q514","v":{"$error":"#DIV/0!"}},{"$f":"$J514/$Q514","v":{"$error":"#DIV/0!"}},{"$f":"$K514/$Q514","v":{"$error":"#DIV/0!"}},{"$f":"$L514/$Q514","v":{"$error":"#DIV/0!"}},{"$f":"$M514/$Q514","v":{"$error":"#DIV/0!"}},{"$f":"$N514/$Q514","v":{"$error":"#DIV/0!"}},{"$f":"$O514/$Q514","v":{"$error":"#DIV/0!"}},{"$f":"$P514/$Q514","v":{"$error":"#DIV/0!"}},{"$f":"$Q514/$Q514","v":{"$error":"#DIV/0!"}},{"$f":"$R514/$Q514","v":{"$error":"#DIV/0!"}},{"$f":"$S514/$Q514","v":{"$error":"#DIV/0!"}},{"$f":"$T514/$Q514","v":{"$error":"#DIV/0!"}},{"$f":"$U514/$Q514","v":{"$error":"#DIV/0!"}},{"$f":"$V514/$Q514","v":{"$error":"#DIV/0!"}},{"$f":"$W514/$Q514","v":{"$error":"#DIV/0!"}},{"$f":"$X514/$Q514","v":{"$error":"#DIV/0!"}},{"$f":"$Y514/$Q514","v":{"$error":"#DIV/0!"}},{"$f":"$Z514/$Q514","v":{"$error":"#DIV/0!"}},{"$f":"$AA514/$Q514","v":{"$error":"#DIV/0!"}},{"$f":"$AB514/$Q514","v":{"$error":"#DIV/0!"}},{"$f":"$AC514/$Q514","v":{"$error":"#DIV/0!"}},{"$f":"$AD514/$Q514","v":{"$error":"#DIV/0!"}},{"$f":"$AE514/$Q514","v":{"$error":"#DIV/0!"}},{"$f":"$AF514/$Q514","v":{"$error":"#DIV/0!"}},{"$f":"$AG514/$Q514","v":{"$error":"#DIV/0!"}},{"$f":"$AH514/$Q514","v":{"$error":"#DIV/0!"}},{"$f":"$AI514/$Q514","v":{"$error":"#DIV/0!"}},{"$f":"$AJ514/$Q514","v":{"$error":"#DIV/0!"}},{"$f":"$AK514/$Q514","v":{"$error":"#DIV/0!"}},{"$f":"$AL514/$Q514","v":{"$error":"#DIV/0!"}},{"$f":"$AM514/$Q514","v":{"$error":"#DIV/0!"}},{"$f":"$AN514/$Q514","v":{"$error":"#DIV/0!"}},{"$f":"$AO514/$Q514","v":{"$error":"#DIV/0!"}},{"$f":"$AP514/$Q514","v":{"$error":"#DIV/0!"}},{"$f":"$AQ514/$Q514","v":{"$error":"#DIV/0!"}},{"$f":"$AR514/$Q514","v":{"$error":"#DIV/0!"}},{"$f":"$AS514/$Q514","v":{"$error":"#DIV/0!"}},"暖房COP比","βw"]
[null,null,"Σ",{"$f":"D$377*$D509","v":{"$error":"#DIV/0!"}},{"$f":"E$377*$E509","v":{"$error":"#DIV/0!"}},{"$f":"F$377*$F509","v":{"$error":"#DIV/0!"}},{"$f":"G$377*G$461","v":{"$error":"#DIV/0!"}},{"$f":"H$377*$H509","v":{"$error":"#DIV/0!"}},{"$f":"I$377*$I509","v":{"$error":"#DIV/0!"}},{"$f":"J$377*$J509","v":{"$error":"#DIV/0!"}},{"$f":"K$377*$K509","v":{"$error":"#DIV/0!"}},{"$f":"L$377*$L509","v":{"$error":"#DIV/0!"}},{"$f":"M$377*$M509","v":{"$error":"#DIV/0!"}},{"$f":"N$377*$N509","v":{"$error":"#DIV/0!"}},{"$f":"O$377*$O509","v":{"$error":"#DIV/0!"}},{"$f":"P$377*$P509","v":{"$error":"#DIV/0!"}},{"$f":"Q$377*$Q509","v":{"$error":"#DIV/0!"}},{"$f":"R$377*$R509","v":{"$error":"#DIV/0!"}},{"$f":"S$377*$S509","v":{"$error":"#DIV/0!"}},{"$f":"T$377*$T509","v":{"$error":"#DIV/0!"}},{"$f":"U$377*$U509","v":{"$error":"#DIV/0!"}},{"$f":"V$377*$V509","v":{"$error":"#DIV/0!"}},{"$f":"W$377*$W509","v":{"$error":"#DIV/0!"}},{"$f":"X$377*$X509","v":{"$error":"#DIV/0!"}},{"$f":"Y$377*$Y509","v":{"$error":"#DIV/0!"}},{"$f":"Z$377*$Z509","v":{"$error":"#DIV/0!"}},{"$f":"AA$377*$AA509","v":{"$error":"#DIV/0!"}},{"$f":"AB$377*$AB509","v":{"$error":"#DIV/0!"}},{"$f":"AC$377*$AC509","v":{"$error":"#DIV/0!"}},{"$f":"AD$377*$AD509","v":{"$error":"#DIV/0!"}},{"$f":"AE$377*$AE509","v":{"$error":"#DIV/0!"}},{"$f":"AF$377*$AF509","v":{"$error":"#DIV/0!"}},{"$f":"AG$377*$AG509","v":{"$error":"#DIV/0!"}},{"$f":"AH$377*$AH509","v":{"$error":"#DIV/0!"}},{"$f":"AI$377*$AI509","v":{"$error":"#DIV/0!"}},{"$f":"AJ$377*$AJ509","v":{"$error":"#DIV/0!"}},{"$f":"AK$377*$AK509","v":{"$error":"#DIV/0!"}},{"$f":"AL$377*$AL509","v":{"$error":"#DIV/0!"}},{"$f":"AM$377*$AM509","v":{"$error":"#DIV/0!"}},{"$f":"AN$377*$AN509","v":{"$error":"#DIV/0!"}},{"$f":"AO$377*$AO509","v":{"$error":"#DIV/0!"}},{"$f":"AP$377*$AP509","v":{"$error":"#DIV/0!"}},{"$f":"AQ$377*$AQ509","v":{"$error":"#DIV/0!"}},{"$f":"AR$377*$AR509","v":{"$error":"#DIV/0!"}},{"$f":"AS$377*$AS509","v":{"$error":"#DIV/0!"}},{"$f":"SUM(D516:AS516)","v":{"$error":"#DIV/0!"}},"Σ"]
[null,"後8","暖房時エネルギー消費量比",{"$f":"$D$378/$D523","v":{"$error":"#DIV/0!"}},{"$f":"$E$378/$E523","v":{"$error":"#DIV/0!"}},{"$f":"$F$378/$F523","v":{"$error":"#DIV/0!"}},{"$f":"$G$378/$G523","v":{"$error":"#DIV/0!"}},{"$f":"$H$378/$H523","v":{"$error":"#DIV/0!"}},{"$f":"$I$378/$I523","v":{"$error":"#DIV/0!"}},{"$f":"$J$378/$J523","v":{"$error":"#DIV/0!"}},{"$f":"$K$378/$K523","v":{"$error":"#DIV/0!"}},{"$f":"$L$378/$L523","v":{"$error":"#DIV/0!"}},{"$f":"$M$378/$M523","v":{"$error":"#DIV/0!"}},{"$f":"$N$378/$N523","v":{"$error":"#DIV/0!"}},{"$f":"$O$378/$O523","v":{"$error":"#DIV/0!"}},{"$f":"$P$378/$P523","v":{"$error":"#DIV/0!"}},{"$f":"$Q$378/$Q523","v":{"$error":"#DIV/0!"}},{"$f":"$R$378/$R523","v":{"$error":"#DIV/0!"}},{"$f":"$S$378/$S523","v":{"$error":"#DIV/0!"}},{"$f":"$T$378/$T523","v":{"$error":"#DIV/0!"}},{"$f":"$U$378/$U523","v":{"$error":"#DIV/0!"}},{"$f":"$V$378/$V523","v":{"$error":"#DIV/0!"}},{"$f":"$W$378/$W523","v":{"$error":"#DIV/0!"}},{"$f":"$X$378/$X523","v":{"$error":"#DIV/0!"}},{"$f":"$Y$378/$Y523","v":{"$error":"#DIV/0!"}},{"$f":"$Z$378/$Z523","v":{"$error":"#DIV/0!"}},{"$f":"$AA$378/$AA523","v":{"$error":"#DIV/0!"}},{"$f":"$AB$378/$AB523","v":{"$error":"#DIV/0!"}},{"$f":"$AC$378/$AC523","v":{"$error":"#DIV/0!"}},{"$f":"$AD$378/$AD523","v":{"$error":"#DIV/0!"}},{"$f":"$AE$378/$AE523","v":{"$error":"#DIV/0!"}},{"$f":"$AF$378/$AF523","v":{"$error":"#DIV/0!"}},{"$f":"$AG$378/$AG523","v":{"$error":"#DIV/0!"}},{"$f":"$AH$378/$AH523","v":{"$error":"#DIV/0!"}},{"$f":"$AI$378/$AI523","v":{"$error":"#DIV/0!"}},{"$f":"$AJ$378/$AJ523","v":{"$error":"#DIV/0!"}},{"$f":"$AK$378/$AK523","v":{"$error":"#DIV/0!"}},{"$f":"$AL$378/$AL523","v":{"$error":"#DIV/0!"}},{"$f":"$AM$378/$AM523","v":{"$error":"#DIV/0!"}},{"$f":"$AN$378/$AN523","v":{"$error":"#DIV/0!"}},{"$f":"$AO$378/$AO523","v":{"$error":"#DIV/0!"}},{"$f":"$AP$378/$AP523","v":{"$error":"#DIV/0!"}},{"$f":"$AQ$378/$AQ523","v":{"$error":"#DIV/0!"}},{"$f":"$AR$378/$AR523","v":{"$error":"#DIV/0!"}},{"$f":"$AS$378/$AS523","v":{"$error":"#DIV/0!"}},"暖房時エネルギー消費量比","εw"]
[null,null,"暖房能力",{"$f":"($X$47-0.65*$X$47)/14*(D$364-7)+$X$47","v":0},0,0,0,0,0,0,0,0,0,0,0,0,0,0,0,0,0,0,0,0,0,0,0,0,0,0,0,0,0,0,0,0,0,0,0,0,0,0,0,0,0,"暖房能力","Φw"]
[null,null,"着霜域暖房能力",{"$f":"D518/1.12","v":0},{"$f":"E518/1.12","v":0},{"$f":"F518/1.12","v":0},0,0,0,0,0,0,0,0,null,null,null,null,null,null,null,null,null,null,null,null,null,null,null,null,null,null,null,null,null,null,null,null,null,null,null,null,null,null,null,"着霜域暖房能力","Φwf"]
[null,null,"暖房ガス消費量",{"$f":"($X$48-0.93*$X$48)/14*(D$364-7)+$X$48","v":0},0,0,0,0,0,0,0,0,0,0,0,0,0,0,0,0,0,0,0,0,0,0,0,0,0,0,0,0,0,0,0,0,0,0,0,0,0,0,0,0,0,"暖房ガス消費量","Pw"]
[null,null,"着霜域暖房ガス消費量",{"$f":"D520/1.06","v":0},0,0,0,0,0,0,0,0,0,0,null,null,null,null,null,null,null,null,null,null,null,null,null,null,null,null,null,null,null,null,null,null,null,null,null,null,null,null,null,null,null,"着霜域暖房ガス消費量","Pwf"]
[null,null,"暖房COP",{"$f":"D519/(D521+$X$49*$I$46*D$378)","v":{"$error":"#DIV/0!"}},{"$f":"E519/(E521+$X$49*$I$46*E$378)","v":{"$error":"#DIV/0!"}},{"$error":"#DIV/0!"},{"$error":"#DIV/0!"},{"$error":"#DIV/0!"},{"$error":"#DIV/0!"},{"$error":"#DIV/0!"},{"$error":"#DIV/0!"},{"$error":"#DIV/0!"},{"$error":"#DIV/0!"},{"$f":"N519/(N521+$X$49*$I$46*N$378)","v":{"$error":"#DIV/0!"}},{"$f":"O518/(O520+$X$49*$I$46*O$378)","v":{"$error":"#DIV/0!"}},{"$f":"P518/(P520+$X$49*$I$46*P$378)","v":{"$error":"#DIV/0!"}},{"$error":"#DIV/0!"},{"$error":"#DIV/0!"},{"$error":"#DIV/0!"},{"$error":"#DIV/0!"},{"$error":"#DIV/0!"},{"$error":"#DIV/0!"},{"$error":"#DIV/0!"},{"$error":"#DIV/0!"},{"$error":"#DIV/0!"},{"$error":"#DIV/0!"},{"$error":"#DIV/0!"},{"$error":"#DIV/0!"},{"$error":"#DIV/0!"},{"$error":"#DIV/0!"},{"$error":"#DIV/0!"},{"$error":"#DIV/0!"},{"$error":"#DIV/0!"},{"$error":"#DIV/0!"},{"$error":"#DIV/0!"},{"$error":"#DIV/0!"},{"$error":"#DIV/0!"},{"$error":"#DIV/0!"},{"$error":"#DIV/0!"},{"$error":"#DIV/0!"},{"$error":"#DIV/0!"},{"$error":"#DIV/0!"},{"$error":"#DIV/0!"},{"$error":"#DIV/0!"},{"$error":"#DIV/0!"},"暖房COP","σw"]
[null,null,"暖房COP比",{"$f":"$D522/$Q522","v":{"$error":"#DIV/0!"}},{"$f":"$E522/$Q522","v":{"$error":"#DIV/0!"}},{"$f":"$F522/$Q522","v":{"$error":"#DIV/0!"}},{"$f":"$G522/$Q522","v":{"$error":"#DIV/0!"}},{"$f":"$H522/$Q522","v":{"$error":"#DIV/0!"}},{"$f":"$I522/$Q522","v":{"$error":"#DIV/0!"}},{"$f":"$J522/$Q522","v":{"$error":"#DIV/0!"}},{"$f":"$K522/$Q522","v":{"$error":"#DIV/0!"}},{"$f":"$L522/$Q522","v":{"$error":"#DIV/0!"}},{"$f":"$M522/$Q522","v":{"$error":"#DIV/0!"}},{"$f":"$N522/$Q522","v":{"$error":"#DIV/0!"}},{"$f":"$O522/$Q522","v":{"$error":"#DIV/0!"}},{"$f":"$P522/$Q522","v":{"$error":"#DIV/0!"}},{"$f":"$Q522/$Q522","v":{"$error":"#DIV/0!"}},{"$f":"$R522/$Q522","v":{"$error":"#DIV/0!"}},{"$f":"$S522/$Q522","v":{"$error":"#DIV/0!"}},{"$f":"$T522/$Q522","v":{"$error":"#DIV/0!"}},{"$f":"$U522/$Q522","v":{"$error":"#DIV/0!"}},{"$f":"$V522/$Q522","v":{"$error":"#DIV/0!"}},{"$f":"$W522/$Q522","v":{"$error":"#DIV/0!"}},{"$f":"$X522/$Q522","v":{"$error":"#DIV/0!"}},{"$f":"$Y522/$Q522","v":{"$error":"#DIV/0!"}},{"$f":"$Z522/$Q522","v":{"$error":"#DIV/0!"}},{"$f":"$AA522/$Q522","v":{"$error":"#DIV/0!"}},{"$f":"$AB522/$Q522","v":{"$error":"#DIV/0!"}},{"$f":"$AC522/$Q522","v":{"$error":"#DIV/0!"}},{"$f":"$AD522/$Q522","v":{"$error":"#DIV/0!"}},{"$f":"$AE522/$Q522","v":{"$error":"#DIV/0!"}},{"$f":"$AF522/$Q522","v":{"$error":"#DIV/0!"}},{"$f":"$AG522/$Q522","v":{"$error":"#DIV/0!"}},{"$f":"$AH522/$Q522","v":{"$error":"#DIV/0!"}},{"$f":"$AI522/$Q522","v":{"$error":"#DIV/0!"}},{"$f":"$AJ522/$Q522","v":{"$error":"#DIV/0!"}},{"$f":"$AK522/$Q522","v":{"$error":"#DIV/0!"}},{"$f":"$AL522/$Q522","v":{"$error":"#DIV/0!"}},{"$f":"$AM522/$Q522","v":{"$error":"#DIV/0!"}},{"$f":"$AN522/$Q522","v":{"$error":"#DIV/0!"}},{"$f":"$AO522/$Q522","v":{"$error":"#DIV/0!"}},{"$f":"$AP522/$Q522","v":{"$error":"#DIV/0!"}},{"$f":"$AQ522/$Q522","v":{"$error":"#DIV/0!"}},{"$f":"$AR522/$Q522","v":{"$error":"#DIV/0!"}},{"$f":"$AS522/$Q522","v":{"$error":"#DIV/0!"}},"暖房COP比","βw"]
[null,null,"Σ",{"$f":"D$377*$D517","v":{"$error":"#DIV/0!"}},{"$f":"E$377*$E517","v":{"$error":"#DIV/0!"}},{"$f":"F$377*$F517","v":{"$error":"#DIV/0!"}},{"$f":"G$377*G$461","v":{"$error":"#DIV/0!"}},{"$f":"H$377*$H517","v":{"$error":"#DIV/0!"}},{"$f":"I$377*$I517","v":{"$error":"#DIV/0!"}},{"$f":"J$377*$J517","v":{"$error":"#DIV/0!"}},{"$f":"K$377*$K517","v":{"$error":"#DIV/0!"}},{"$f":"L$377*$L517","v":{"$error":"#DIV/0!"}},{"$f":"M$377*$M517","v":{"$error":"#DIV/0!"}},{"$f":"N$377*$N517","v":{"$error":"#DIV/0!"}},{"$f":"O$377*$O517","v":{"$error":"#DIV/0!"}},{"$f":"P$377*$P517","v":{"$error":"#DIV/0!"}},{"$f":"Q$377*$Q517","v":{"$error":"#DIV/0!"}},{"$f":"R$377*$R517","v":{"$error":"#DIV/0!"}},{"$f":"S$377*$S517","v":{"$error":"#DIV/0!"}},{"$f":"T$377*$T517","v":{"$error":"#DIV/0!"}},{"$f":"U$377*$U517","v":{"$error":"#DIV/0!"}},{"$f":"V$377*$V517","v":{"$error":"#DIV/0!"}},{"$f":"W$377*$W517","v":{"$error":"#DIV/0!"}},{"$f":"X$377*$X517","v":{"$error":"#DIV/0!"}},{"$f":"Y$377*$Y517","v":{"$error":"#DIV/0!"}},{"$f":"Z$377*$Z517","v":{"$error":"#DIV/0!"}},{"$f":"AA$377*$AA517","v":{"$error":"#DIV/0!"}},{"$f":"AB$377*$AB517","v":{"$error":"#DIV/0!"}},{"$f":"AC$377*$AC517","v":{"$error":"#DIV/0!"}},{"$f":"AD$377*$AD517","v":{"$error":"#DIV/0!"}},{"$f":"AE$377*$AE517","v":{"$error":"#DIV/0!"}},{"$f":"AF$377*$AF517","v":{"$error":"#DIV/0!"}},{"$f":"AG$377*$AG517","v":{"$error":"#DIV/0!"}},{"$f":"AH$377*$AH517","v":{"$error":"#DIV/0!"}},{"$f":"AI$377*$AI517","v":{"$error":"#DIV/0!"}},{"$f":"AJ$377*$AJ517","v":{"$error":"#DIV/0!"}},{"$f":"AK$377*$AK517","v":{"$error":"#DIV/0!"}},{"$f":"AL$377*$AL517","v":{"$error":"#DIV/0!"}},{"$f":"AM$377*$AM517","v":{"$error":"#DIV/0!"}},{"$f":"AN$377*$AN517","v":{"$error":"#DIV/0!"}},{"$f":"AO$377*$AO517","v":{"$error":"#DIV/0!"}},{"$f":"AP$377*$AP517","v":{"$error":"#DIV/0!"}},{"$f":"AQ$377*$AQ517","v":{"$error":"#DIV/0!"}},{"$f":"AR$377*$AR517","v":{"$error":"#DIV/0!"}},{"$f":"AS$377*$AS517","v":{"$error":"#DIV/0!"}},{"$f":"SUM(D524:AS524)","v":{"$error":"#DIV/0!"}},"Σ"]
[null,"後9","暖房時エネルギー消費量比",{"$f":"$D$378/$D531","v":{"$error":"#DIV/0!"}},{"$f":"$E$378/$E531","v":{"$error":"#DIV/0!"}},{"$f":"$F$378/$F531","v":{"$error":"#DIV/0!"}},{"$f":"$G$378/$G531","v":{"$error":"#DIV/0!"}},{"$f":"$H$378/$H531","v":{"$error":"#DIV/0!"}},{"$f":"$I$378/$I531","v":{"$error":"#DIV/0!"}},{"$f":"$J$378/$J531","v":{"$error":"#DIV/0!"}},{"$f":"$K$378/$K531","v":{"$error":"#DIV/0!"}},{"$f":"$L$378/$L531","v":{"$error":"#DIV/0!"}},{"$f":"$M$378/$M531","v":{"$error":"#DIV/0!"}},{"$f":"$N$378/$N531","v":{"$error":"#DIV/0!"}},{"$f":"$O$378/$O531","v":{"$error":"#DIV/0!"}},{"$f":"$P$378/$P531","v":{"$error":"#DIV/0!"}},{"$f":"$Q$378/$Q531","v":{"$error":"#DIV/0!"}},{"$f":"$R$378/$R531","v":{"$error":"#DIV/0!"}},{"$f":"$S$378/$S531","v":{"$error":"#DIV/0!"}},{"$f":"$T$378/$T531","v":{"$error":"#DIV/0!"}},{"$f":"$U$378/$U531","v":{"$error":"#DIV/0!"}},{"$f":"$V$378/$V531","v":{"$error":"#DIV/0!"}},{"$f":"$W$378/$W531","v":{"$error":"#DIV/0!"}},{"$f":"$X$378/$X531","v":{"$error":"#DIV/0!"}},{"$f":"$Y$378/$Y531","v":{"$error":"#DIV/0!"}},{"$f":"$Z$378/$Z531","v":{"$error":"#DIV/0!"}},{"$f":"$AA$378/$AA531","v":{"$error":"#DIV/0!"}},{"$f":"$AB$378/$AB531","v":{"$error":"#DIV/0!"}},{"$f":"$AC$378/$AC531","v":{"$error":"#DIV/0!"}},{"$f":"$AD$378/$AD531","v":{"$error":"#DIV/0!"}},{"$f":"$AE$378/$AE531","v":{"$error":"#DIV/0!"}},{"$f":"$AF$378/$AF531","v":{"$error":"#DIV/0!"}},{"$f":"$AG$378/$AG531","v":{"$error":"#DIV/0!"}},{"$f":"$AH$378/$AH531","v":{"$error":"#DIV/0!"}},{"$f":"$AI$378/$AI531","v":{"$error":"#DIV/0!"}},{"$f":"$AJ$378/$AJ531","v":{"$error":"#DIV/0!"}},{"$f":"$AK$378/$AK531","v":{"$error":"#DIV/0!"}},{"$f":"$AL$378/$AL531","v":{"$error":"#DIV/0!"}},{"$f":"$AM$378/$AM531","v":{"$error":"#DIV/0!"}},{"$f":"$AN$378/$AN531","v":{"$error":"#DIV/0!"}},{"$f":"$AO$378/$AO531","v":{"$error":"#DIV/0!"}},{"$f":"$AP$378/$AP531","v":{"$error":"#DIV/0!"}},{"$f":"$AQ$378/$AQ531","v":{"$error":"#DIV/0!"}},{"$f":"$AR$378/$AR531","v":{"$error":"#DIV/0!"}},{"$f":"$AS$378/$AS531","v":{"$error":"#DIV/0!"}},"暖房時エネルギー消費量比","εw"]
[null,null,"暖房能力",{"$f":"($Y$47-0.65*$Y$47)/14*(D$364-7)+$Y$47","v":0},0,0,0,0,0,0,0,0,0,0,0,0,0,0,0,0,0,0,0,0,0,0,0,0,0,0,0,0,0,0,0,0,0,0,0,0,0,0,0,0,0,"暖房能力","Φw"]
[null,null,"着霜域暖房能力",{"$f":"D526/1.12","v":0},{"$f":"E526/1.12","v":0},{"$f":"F526/1.12","v":0},0,0,0,0,0,0,0,0,null,null,null,null,null,null,null,null,null,null,null,null,null,null,null,null,null,null,null,null,null,null,null,null,null,null,null,null,null,null,null,"着霜域暖房能力","Φwf"]
[null,null,"暖房ガス消費量",{"$f":"($Y$48-0.93*$Y$48)/14*(D$364-7)+$Y$48","v":0},0,0,0,0,0,0,0,0,0,0,0,0,0,0,0,0,0,0,0,0,0,0,0,0,0,0,0,0,0,0,0,0,0,0,0,0,0,0,0,0,0,"暖房ガス消費量","Pw"]
[null,null,"着霜域暖房ガス消費量",{"$f":"D528/1.06","v":0},0,0,0,0,0,0,0,0,0,0,null,null,null,null,null,null,null,null,null,null,null,null,null,null,null,null,null,null,null,null,null,null,null,null,null,null,null,null,null,null,null,"着霜域暖房ガス消費量","Pwf"]
[null,null,"暖房COP",{"$f":"D527/(D529+$Y$49*$I$46*D$378)","v":{"$error":"#DIV/0!"}},{"$f":"E527/(E529+$Y$49*$I$46*E$378)","v":{"$error":"#DIV/0!"}},{"$error":"#DIV/0!"},{"$error":"#DIV/0!"},{"$error":"#DIV/0!"},{"$error":"#DIV/0!"},{"$error":"#DIV/0!"},{"$error":"#DIV/0!"},{"$error":"#DIV/0!"},{"$error":"#DIV/0!"},{"$f":"N527/(N529+$Y$49*$I$46*N$378)","v":{"$error":"#DIV/0!"}},{"$f":"O526/(O528+$Y$49*$I$46*O$378)","v":{"$error":"#DIV/0!"}},{"$f":"P526/(P528+$Y$49*$I$46*P$378)","v":{"$error":"#DIV/0!"}},{"$error":"#DIV/0!"},{"$error":"#DIV/0!"},{"$error":"#DIV/0!"},{"$error":"#DIV/0!"},{"$error":"#DIV/0!"},{"$error":"#DIV/0!"},{"$error":"#DIV/0!"},{"$error":"#DIV/0!"},{"$error":"#DIV/0!"},{"$error":"#DIV/0!"},{"$error":"#DIV/0!"},{"$error":"#DIV/0!"},{"$error":"#DIV/0!"},{"$error":"#DIV/0!"},{"$error":"#DIV/0!"},{"$error":"#DIV/0!"},{"$error":"#DIV/0!"},{"$error":"#DIV/0!"},{"$error":"#DIV/0!"},{"$error":"#DIV/0!"},{"$error":"#DIV/0!"},{"$error":"#DIV/0!"},{"$error":"#DIV/0!"},{"$error":"#DIV/0!"},{"$error":"#DIV/0!"},{"$error":"#DIV/0!"},{"$error":"#DIV/0!"},{"$error":"#DIV/0!"},{"$error":"#DIV/0!"},"暖房COP","σw"]
[null,null,"暖房COP比",{"$f":"$D530/$Q530","v":{"$error":"#DIV/0!"}},{"$f":"$E530/$Q530","v":{"$error":"#DIV/0!"}},{"$f":"$F530/$Q530","v":{"$error":"#DIV/0!"}},{"$f":"$G530/$Q530","v":{"$error":"#DIV/0!"}},{"$f":"$H530/$Q530","v":{"$error":"#DIV/0!"}},{"$f":"$I530/$Q530","v":{"$error":"#DIV/0!"}},{"$f":"$J530/$Q530","v":{"$error":"#DIV/0!"}},{"$f":"$K530/$Q530","v":{"$error":"#DIV/0!"}},{"$f":"$L530/$Q530","v":{"$error":"#DIV/0!"}},{"$f":"$M530/$Q530","v":{"$error":"#DIV/0!"}},{"$f":"$N530/$Q530","v":{"$error":"#DIV/0!"}},{"$f":"$O530/$Q530","v":{"$error":"#DIV/0!"}},{"$f":"$P530/$Q530","v":{"$error":"#DIV/0!"}},{"$f":"$Q530/$Q530","v":{"$error":"#DIV/0!"}},{"$f":"$R530/$Q530","v":{"$error":"#DIV/0!"}},{"$f":"$S530/$Q530","v":{"$error":"#DIV/0!"}},{"$f":"$T530/$Q530","v":{"$error":"#DIV/0!"}},{"$f":"$U530/$Q530","v":{"$error":"#DIV/0!"}},{"$f":"$V530/$Q530","v":{"$error":"#DIV/0!"}},{"$f":"$W530/$Q530","v":{"$error":"#DIV/0!"}},{"$f":"$X530/$Q530","v":{"$error":"#DIV/0!"}},{"$f":"$Y530/$Q530","v":{"$error":"#DIV/0!"}},{"$f":"$Z530/$Q530","v":{"$error":"#DIV/0!"}},{"$f":"$AA530/$Q530","v":{"$error":"#DIV/0!"}},{"$f":"$AB530/$Q530","v":{"$error":"#DIV/0!"}},{"$f":"$AC530/$Q530","v":{"$error":"#DIV/0!"}},{"$f":"$AD530/$Q530","v":{"$error":"#DIV/0!"}},{"$f":"$AE530/$Q530","v":{"$error":"#DIV/0!"}},{"$f":"$AF530/$Q530","v":{"$error":"#DIV/0!"}},{"$f":"$AG530/$Q530","v":{"$error":"#DIV/0!"}},{"$f":"$AH530/$Q530","v":{"$error":"#DIV/0!"}},{"$f":"$AI530/$Q530","v":{"$error":"#DIV/0!"}},{"$f":"$AJ530/$Q530","v":{"$error":"#DIV/0!"}},{"$f":"$AK530/$Q530","v":{"$error":"#DIV/0!"}},{"$f":"$AL530/$Q530","v":{"$error":"#DIV/0!"}},{"$f":"$AM530/$Q530","v":{"$error":"#DIV/0!"}},{"$f":"$AN530/$Q530","v":{"$error":"#DIV/0!"}},{"$f":"$AO530/$Q530","v":{"$error":"#DIV/0!"}},{"$f":"$AP530/$Q530","v":{"$error":"#DIV/0!"}},{"$f":"$AQ530/$Q530","v":{"$error":"#DIV/0!"}},{"$f":"$AR530/$Q530","v":{"$error":"#DIV/0!"}},{"$f":"$AS530/$Q530","v":{"$error":"#DIV/0!"}},"暖房COP比","βw"]
[null,null,"Σ",{"$f":"D$377*$D525","v":{"$error":"#DIV/0!"}},{"$f":"E$377*$E525","v":{"$error":"#DIV/0!"}},{"$f":"F$377*$F525","v":{"$error":"#DIV/0!"}},{"$f":"G$377*G$461","v":{"$error":"#DIV/0!"}},{"$f":"H$377*$H525","v":{"$error":"#DIV/0!"}},{"$f":"I$377*$I525","v":{"$error":"#DIV/0!"}},{"$f":"J$377*$J525","v":{"$error":"#DIV/0!"}},{"$f":"K$377*$K525","v":{"$error":"#DIV/0!"}},{"$f":"L$377*$L525","v":{"$error":"#DIV/0!"}},{"$f":"M$377*$M525","v":{"$error":"#DIV/0!"}},{"$f":"N$377*$N525","v":{"$error":"#DIV/0!"}},{"$f":"O$377*$O525","v":{"$error":"#DIV/0!"}},{"$f":"P$377*$P525","v":{"$error":"#DIV/0!"}},{"$f":"Q$377*$Q525","v":{"$error":"#DIV/0!"}},{"$f":"R$377*$R525","v":{"$error":"#DIV/0!"}},{"$f":"S$377*$S525","v":{"$error":"#DIV/0!"}},{"$f":"T$377*$T525","v":{"$error":"#DIV/0!"}},{"$f":"U$377*$U525","v":{"$error":"#DIV/0!"}},{"$f":"V$377*$V525","v":{"$error":"#DIV/0!"}},{"$f":"W$377*$W525","v":{"$error":"#DIV/0!"}},{"$f":"X$377*$X525","v":{"$error":"#DIV/0!"}},{"$f":"Y$377*$Y525","v":{"$error":"#DIV/0!"}},{"$f":"Z$377*$Z525","v":{"$error":"#DIV/0!"}},{"$f":"AA$377*$AA525","v":{"$error":"#DIV/0!"}},{"$f":"AB$377*$AB525","v":{"$error":"#DIV/0!"}},{"$f":"AC$377*$AC525","v":{"$error":"#DIV/0!"}},{"$f":"AD$377*$AD525","v":{"$error":"#DIV/0!"}},{"$f":"AE$377*$AE525","v":{"$error":"#DIV/0!"}},{"$f":"AF$377*$AF525","v":{"$error":"#DIV/0!"}},{"$f":"AG$377*$AG525","v":{"$error":"#DIV/0!"}},{"$f":"AH$377*$AH525","v":{"$error":"#DIV/0!"}},{"$f":"AI$377*$AI525","v":{"$error":"#DIV/0!"}},{"$f":"AJ$377*$AJ525","v":{"$error":"#DIV/0!"}},{"$f":"AK$377*$AK525","v":{"$error":"#DIV/0!"}},{"$f":"AL$377*$AL525","v":{"$error":"#DIV/0!"}},{"$f":"AM$377*$AM525","v":{"$error":"#DIV/0!"}},{"$f":"AN$377*$AN525","v":{"$error":"#DIV/0!"}},{"$f":"AO$377*$AO525","v":{"$error":"#DIV/0!"}},{"$f":"AP$377*$AP525","v":{"$error":"#DIV/0!"}},{"$f":"AQ$377*$AQ525","v":{"$error":"#DIV/0!"}},{"$f":"AR$377*$AR525","v":{"$error":"#DIV/0!"}},{"$f":"AS$377*$AS525","v":{"$error":"#DIV/0!"}},{"$f":"SUM(D532:AS532)","v":{"$error":"#DIV/0!"}},"Σ"]
[null,"後10","暖房時エネルギー消費量比",{"$f":"$D$378/$D539","v":{"$error":"#DIV/0!"}},{"$f":"$E$378/$E539","v":{"$error":"#DIV/0!"}},{"$f":"$F$378/$F539","v":{"$error":"#DIV/0!"}},{"$f":"$G$378/$G539","v":{"$error":"#DIV/0!"}},{"$f":"$H$378/$H539","v":{"$error":"#DIV/0!"}},{"$f":"$I$378/$I539","v":{"$error":"#DIV/0!"}},{"$f":"$J$378/$J539","v":{"$error":"#DIV/0!"}},{"$f":"$K$378/$K539","v":{"$error":"#DIV/0!"}},{"$f":"$L$378/$L539","v":{"$error":"#DIV/0!"}},{"$f":"$M$378/$M539","v":{"$error":"#DIV/0!"}},{"$f":"$N$378/$N539","v":{"$error":"#DIV/0!"}},{"$f":"$O$378/$O539","v":{"$error":"#DIV/0!"}},{"$f":"$P$378/$P539","v":{"$error":"#DIV/0!"}},{"$f":"$Q$378/$Q539","v":{"$error":"#DIV/0!"}},{"$f":"$R$378/$R539","v":{"$error":"#DIV/0!"}},{"$f":"$S$378/$S539","v":{"$error":"#DIV/0!"}},{"$f":"$T$378/$T539","v":{"$error":"#DIV/0!"}},{"$f":"$U$378/$U539","v":{"$error":"#DIV/0!"}},{"$f":"$V$378/$V539","v":{"$error":"#DIV/0!"}},{"$f":"$W$378/$W539","v":{"$error":"#DIV/0!"}},{"$f":"$X$378/$X539","v":{"$error":"#DIV/0!"}},{"$f":"$Y$378/$Y539","v":{"$error":"#DIV/0!"}},{"$f":"$Z$378/$Z539","v":{"$error":"#DIV/0!"}},{"$f":"$AA$378/$AA539","v":{"$error":"#DIV/0!"}},{"$f":"$AB$378/$AB539","v":{"$error":"#DIV/0!"}},{"$f":"$AC$378/$AC539","v":{"$error":"#DIV/0!"}},{"$f":"$AD$378/$AD539","v":{"$error":"#DIV/0!"}},{"$f":"$AE$378/$AE539","v":{"$error":"#DIV/0!"}},{"$f":"$AF$378/$AF539","v":{"$error":"#DIV/0!"}},{"$f":"$AG$378/$AG539","v":{"$error":"#DIV/0!"}},{"$f":"$AH$378/$AH539","v":{"$error":"#DIV/0!"}},{"$f":"$AI$378/$AI539","v":{"$error":"#DIV/0!"}},{"$f":"$AJ$378/$AJ539","v":{"$error":"#DIV/0!"}},{"$f":"$AK$378/$AK539","v":{"$error":"#DIV/0!"}},{"$f":"$AL$378/$AL539","v":{"$error":"#DIV/0!"}},{"$f":"$AM$378/$AM539","v":{"$error":"#DIV/0!"}},{"$f":"$AN$378/$AN539","v":{"$error":"#DIV/0!"}},{"$f":"$AO$378/$AO539","v":{"$error":"#DIV/0!"}},{"$f":"$AP$378/$AP539","v":{"$error":"#DIV/0!"}},{"$f":"$AQ$378/$AQ539","v":{"$error":"#DIV/0!"}},{"$f":"$AR$378/$AR539","v":{"$error":"#DIV/0!"}},{"$f":"$AS$378/$AS539","v":{"$error":"#DIV/0!"}},"暖房時エネルギー消費量比","εw"]
[null,null,"暖房能力",{"$f":"($Z$47-0.65*$Z$47)/14*(D$364-7)+$Z$47","v":0},0,0,0,0,0,0,0,0,0,0,0,0,0,0,0,0,0,0,0,0,0,0,0,0,0,0,0,0,0,0,0,0,0,0,0,0,0,0,0,0,0,"暖房能力","Φw"]
[null,null,"着霜域暖房能力",{"$f":"D534/1.12","v":0},{"$f":"E534/1.12","v":0},{"$f":"F534/1.12","v":0},0,0,0,0,0,0,0,0,null,null,null,null,null,null,null,null,null,null,null,null,null,null,null,null,null,null,null,null,null,null,null,null,null,null,null,null,null,null,null,"着霜域暖房能力","Φwf"]
[null,null,"暖房ガス消費量",{"$f":"($Z$48-0.93*$Z$48)/14*(D$364-7)+$Z$48","v":0},0,0,0,0,0,0,0,0,0,0,0,0,0,0,0,0,0,0,0,0,0,0,0,0,0,0,0,0,0,0,0,0,0,0,0,0,0,0,0,0,0,"暖房ガス消費量","Pw"]
[null,null,"着霜域暖房ガス消費量",{"$f":"D536/1.06","v":0},0,0,0,0,0,0,0,0,0,0,null,null,null,null,null,null,null,null,null,null,null,null,null,null,null,null,null,null,null,null,null,null,null,null,null,null,null,null,null,null,null,"着霜域暖房ガス消費量","Pwf"]
[null,null,"暖房COP",{"$f":"D535/(D537+$Z$49*$I$46*D$378)","v":{"$error":"#DIV/0!"}},{"$f":"E535/(E537+$Z$49*$I$46*E$378)","v":{"$error":"#DIV/0!"}},{"$error":"#DIV/0!"},{"$error":"#DIV/0!"},{"$error":"#DIV/0!"},{"$error":"#DIV/0!"},{"$error":"#DIV/0!"},{"$error":"#DIV/0!"},{"$error":"#DIV/0!"},{"$error":"#DIV/0!"},{"$f":"N535/(N537+$Z$49*$I$46*N$378)","v":{"$error":"#DIV/0!"}},{"$f":"O534/(O536+$Z$49*$I$46*O$378)","v":{"$error":"#DIV/0!"}},{"$f":"P534/(P536+$Z$49*$I$46*P$378)","v":{"$error":"#DIV/0!"}},{"$error":"#DIV/0!"},{"$error":"#DIV/0!"},{"$error":"#DIV/0!"},{"$error":"#DIV/0!"},{"$error":"#DIV/0!"},{"$error":"#DIV/0!"},{"$error":"#DIV/0!"},{"$error":"#DIV/0!"},{"$error":"#DIV/0!"},{"$error":"#DIV/0!"},{"$error":"#DIV/0!"},{"$error":"#DIV/0!"},{"$error":"#DIV/0!"},{"$error":"#DIV/0!"},{"$error":"#DIV/0!"},{"$error":"#DIV/0!"},{"$error":"#DIV/0!"},{"$error":"#DIV/0!"},{"$error":"#DIV/0!"},{"$error":"#DIV/0!"},{"$error":"#DIV/0!"},{"$error":"#DIV/0!"},{"$error":"#DIV/0!"},{"$error":"#DIV/0!"},{"$error":"#DIV/0!"},{"$error":"#DIV/0!"},{"$error":"#DIV/0!"},{"$error":"#DIV/0!"},{"$error":"#DIV/0!"},"暖房COP","σw"]
[null,null,"暖房COP比",{"$f":"$D538/$Q538","v":{"$error":"#DIV/0!"}},{"$f":"$E538/$Q538","v":{"$error":"#DIV/0!"}},{"$f":"$F538/$Q538","v":{"$error":"#DIV/0!"}},{"$f":"$G538/$Q538","v":{"$error":"#DIV/0!"}},{"$f":"$H538/$Q538","v":{"$error":"#DIV/0!"}},{"$f":"$I538/$Q538","v":{"$error":"#DIV/0!"}},{"$f":"$J538/$Q538","v":{"$error":"#DIV/0!"}},{"$f":"$K538/$Q538","v":{"$error":"#DIV/0!"}},{"$f":"$L538/$Q538","v":{"$error":"#DIV/0!"}},{"$f":"$M538/$Q538","v":{"$error":"#DIV/0!"}},{"$f":"$N538/$Q538","v":{"$error":"#DIV/0!"}},{"$f":"$O538/$Q538","v":{"$error":"#DIV/0!"}},{"$f":"$P538/$Q538","v":{"$error":"#DIV/0!"}},{"$f":"$Q538/$Q538","v":{"$error":"#DIV/0!"}},{"$f":"$R538/$Q538","v":{"$error":"#DIV/0!"}},{"$f":"$S538/$Q538","v":{"$error":"#DIV/0!"}},{"$f":"$T538/$Q538","v":{"$error":"#DIV/0!"}},{"$f":"$U538/$Q538","v":{"$error":"#DIV/0!"}},{"$f":"$V538/$Q538","v":{"$error":"#DIV/0!"}},{"$f":"$W538/$Q538","v":{"$error":"#DIV/0!"}},{"$f":"$X538/$Q538","v":{"$error":"#DIV/0!"}},{"$f":"$Y538/$Q538","v":{"$error":"#DIV/0!"}},{"$f":"$Z538/$Q538","v":{"$error":"#DIV/0!"}},{"$f":"$AA538/$Q538","v":{"$error":"#DIV/0!"}},{"$f":"$AB538/$Q538","v":{"$error":"#DIV/0!"}},{"$f":"$AC538/$Q538","v":{"$error":"#DIV/0!"}},{"$f":"$AD538/$Q538","v":{"$error":"#DIV/0!"}},{"$f":"$AE538/$Q538","v":{"$error":"#DIV/0!"}},{"$f":"$AF538/$Q538","v":{"$error":"#DIV/0!"}},{"$f":"$AG538/$Q538","v":{"$error":"#DIV/0!"}},{"$f":"$AH538/$Q538","v":{"$error":"#DIV/0!"}},{"$f":"$AI538/$Q538","v":{"$error":"#DIV/0!"}},{"$f":"$AJ538/$Q538","v":{"$error":"#DIV/0!"}},{"$f":"$AK538/$Q538","v":{"$error":"#DIV/0!"}},{"$f":"$AL538/$Q538","v":{"$error":"#DIV/0!"}},{"$f":"$AM538/$Q538","v":{"$error":"#DIV/0!"}},{"$f":"$AN538/$Q538","v":{"$error":"#DIV/0!"}},{"$f":"$AO538/$Q538","v":{"$error":"#DIV/0!"}},{"$f":"$AP538/$Q538","v":{"$error":"#DIV/0!"}},{"$f":"$AQ538/$Q538","v":{"$error":"#DIV/0!"}},{"$f":"$AR538/$Q538","v":{"$error":"#DIV/0!"}},{"$f":"$AS538/$Q538","v":{"$error":"#DIV/0!"}},"暖房COP比","βw"]
[null,null,"Σ",{"$f":"D$377*$D533","v":{"$error":"#DIV/0!"}},{"$f":"E$377*$E533","v":{"$error":"#DIV/0!"}},{"$f":"F$377*$F533","v":{"$error":"#DIV/0!"}},{"$f":"G$377*G$461","v":{"$error":"#DIV/0!"}},{"$f":"H$377*$H533","v":{"$error":"#DIV/0!"}},{"$f":"I$377*$I533","v":{"$error":"#DIV/0!"}},{"$f":"J$377*$J533","v":{"$error":"#DIV/0!"}},{"$f":"K$377*$K533","v":{"$error":"#DIV/0!"}},{"$f":"L$377*$L533","v":{"$error":"#DIV/0!"}},{"$f":"M$377*$M533","v":{"$error":"#DIV/0!"}},{"$f":"N$377*$N533","v":{"$error":"#DIV/0!"}},{"$f":"O$377*$O533","v":{"$error":"#DIV/0!"}},{"$f":"P$377*$P533","v":{"$error":"#DIV/0!"}},{"$f":"Q$377*$Q533","v":{"$error":"#DIV/0!"}},{"$f":"R$377*$R533","v":{"$error":"#DIV/0!"}},{"$f":"S$377*$S533","v":{"$error":"#DIV/0!"}},{"$f":"T$377*$T533","v":{"$error":"#DIV/0!"}},{"$f":"U$377*$U533","v":{"$error":"#DIV/0!"}},{"$f":"V$377*$V533","v":{"$error":"#DIV/0!"}},{"$f":"W$377*$W533","v":{"$error":"#DIV/0!"}},{"$f":"X$377*$X533","v":{"$error":"#DIV/0!"}},{"$f":"Y$377*$Y533","v":{"$error":"#DIV/0!"}},{"$f":"Z$377*$Z533","v":{"$error":"#DIV/0!"}},{"$f":"AA$377*$AA533","v":{"$error":"#DIV/0!"}},{"$f":"AB$377*$AB533","v":{"$error":"#DIV/0!"}},{"$f":"AC$377*$AC533","v":{"$error":"#DIV/0!"}},{"$f":"AD$377*$AD533","v":{"$error":"#DIV/0!"}},{"$f":"AE$377*$AE533","v":{"$error":"#DIV/0!"}},{"$f":"AF$377*$AF533","v":{"$error":"#DIV/0!"}},{"$f":"AG$377*$AG533","v":{"$error":"#DIV/0!"}},{"$f":"AH$377*$AH533","v":{"$error":"#DIV/0!"}},{"$f":"AI$377*$AI533","v":{"$error":"#DIV/0!"}},{"$f":"AJ$377*$AJ533","v":{"$error":"#DIV/0!"}},{"$f":"AK$377*$AK533","v":{"$error":"#DIV/0!"}},{"$f":"AL$377*$AL533","v":{"$error":"#DIV/0!"}},{"$f":"AM$377*$AM533","v":{"$error":"#DIV/0!"}},{"$f":"AN$377*$AN533","v":{"$error":"#DIV/0!"}},{"$f":"AO$377*$AO533","v":{"$error":"#DIV/0!"}},{"$f":"AP$377*$AP533","v":{"$error":"#DIV/0!"}},{"$f":"AQ$377*$AQ533","v":{"$error":"#DIV/0!"}},{"$f":"AR$377*$AR533","v":{"$error":"#DIV/0!"}},{"$f":"AS$377*$AS533","v":{"$error":"#DIV/0!"}},{"$f":"SUM(D540:AS540)","v":{"$error":"#DIV/0!"}},"Σ"]

{"sheet":"寒冷地(γ個別入力)","index":4,"n_rows":584,"n_cols":67,"rows_kept":584,"cut":false,"hidden":false,"merged":[[554,1,563,1],[564,1,573,1],[574,1,583,1],[494,1,503,1],[504,1,513,1],[514,1,523,1],[524,1,533,1],[534,1,543,1],[544,1,553,1],[484,1,493,1],[364,3,364,44],[383,1,392,1],[393,1,402,1],[403,1,412,1],[413,1,422,1],[423,1,432,1],[433,1,442,1],[443,1,452,1],[453,1,462,1],[463,1,472,1],[473,1,482,1],[356,1,361,1],[289,1,294,1],[295,1,300,1],[302,1,307,1],[308,1,313,1],[314,1,319,1],[320,1,325,1],[326,1,331,1],[332,1,337,1],[338,1,343,1],[344,1,349,1],[350,1,355,1],[283,1,288,1],[176,3,176,26],[192,3,192,26],[208,3,208,26],[224,3,224,44],[241,1,246,1],[247,1,252,1],[253,1,258,1],[259,1,264,1],[265,1,270,1],[271,1,276,1],[277,1,282,1],[137,3,137,4],[137,5,137,6],[137,7,137,8],[157,3,157,4],[157,5,157,6],[157,7,157,8],[94,49,115,50],[97,3,97,4],[97,5,97,6],[97,7,97,8],[117,3,117,4],[117,5,117,6],[117,7,117,8],[77,3,77,4],[77,5,77,6],[77,7,77,8],[22,31,22,32],[23,31,23,32],[24,3,25,3],[24,15,25,15],[24,29,24,30],[26,31,26,32],[27,3,39,3],[41,3,53,3],[57,3,57,4],[57,5,57,6],[57,7,57,8],[21,31,21,32],[10,31,10,32],[11,31,11,32],[12,31,12,32],[13,31,13,32],[14,31,14,32],[15,31,15,32],[16,31,16,32],[17,31,17,32],[18,31,18,32],[19,31,19,32],[20,31,20,32],[6,2,6,3],[6,31,6,32],[7,31,7,32],[8,31,8,32],[9,3,9,26],[9,31,9,32],[1,2,1,3],[2,2,2,3],[3,2,3,3],[4,31,4,32],[5,2,5,3],[5,31,5,32]]}
[]
[null,null,"GHPの設置場所"]
[null,null,{"$f":"IF(必ずこのシートから始めてください!$L$8=\"\",\"\",必ずこのシートから始めてください!$L$8)","v":""},null,null,"手順1：空調を行う月、時間を下記の指定の色で塗る(指定の色以外で塗ると計算できません。)"]
[null,null,{"$f":"VLOOKUP($C$3,γ一覧表!$C$3:$E$50,2,FALSE)","v":{"$error":"#N/A"}},null,null,null,"冷房","青","【左から5列目、一番薄い色(アクセント1,白＋基本色80％)】"]
[null,null,null,null,null,null,"暖房","オレンジ","【左から6番目、一番薄い色(アクセント2,白＋基本色80％)】"]
[null,null,"使用するγ値",null,null,"手順2：各月の運転日数を入力する"]
[null,null,{"$f":"IF(必ずこのシートから始めてください!$L$22=\"\",\"---\",IF(必ずこのシートから始めてください!L22<=1,\"---\",必ずこのシートから始めてください!$L$22))","v":"---"},null,null,"手順3：Ctrl + Alt + F9を同時に押す",null,null,null,null,null,null,null,null,null,null,null,"●時刻別平均気温表記載の数値は、選択された都道府県の県庁所在地の月別、時刻別平均気温"]
[null,null,null,null,null,"手順4：黄色のセルに値を入力する(緑は自動計算)",null,null,null,null,null,null,null,null,null,null,null,"●本データは気象庁発表の1992年4月1日から2022年3月31日までの30年の1時間データを整理したもの"]
[null,null,"時刻別平均気温[℃]",null,null,null,null,null,null,null,null,null,null,null,null,null,null,"●2月はうるう日を含みます"]
[null,null,null," 時刻",null,null,null,null,null,null,null,null,null,null,null,null,null,null,null,null,null,null,null,null,null,null,null,{"$f":"SUM(AB12:AB23)","v":0},{"$f":"必ずこのシートから始めてください!$M$3","v":"Ver.1.2"}]
[null,null,"月",0,1,2,3,4,5,6,7,8,9,10,11,12,13,14,15,16,17,18,19,20,21,22,23,"運転日数","月"]
[null,null,4,{"$f":"IFERROR(INDIRECT($C$4&\"!B5\"),\"\")","v":""},{"$f":"IFERROR(INDIRECT($C$4&\"!C5\"),\"\")","v":""},{"$f":"IFERROR(INDIRECT($C$4&\"!D5\"),\"\")","v":""},{"$f":"IFERROR(INDIRECT($C$4&\"!E5\"),\"\")","v":""},{"$f":"IFERROR(INDIRECT($C$4&\"!F5\"),\"\")","v":""},{"$f":"IFERROR(INDIRECT($C$4&\"!G5\"),\"\")","v":""},{"$f":"IFERROR(INDIRECT($C$4&\"!H5\"),\"\")","v":""},{"$f":"IFERROR(INDIRECT($C$4&\"!I5\"),\"\")","v":""},{"$f":"IFERROR(INDIRECT($C$4&\"!J5\"),\"\")","v":""},{"$f":"IFERROR(INDIRECT($C$4&\"!K5\"),\"\")","v":""},{"$f":"IFERROR(INDIRECT($C$4&\"!L5\"),\"\")","v":""},{"$f":"IFERROR(INDIRECT($C$4&\"!M5\"),\"\")","v":""},{"$f":"IFERROR(INDIRECT($C$4&\"!N5\"),\"\")","v":""},{"$f":"IFERROR(INDIRECT($C$4&\"!O5\"),\"\")","v":""},{"$f":"IFERROR(INDIRECT($C$4&\"!P5\"),\"\")","v":""},{"$f":"IFERROR(INDIRECT($C$4&\"!Q5\"),\"\")","v":""},{"$f":"IFERROR(INDIRECT($C$4&\"!R5\"),\"\")","v":""},{"$f":"IFERROR(INDIRECT($C$4&\"!S5\"),\"\")","v":""},{"$f":"IFERROR(INDIRECT($C$4&\"!T5\"),\"\")","v":""},{"$f":"IFERROR(INDIRECT($C$4&\"!U5\"),\"\")","v":""},{"$f":"IFERROR(INDIRECT($C$4&\"!V5\"),\"\")","v":""},{"$f":"IFERROR(INDIRECT($C$4&\"!W5\"),\"\")","v":""},{"$f":"IFERROR(INDIRECT($C$4&\"!X5\"),\"\")","v":""},{"$f":"IFERROR(INDIRECT($C$4&\"!Y5\"),\"\")","v":""},null,4]
[null,null,5,{"$f":"IFERROR(INDIRECT($C$4&\"!B6\"),\"\")","v":""},{"$f":"IFERROR(INDIRECT($C$4&\"!C6\"),\"\")","v":""},{"$f":"IFERROR(INDIRECT($C$4&\"!D6\"),\"\")","v":""},{"$f":"IFERROR(INDIRECT($C$4&\"!E6\"),\"\")","v":""},{"$f":"IFERROR(INDIRECT($C$4&\"!F6\"),\"\")","v":""},{"$f":"IFERROR(INDIRECT($C$4&\"!G6\"),\"\")","v":""},{"$f":"IFERROR(INDIRECT($C$4&\"!H6\"),\"\")","v":""},{"$f":"IFERROR(INDIRECT($C$4&\"!I6\"),\"\")","v":""},{"$f":"IFERROR(INDIRECT($C$4&\"!J6\"),\"\")","v":""},{"$f":"IFERROR(INDIRECT($C$4&\"!K6\"),\"\")","v":""},{"$f":"IFERROR(INDIRECT($C$4&\"!L6\"),\"\")","v":""},{"$f":"IFERROR(INDIRECT($C$4&\"!M6\"),\"\")","v":""},{"$f":"IFERROR(INDIRECT($C$4&\"!N6\"),\"\")","v":""},{"$f":"IFERROR(INDIRECT($C$4&\"!O6\"),\"\")","v":""},{"$f":"IFERROR(INDIRECT($C$4&\"!P6\"),\"\")","v":""},{"$f":"IFERROR(INDIRECT($C$4&\"!Q6\"),\"\")","v":""},{"$f":"IFERROR(INDIRECT($C$4&\"!R6\"),\"\")","v":""},{"$f":"IFERROR(INDIRECT($C$4&\"!S6\"),\"\")","v":""},{"$f":"IFERROR(INDIRECT($C$4&\"!T6\"),\"\")","v":""},{"$f":"IFERROR(INDIRECT($C$4&\"!U6\"),\"\")","v":""},{"$f":"IFERROR(INDIRECT($C$4&\"!V6\"),\"\")","v":""},{"$f":"IFERROR(INDIRECT($C$4&\"!W6\"),\"\")","v":""},{"$f":"IFERROR(INDIRECT($C$4&\"!X6\"),\"\")","v":""},{"$f":"IFERROR(INDIRECT($C$4&\"!Y6\"),\"\")","v":""},null,5]
[null,null,6,{"$f":"IFERROR(INDIRECT($C$4&\"!B7\"),\"\")","v":""},{"$f":"IFERROR(INDIRECT($C$4&\"!C7\"),\"\")","v":""},{"$f":"IFERROR(INDIRECT($C$4&\"!D7\"),\"\")","v":""},{"$f":"IFERROR(INDIRECT($C$4&\"!E7\"),\"\")","v":""},{"$f":"IFERROR(INDIRECT($C$4&\"!F7\"),\"\")","v":""},{"$f":"IFERROR(INDIRECT($C$4&\"!G7\"),\"\")","v":""},{"$f":"IFERROR(INDIRECT($C$4&\"!H7\"),\"\")","v":""},{"$f":"IFERROR(INDIRECT($C$4&\"!I7\"),\"\")","v":""},{"$f":"IFERROR(INDIRECT($C$4&\"!J7\"),\"\")","v":""},{"$f":"IFERROR(INDIRECT($C$4&\"!K7\"),\"\")","v":""},{"$f":"IFERROR(INDIRECT($C$4&\"!L7\"),\"\")","v":""},{"$f":"IFERROR(INDIRECT($C$4&\"!M7\"),\"\")","v":""},{"$f":"IFERROR(INDIRECT($C$4&\"!N7\"),\"\")","v":""},{"$f":"IFERROR(INDIRECT($C$4&\"!O7\"),\"\")","v":""},{"$f":"IFERROR(INDIRECT($C$4&\"!P7\"),\"\")","v":""},{"$f":"IFERROR(INDIRECT($C$4&\"!Q7\"),\"\")","v":""},{"$f":"IFERROR(INDIRECT($C$4&\"!R7\"),\"\")","v":""},{"$f":"IFERROR(INDIRECT($C$4&\"!S7\"),\"\")","v":""},{"$f":"IFERROR(INDIRECT($C$4&\"!T7\"),\"\")","v":""},{"$f":"IFERROR(INDIRECT($C$4&\"!U7\"),\"\")","v":""},{"$f":"IFERROR(INDIRECT($C$4&\"!V7\"),\"\")","v":""},{"$f":"IFERROR(INDIRECT($C$4&\"!W7\"),\"\")","v":""},{"$f":"IFERROR(INDIRECT($C$4&\"!X7\"),\"\")","v":""},{"$f":"IFERROR(INDIRECT($C$4&\"!Y7\"),\"\")","v":""},null,6]
[null,null,7,{"$f":"IFERROR(INDIRECT($C$4&\"!B8\"),\"\")","v":""},{"$f":"IFERROR(INDIRECT($C$4&\"!C8\"),\"\")","v":""},{"$f":"IFERROR(INDIRECT($C$4&\"!D8\"),\"\")","v":""},{"$f":"IFERROR(INDIRECT($C$4&\"!E8\"),\"\")","v":""},{"$f":"IFERROR(INDIRECT($C$4&\"!F8\"),\"\")","v":""},{"$f":"IFERROR(INDIRECT($C$4&\"!G8\"),\"\")","v":""},{"$f":"IFERROR(INDIRECT($C$4&\"!H8\"),\"\")","v":""},{"$f":"IFERROR(INDIRECT($C$4&\"!I8\"),\"\")","v":""},{"$f":"IFERROR(INDIRECT($C$4&\"!J8\"),\"\")","v":""},{"$f":"IFERROR(INDIRECT($C$4&\"!K8\"),\"\")","v":""},{"$f":"IFERROR(INDIRECT($C$4&\"!L8\"),\"\")","v":""},{"$f":"IFERROR(INDIRECT($C$4&\"!M8\"),\"\")","v":""},{"$f":"IFERROR(INDIRECT($C$4&\"!N8\"),\"\")","v":""},{"$f":"IFERROR(INDIRECT($C$4&\"!O8\"),\"\")","v":""},{"$f":"IFERROR(INDIRECT($C$4&\"!P8\"),\"\")","v":""},{"$f":"IFERROR(INDIRECT($C$4&\"!Q8\"),\"\")","v":""},{"$f":"IFERROR(INDIRECT($C$4&\"!R8\"),\"\")","v":""},{"$f":"IFERROR(INDIRECT($C$4&\"!S8\"),\"\")","v":""},{"$f":"IFERROR(INDIRECT($C$4&\"!T8\"),\"\")","v":""},{"$f":"IFERROR(INDIRECT($C$4&\"!U8\"),\"\")","v":""},{"$f":"IFERROR(INDIRECT($C$4&\"!V8\"),\"\")","v":""},{"$f":"IFERROR(INDIRECT($C$4&\"!W8\"),\"\")","v":""},{"$f":"IFERROR(INDIRECT($C$4&\"!X8\"),\"\")","v":""},{"$f":"IFERROR(INDIRECT($C$4&\"!Y8\"),\"\")","v":""},null,7]
[null,null,8,{"$f":"IFERROR(INDIRECT($C$4&\"!B9\"),\"\")","v":""},{"$f":"IFERROR(INDIRECT($C$4&\"!C9\"),\"\")","v":""},{"$f":"IFERROR(INDIRECT($C$4&\"!D9\"),\"\")","v":""},{"$f":"IFERROR(INDIRECT($C$4&\"!E9\"),\"\")","v":""},{"$f":"IFERROR(INDIRECT($C$4&\"!F9\"),\"\")","v":""},{"$f":"IFERROR(INDIRECT($C$4&\"!G9\"),\"\")","v":""},{"$f":"IFERROR(INDIRECT($C$4&\"!H9\"),\"\")","v":""},{"$f":"IFERROR(INDIRECT($C$4&\"!I9\"),\"\")","v":""},{"$f":"IFERROR(INDIRECT($C$4&\"!J9\"),\"\")","v":""},{"$f":"IFERROR(INDIRECT($C$4&\"!K9\"),\"\")","v":""},{"$f":"IFERROR(INDIRECT($C$4&\"!L9\"),\"\")","v":""},{"$f":"IFERROR(INDIRECT($C$4&\"!M9\"),\"\")","v":""},{"$f":"IFERROR(INDIRECT($C$4&\"!N9\"),\"\")","v":""},{"$f":"IFERROR(INDIRECT($C$4&\"!O9\"),\"\")","v":""},{"$f":"IFERROR(INDIRECT($C$4&\"!P9\"),\"\")","v":""},{"$f":"IFERROR(INDIRECT($C$4&\"!Q9\"),\"\")","v":""},{"$f":"IFERROR(INDIRECT($C$4&\"!R9\"),\"\")","v":""},{"$f":"IFERROR(INDIRECT($C$4&\"!S9\"),\"\")","v":""},{"$f":"IFERROR(INDIRECT($C$4&\"!T9\"),\"\")","v":""},{"$f":"IFERROR(INDIRECT($C$4&\"!U9\"),\"\")","v":""},{"$f":"IFERROR(INDIRECT($C$4&\"!V9\"),\"\")","v":""},{"$f":"IFERROR(INDIRECT($C$4&\"!W9\"),\"\")","v":""},{"$f":"IFERROR(INDIRECT($C$4&\"!X9\"),\"\")","v":""},{"$f":"IFERROR(INDIRECT($C$4&\"!Y9\"),\"\")","v":""},null,8]
[null,null,9,{"$f":"IFERROR(INDIRECT($C$4&\"!B10\"),\"\")","v":""},{"$f":"IFERROR(INDIRECT($C$4&\"!C10\"),\"\")","v":""},{"$f":"IFERROR(INDIRECT($C$4&\"!D10\"),\"\")","v":""},{"$f":"IFERROR(INDIRECT($C$4&\"!e10\"),\"\")","v":""},{"$f":"IFERROR(INDIRECT($C$4&\"!F10\"),\"\")","v":""},{"$f":"IFERROR(INDIRECT($C$4&\"!G10\"),\"\")","v":""},{"$f":"IFERROR(INDIRECT($C$4&\"!H10\"),\"\")","v":""},{"$f":"IFERROR(INDIRECT($C$4&\"!I10\"),\"\")","v":""},{"$f":"IFERROR(INDIRECT($C$4&\"!J10\"),\"\")","v":""},{"$f":"IFERROR(INDIRECT($C$4&\"!K10\"),\"\")","v":""},{"$f":"IFERROR(INDIRECT($C$4&\"!L10\"),\"\")","v":""},{"$f":"IFERROR(INDIRECT($C$4&\"!M10\"),\"\")","v":""},{"$f":"IFERROR(INDIRECT($C$4&\"!N10\"),\"\")","v":""},{"$f":"IFERROR(INDIRECT($C$4&\"!O10\"),\"\")","v":""},{"$f":"IFERROR(INDIRECT($C$4&\"!P10\"),\"\")","v":""},{"$f":"IFERROR(INDIRECT($C$4&\"!Q10\"),\"\")","v":""},{"$f":"IFERROR(INDIRECT($C$4&\"!R10\"),\"\")","v":""},{"$f":"IFERROR(INDIRECT($C$4&\"!S10\"),\"\")","v":""},{"$f":"IFERROR(INDIRECT($C$4&\"!T10\"),\"\")","v":""},{"$f":"IFERROR(INDIRECT($C$4&\"!U10\"),\"\")","v":""},{"$f":"IFERROR(INDIRECT($C$4&\"!V10\"),\"\")","v":""},{"$f":"IFERROR(INDIRECT($C$4&\"!W10\"),\"\")","v":""},{"$f":"IFERROR(INDIRECT($C$4&\"!X10\"),\"\")","v":""},{"$f":"IFERROR(INDIRECT($C$4&\"!Y10\"),\"\")","v":""},null,9]
[null,null,10,{"$f":"IFERROR(INDIRECT($C$4&\"!B11\"),\"\")","v":""},{"$f":"IFERROR(INDIRECT($C$4&\"!C11\"),\"\")","v":""},{"$f":"IFERROR(INDIRECT($C$4&\"!D11\"),\"\")","v":""},{"$f":"IFERROR(INDIRECT($C$4&\"!E11\"),\"\")","v":""},{"$f":"IFERROR(INDIRECT($C$4&\"!F11\"),\"\")","v":""},{"$f":"IFERROR(INDIRECT($C$4&\"!G11\"),\"\")","v":""},{"$f":"IFERROR(INDIRECT($C$4&\"!H11\"),\"\")","v":""},{"$f":"IFERROR(INDIRECT($C$4&\"!I11\"),\"\")","v":""},{"$f":"IFERROR(INDIRECT($C$4&\"!J11\"),\"\")","v":""},{"$f":"IFERROR(INDIRECT($C$4&\"!K11\"),\"\")","v":""},{"$f":"IFERROR(INDIRECT($C$4&\"!L11\"),\"\")","v":""},{"$f":"IFERROR(INDIRECT($C$4&\"!M11\"),\"\")","v":""},{"$f":"IFERROR(INDIRECT($C$4&\"!N11\"),\"\")","v":""},{"$f":"IFERROR(INDIRECT($C$4&\"!O11\"),\"\")","v":""},{"$f":"IFERROR(INDIRECT($C$4&\"!P11\"),\"\")","v":""},{"$f":"IFERROR(INDIRECT($C$4&\"!Q11\"),\"\")","v":""},{"$f":"IFERROR(INDIRECT($C$4&\"!R11\"),\"\")","v":""},{"$f":"IFERROR(INDIRECT($C$4&\"!S11\"),\"\")","v":""},{"$f":"IFERROR(INDIRECT($C$4&\"!T11\"),\"\")","v":""},{"$f":"IFERROR(INDIRECT($C$4&\"!U11\"),\"\")","v":""},{"$f":"IFERROR(INDIRECT($C$4&\"!V11\"),\"\")","v":""},{"$f":"IFERROR(INDIRECT($C$4&\"!W11\"),\"\")","v":""},{"$f":"IFERROR(INDIRECT($C$4&\"!X11\"),\"\")","v":""},{"$f":"IFERROR(INDIRECT($C$4&\"!Y11\"),\"\")","v":""},null,10]
[null,null,11,{"$f":"IFERROR(INDIRECT($C$4&\"!B12\"),\"\")","v":""},{"$f":"IFERROR(INDIRECT($C$4&\"!C12\"),\"\")","v":""},{"$f":"IFERROR(INDIRECT($C$4&\"!D12\"),\"\")","v":""},{"$f":"IFERROR(INDIRECT($C$4&\"!E12\"),\"\")","v":""},{"$f":"IFERROR(INDIRECT($C$4&\"!F12\"),\"\")","v":""},{"$f":"IFERROR(INDIRECT($C$4&\"!G12\"),\"\")","v":""},{"$f":"IFERROR(INDIRECT($C$4&\"!H12\"),\"\")","v":""},{"$f":"IFERROR(INDIRECT($C$4&\"!I12\"),\"\")","v":""},{"$f":"IFERROR(INDIRECT($C$4&\"!J12\"),\"\")","v":""},{"$f":"IFERROR(INDIRECT($C$4&\"!K12\"),\"\")","v":""},{"$f":"IFERROR(INDIRECT($C$4&\"!L12\"),\"\")","v":""},{"$f":"IFERROR(INDIRECT($C$4&\"!M12\"),\"\")","v":""},{"$f":"IFERROR(INDIRECT($C$4&\"!N12\"),\"\")","v":""},{"$f":"IFERROR(INDIRECT($C$4&\"!O12\"),\"\")","v":""},{"$f":"IFERROR(INDIRECT($C$4&\"!P12\"),\"\")","v":""},{"$f":"IFERROR(INDIRECT($C$4&\"!Q12\"),\"\")","v":""},{"$f":"IFERROR(INDIRECT($C$4&\"!R12\"),\"\")","v":""},{"$f":"IFERROR(INDIRECT($C$4&\"!S12\"),\"\")","v":""},{"$f":"IFERROR(INDIRECT($C$4&\"!T12\"),\"\")","v":""},{"$f":"IFERROR(INDIRECT($C$4&\"!U12\"),\"\")","v":""},{"$f":"IFERROR(INDIRECT($C$4&\"!V12\"),\"\")","v":""},{"$f":"IFERROR(INDIRECT($C$4&\"!W12\"),\"\")","v":""},{"$f":"IFERROR(INDIRECT($C$4&\"!X12\"),\"\")","v":""},{"$f":"IFERROR(INDIRECT($C$4&\"!Y12\"),\"\")","v":""},null,11]
[null,null,12,{"$f":"IFERROR(INDIRECT($C$4&\"!B13\"),\"\")","v":""},{"$f":"IFERROR(INDIRECT($C$4&\"!C13\"),\"\")","v":""},{"$f":"IFERROR(INDIRECT($C$4&\"!D13\"),\"\")","v":""},{"$f":"IFERROR(INDIRECT($C$4&\"!E13\"),\"\")","v":""},{"$f":"IFERROR(INDIRECT($C$4&\"!F13\"),\"\")","v":""},{"$f":"IFERROR(INDIRECT($C$4&\"!G13\"),\"\")","v":""},{"$f":"IFERROR(INDIRECT($C$4&\"!H13\"),\"\")","v":""},{"$f":"IFERROR(INDIRECT($C$4&\"!I13\"),\"\")","v":""},{"$f":"IFERROR(INDIRECT($C$4&\"!J13\"),\"\")","v":""},{"$f":"IFERROR(INDIRECT($C$4&\"!K13\"),\"\")","v":""},{"$f":"IFERROR(INDIRECT($C$4&\"!L13\"),\"\")","v":""},{"$f":"IFERROR(INDIRECT($C$4&\"!M13\"),\"\")","v":""},{"$f":"IFERROR(INDIRECT($C$4&\"!N13\"),\"\")","v":""},{"$f":"IFERROR(INDIRECT($C$4&\"!O13\"),\"\")","v":""},{"$f":"IFERROR(INDIRECT($C$4&\"!P13\"),\"\")","v":""},{"$f":"IFERROR(INDIRECT($C$4&\"!Q13\"),\"\")","v":""},{"$f":"IFERROR(INDIRECT($C$4&\"!R13\"),\"\")","v":""},{"$f":"IFERROR(INDIRECT($C$4&\"!S13\"),\"\")","v":""},{"$f":"IFERROR(INDIRECT($C$4&\"!T13\"),\"\")","v":""},{"$f":"IFERROR(INDIRECT($C$4&\"!U13\"),\"\")","v":""},{"$f":"IFERROR(INDIRECT($C$4&\"!V13\"),\"\")","v":""},{"$f":"IFERROR(INDIRECT($C$4&\"!W13\"),\"\")","v":""},{"$f":"IFERROR(INDIRECT($C$4&\"!X13\"),\"\")","v":""},{"$f":"IFERROR(INDIRECT($C$4&\"!Y13\"),\"\")","v":""},null,12]
[null,null,1,{"$f":"IFERROR(INDIRECT($C$4&\"!B14\"),\"\")","v":""},{"$f":"IFERROR(INDIRECT($C$4&\"!C14\"),\"\")","v":""},{"$f":"IFERROR(INDIRECT($C$4&\"!D14\"),\"\")","v":""},{"$f":"IFERROR(INDIRECT($C$4&\"!E14\"),\"\")","v":""},{"$f":"IFERROR(INDIRECT($C$4&\"!F14\"),\"\")","v":""},{"$f":"IFERROR(INDIRECT($C$4&\"!G14\"),\"\")","v":""},{"$f":"IFERROR(INDIRECT($C$4&\"!H14\"),\"\")","v":""},{"$f":"IFERROR(INDIRECT($C$4&\"!I14\"),\"\")","v":""},{"$f":"IFERROR(INDIRECT($C$4&\"!J14\"),\"\")","v":""},{"$f":"IFERROR(INDIRECT($C$4&\"!K14\"),\"\")","v":""},{"$f":"IFERROR(INDIRECT($C$4&\"!L14\"),\"\")","v":""},{"$f":"IFERROR(INDIRECT($C$4&\"!M14\"),\"\")","v":""},{"$f":"IFERROR(INDIRECT($C$4&\"!N14\"),\"\")","v":""},{"$f":"IFERROR(INDIRECT($C$4&\"!O14\"),\"\")","v":""},{"$f":"IFERROR(INDIRECT($C$4&\"!P14\"),\"\")","v":""},{"$f":"IFERROR(INDIRECT($C$4&\"!Q14\"),\"\")","v":""},{"$f":"IFERROR(INDIRECT($C$4&\"!R14\"),\"\")","v":""},{"$f":"IFERROR(INDIRECT($C$4&\"!S14\"),\"\")","v":""},{"$f":"IFERROR(INDIRECT($C$4&\"!T14\"),\"\")","v":""},{"$f":"IFERROR(INDIRECT($C$4&\"!U14\"),\"\")","v":""},{"$f":"IFERROR(INDIRECT($C$4&\"!V14\"),\"\")","v":""},{"$f":"IFERROR(INDIRECT($C$4&\"!W14\"),\"\")","v":""},{"$f":"IFERROR(INDIRECT($C$4&\"!X14\"),\"\")","v":""},{"$f":"IFERROR(INDIRECT($C$4&\"!Y14\"),\"\")","v":""},null,1]
[null,null,2,{"$f":"IFERROR(INDIRECT($C$4&\"!B15\"),\"\")","v":""},{"$f":"IFERROR(INDIRECT($C$4&\"!C15\"),\"\")","v":""},{"$f":"IFERROR(INDIRECT($C$4&\"!D15\"),\"\")","v":""},{"$f":"IFERROR(INDIRECT($C$4&\"!E15\"),\"\")","v":""},{"$f":"IFERROR(INDIRECT($C$4&\"!F15\"),\"\")","v":""},{"$f":"IFERROR(INDIRECT($C$4&\"!G15\"),\"\")","v":""},{"$f":"IFERROR(INDIRECT($C$4&\"!H15\"),\"\")","v":""},{"$f":"IFERROR(INDIRECT($C$4&\"!I15\"),\"\")","v":""},{"$f":"IFERROR(INDIRECT($C$4&\"!J15\"),\"\")","v":""},{"$f":"IFERROR(INDIRECT($C$4&\"!K15\"),\"\")","v":""},{"$f":"IFERROR(INDIRECT($C$4&\"!L15\"),\"\")","v":""},{"$f":"IFERROR(INDIRECT($C$4&\"!M15\"),\"\")","v":""},{"$f":"IFERROR(INDIRECT($C$4&\"!N15\"),\"\")","v":""},{"$f":"IFERROR(INDIRECT($C$4&\"!O15\"),\"\")","v":""},{"$f":"IFERROR(INDIRECT($C$4&\"!P15\"),\"\")","v":""},{"$f":"IFERROR(INDIRECT($C$4&\"!Q15\"),\"\")","v":""},{"$f":"IFERROR(INDIRECT($C$4&\"!R15\"),\"\")","v":""},{"$f":"IFERROR(INDIRECT($C$4&\"!S15\"),\"\")","v":""},{"$f":"IFERROR(INDIRECT($C$4&\"!T15\"),\"\")","v":""},{"$f":"IFERROR(INDIRECT($C$4&\"!U15\"),\"\")","v":""},{"$f":"IFERROR(INDIRECT($C$4&\"!V15\"),\"\")","v":""},{"$f":"IFERROR(INDIRECT($C$4&\"!W15\"),\"\")","v":""},{"$f":"IFERROR(INDIRECT($C$4&\"!X15\"),\"\")","v":""},{"$f":"IFERROR(INDIRECT($C$4&\"!Y15\"),\"\")","v":""},null,2]
[null,null,3,{"$f":"IFERROR(INDIRECT($C$4&\"!B16\"),\"\")","v":""},{"$f":"IFERROR(INDIRECT($C$4&\"!C16\"),\"\")","v":""},{"$f":"IFERROR(INDIRECT($C$4&\"!D16\"),\"\")","v":""},{"$f":"IFERROR(INDIRECT($C$4&\"!E16\"),\"\")","v":""},{"$f":"IFERROR(INDIRECT($C$4&\"!F16\"),\"\")","v":""},{"$f":"IFERROR(INDIRECT($C$4&\"!G16\"),\"\")","v":""},{"$f":"IFERROR(INDIRECT($C$4&\"!H16\"),\"\")","v":""},{"$f":"IFERROR(INDIRECT($C$4&\"!I16\"),\"\")","v":""},{"$f":"IFERROR(INDIRECT($C$4&\"!J16\"),\"\")","v":""},{"$f":"IFERROR(INDIRECT($C$4&\"!K16\"),\"\")","v":""},{"$f":"IFERROR(INDIRECT($C$4&\"!L16\"),\"\")","v":""},{"$f":"IFERROR(INDIRECT($C$4&\"!M16\"),\"\")","v":""},{"$f":"IFERROR(INDIRECT($C$4&\"!N16\"),\"\")","v":""},{"$f":"IFERROR(INDIRECT($C$4&\"!O16\"),\"\")","v":""},{"$f":"IFERROR(INDIRECT($C$4&\"!P16\"),\"\")","v":""},{"$f":"IFERROR(INDIRECT($C$4&\"!Q16\"),\"\")","v":""},{"$f":"IFERROR(INDIRECT($C$4&\"!R16\"),\"\")","v":""},{"$f":"IFERROR(INDIRECT($C$4&\"!S16\"),\"\")","v":""},{"$f":"IFERROR(INDIRECT($C$4&\"!T16\"),\"\")","v":""},{"$f":"IFERROR(INDIRECT($C$4&\"!U16\"),\"\")","v":""},{"$f":"IFERROR(INDIRECT($C$4&\"!V16\"),\"\")","v":""},{"$f":"IFERROR(INDIRECT($C$4&\"!W16\"),\"\")","v":""},{"$f":"IFERROR(INDIRECT($C$4&\"!X16\"),\"\")","v":""},{"$f":"IFERROR(INDIRECT($C$4&\"!Y16\"),\"\")","v":""},null,3]
[]
[null,null,null,"共通1","冷房負荷ゼロ点",null,"冷房が不要になると思われる外気温度を入力",null,null,null,null,"Tco",18,"℃",null,"共通2","暖房設計外気温",null,"建物の暖房負荷を設定する外気温度(JIS B8627のＴh100に相当)",null,null,null,null,null,null,null,"Td",-5,"℃"]
[null,null,null,null,"暖房負荷ゼロ点",null,"暖房が不要になると思われる外気温度を入力",null,null,null,null,"Two",12,"℃",null,null,"設計暖房能力",null,"最大暖房負荷に対して選定したGHPの暖房能力(原則、最大空調負荷に等しい)",null,null,null,null,null,null,null,"Φwd",18.2,"kW"]
[]
[null,null,null,"設備導入前",null,null,null,null,null,null,null,null,null,null,null,null,"前1","前2","前3","前4","前5","前6","前7","前8","前9","前10"]
[null,null,null,null,"定格冷房能力",null,"GHPの仕様を入力",null,null,null,null,null,null,null,null,"Φco",22.4,null,null,null,null,null,null,null,null,null,"kW"]
[null,null,null,null,"定格冷房ガス消費量",null,"GHPの仕様を入力",null,null,null,null,null,null,null,null,"Pco",19.100000000000001,null,null,null,null,null,null,null,null,null,"kW"]
[null,null,null,null,"冷房消費電力",null,"GHPの仕様を入力",null,null,null,null,null,null,null,null,"Ac",0.38,null,null,null,null,null,null,null,null,null,"kW"]
[null,null,null,null,"定格冷房COP",null,"自動計算","(ep=",2.4,")",null,null,null,null,null,"σco",{"$f":"IFERROR(Q29/(Q30+Q31*$I$32),\"\")","v":1.1193284029582249},{"$f":"IFERROR(R29/(R30+R31*$I$32),\"\")","v":""},"","","","",{"$f":"IFERROR(W29/(W30+W31*$I$32),\"\")","v":""},"","",{"$f":"IFERROR(Z29/(Z30+Z31*$I$32),\"\")","v":""},"σco＝Φco／(Pco+Ac×ep)"]
[null,null,null,null,"定格暖房能力",null,"GHPの仕様を入力",null,null,null,null,null,null,null,null,"Φwo",25,null,null,null,null,null,null,null,null,null,"kW"]
[null,null,null,null,"定格暖房ガス消費量",null,"GHPの仕様を入力",null,null,null,null,null,null,null,null,"Pwo",18.7,null,null,null,null,null,null,null,null,null,"kW"]
[null,null,null,null,"暖房消費電力",null,"GHPの仕様を入力",null,null,null,null,null,null,null,null,"Aw",0.47,null,null,null,null,null,null,null,null,null,"kW"]
[null,null,null,null,"定格暖房COP",null,"自動計算",null,null,null,null,null,null,null,null,"σwo",{"$f":"IFERROR(Q33/(Q34+Q35*$I$32),\"\")","v":1.2608432519669155},{"$f":"IFERROR(R33/(R34+R35*$I$32),\"\")","v":""},"","","",{"$f":"IFERROR(V33/(V34+V35*$I$32),\"\")","v":""},"",{"$f":"IFERROR(X33/(X34+X35*$I$32),\"\")","v":""},"",{"$f":"IFERROR(Z33/(Z34+Z35*$I$32),\"\")","v":""},"σwo＝Φwo／(Pwo+Aw×ep)"]
[null,null,null,null,"低温暖房能力",null,"GHPの仕様を入力",null,null,"着霜を考慮した外気温2℃時の空調機の性能",null,null,null,null,null,"Φw2",25,null,null,null,null,null,null,null,null,null,"kW"]
[null,null,null,null,"低温暖房ガス消費量",null,"GHPの仕様を入力",null,null,"寒冷地向け空調機では、カタログ等に記載",null,null,null,null,null,"Pw2",30,null,null,null,null,null,null,null,null,null,"kW"]
[null,null,null,null,"低温暖房COP",null,"自動計算",null,null,null,null,null,null,null,null,"σw2",{"$f":"IFERROR(Q37/(Q38+Q35*$I$32),\"\")","v":0.80313544076072985},{"$f":"IFERROR(R37/(R38+R35*$I$32),\"\")","v":""},"",{"$f":"IFERROR(T37/(T38+T35*$I$32),\"\")","v":""},"","",{"$f":"IFERROR(W37/(W38+W35*$I$32),\"\")","v":""},"","",{"$f":"IFERROR(Z37/(Z38+Z35*$I$32),\"\")","v":""},"σw2＝Φw2／(Pw2+Aw×ep)"]
[null,null,null,null,"台数",null,"同じ容量の空調機の台数を入力",null,null,null,null,null,null,null,null,null,null,null,null,null,null,null,null,null,null,null,"台"]
[]
[null,null,null,"設備導入後",null,null,null,null,null,null,null,null,null,null,null,null,"後1","後2","後3","後4","後5","後6","後7","後8","後9","後10"]
[null,null,null,null,"定格冷房能力",null,"GHPの仕様を入力",null,null,null,null,null,null,null,null,"Φco",null,null,null,null,null,null,null,null,null,null,"kW"]
[null,null,null,null,"定格冷房ガス消費量",null,"GHPの仕様を入力",null,null,null,null,null,null,null,null,"Pco",null,null,null,null,null,null,null,null,null,null,"kW"]
[null,null,null,null,"冷房消費電力",null,"GHPの仕様を入力",null,null,null,null,null,null,null,null,"Ac",null,null,null,null,null,null,null,null,null,null,"kW"]
[null,null,null,null,"定格冷房COP",null,"自動計算","(ep=",2.4,")",null,null,null,null,null,"σco",{"$f":"IFERROR(Q43/(Q44+Q45*$I$46),\"\")","v":""},{"$f":"IFERROR(R43/(R44+R45*$I$46),\"\")","v":""},"","","","","","","","","σco＝Φco／(Pco+Ac×ep)"]
[null,null,null,null,"定格暖房能力",null,"GHPの仕様を入力",null,null,null,null,null,null,null,null,"Φwo",null,null,null,null,null,null,null,null,null,null,"kW"]
[null,null,null,null,"定格暖房ガス消費量",null,"GHPの仕様を入力",null,null,null,null,null,null,null,null,"Pwo",null,null,null,null,null,null,null,null,null,null,"kW"]
[null,null,null,null,"暖房消費電力",null,"GHPの仕様を入力",null,null,null,null,null,null,null,null,"Aw",null,null,null,null,null,null,null,null,null,null,"kW"]
[null,null,null,null,"定格暖房COP",null,"自動計算",null,null,null,null,null,null,null,null,"σwo",{"$f":"IFERROR(Q47/(Q48+Q49*$I$46),\"\")","v":""},{"$f":"IFERROR(R47/(R48+R49*$I$46),\"\")","v":""},"","","","","","","","","σwo＝Φwo／(Pwo+Aw×ep)"]
[null,null,null,null,"低温暖房能力",null,"GHPの仕様を入力",null,null,"着霜を考慮した外気温2℃時の空調機の性能",null,null,null,null,null,"Φw2",null,null,null,null,null,null,null,null,null,null,"kW"]
[null,null,null,null,"低温暖房ガス消費量",null,"GHPの仕様を入力",null,null,"寒冷地向け空調機では、カタログ等に記載",null,null,null,null,null,"Pw2",null,null,null,null,null,null,null,null,null,null,"kW"]
[null,null,null,null,"低温暖房COP",null,"自動計算",null,null,null,null,null,null,null,null,"σw2",{"$f":"IFERROR(Q51/(Q52+Q49*$I$46),\"\")","v":""},{"$f":"IFERROR(R51/(R52+R49*$I$46),\"\")","v":""},"","","","","","","",{"$f":"IFERROR(Z51/(Z52+Z49*$I$46),\"\")","v":""},"σw2＝Φw2／(Pw2+Aw×ep)"]
[null,null,null,null,"台数",null,"同じ容量の空調機の台数を入力",null,null,null,null,null,null,null,null,null,null,null,null,null,null,null,null,null,null,null,"台"]
[]
[null,null,"設備導入前ガス使用量［MJ]"]
[null,null,null,"冷房(Gc)",null,"暖房(Gw)",null,"合計(G)"]
[null,null,null,{"$f":"IFERROR(D74*F60+G74*I60+J74*L60+M74*O60+P74*R60+S74*U60+V74*X60+Y74*AA60+AB74*AD60+AE74*AG60,\"\")","v":0},null,{"$f":"IFERROR(E74*F60+H74*I60+K74*L60+N74*O60+Q74*R60+T74*U60+W74*X60+Z74*AA60+AC74*AD60+AF74*AG60,\"\")","v":0},null,{"$f":"IFERROR(SUM(D58:G58),\"\")","v":0}]
[]
[null,null,null,"前1",null,{"$f":"IF($Q$40=\"\",1,$Q$40)","v":1},"前2",null,{"$f":"IF($R$40=\"\",1,$R$40)","v":1},"前3",null,{"$f":"IF($S$40=\"\",1,$S$40)","v":1},"前4",null,{"$f":"IF($T$40=\"\",1,$T$40)","v":1},"前5",null,{"$f":"IF($U$40=\"\",1,$U$40)","v":1},"前6",null,{"$f":"IF($V$40=\"\",1,$V$40)","v":1},"前7",null,{"$f":"IF($W$40=\"\",1,$W$40)","v":1},"前8",null,{"$f":"IF($X$40=\"\",1,$X$40)","v":1},"前9",null,{"$f":"IF($Y$40=\"\",1,$Y$40)","v":1},"前10",null,{"$f":"IF($Z$40=\"\",1,$Z$40)","v":1}]
[null,null,"月    期間","冷房","暖房","月合計","冷房","暖房","月合計","冷房","暖房","月合計","冷房","暖房","月合計","冷房","暖房","月合計","冷房","暖房","月合計","冷房","暖房","月合計","冷房","暖房","月合計","冷房","暖房","月合計","冷房","暖房","月合計","期間    月"]
[null,null,4,{"$f":"IFERROR(IF($C$7=\"---\",\"\",3.6*(D102-D82*$I$32)),\"\")","v":""},{"$f":"IFERROR(IF($C$7=\"---\",\"\",3.6*(E102-E82*$I$32)),\"\")","v":""},{"$f":"IFERROR(D62+E62,\"\")","v":""},{"$f":"IFERROR(IF($C$7=\"---\",\"\",3.6*(G102-G82*$I$32)),\"\")","v":""},{"$f":"IFERROR(IF($C$7=\"---\",\"\",3.6*(H102-H82*$I$32)),\"\")","v":""},{"$f":"IFERROR(G62+H62,\"\")","v":""},{"$f":"IFERROR(IF($C$7=\"---\",\"\",3.6*(J102-J82*$I$32)),\"\")","v":""},{"$f":"IFERROR(IF($C$7=\"---\",\"\",3.6*(K102-K82*$I$32)),\"\")","v":""},{"$f":"IFERROR(J62+K62,\"\")","v":""},{"$f":"IFERROR(IF($C$7=\"---\",\"\",3.6*(M102-M82*$I$32)),\"\")","v":""},{"$f":"IFERROR(IF($C$7=\"---\",\"\",3.6*(N102-N82*$I$32)),\"\")","v":""},{"$f":"IFERROR(M62+N62,\"\")","v":""},{"$f":"IFERROR(IF($C$7=\"---\",\"\",3.6*(P102-P82*$I$32)),\"\")","v":""},{"$f":"IFERROR(IF($C$7=\"---\",\"\",3.6*(Q102-Q82*$I$32)),\"\")","v":""},{"$f":"IFERROR(P62+Q62,\"\")","v":""},{"$f":"IFERROR(IF($C$7=\"---\",\"\",3.6*(S102-S82*$I$32)),\"\")","v":""},{"$f":"IFERROR(IF($C$7=\"---\",\"\",3.6*(T102-T82*$I$32)),\"\")","v":""},{"$f":"IFERROR(S62+T62,\"\")","v":""},{"$f":"IFERROR(IF($C$7=\"---\",\"\",3.6*(V102-V82*$I$32)),\"\")","v":""},{"$f":"IFERROR(IF($C$7=\"---\",\"\",3.6*(W102-W82*$I$32)),\"\")","v":""},{"$f":"IFERROR(V62+W62,\"\")","v":""},{"$f":"IFERROR(IF($C$7=\"---\",\"\",3.6*(Y102-Y82*$I$32)),\"\")","v":""},{"$f":"IFERROR(IF($C$7=\"---\",\"\",3.6*(Z102-Z82*$I$32)),\"\")","v":""},{"$f":"IFERROR(Y62+Z62,\"\")","v":""},{"$f":"IFERROR(IF($C$7=\"---\",\"\",3.6*(AB102-AB82*$I$32)),\"\")","v":""},{"$f":"IFERROR(IF($C$7=\"---\",\"\",3.6*(AC102-AC82*$I$32)),\"\")","v":""},{"$f":"IFERROR(AB62+AC62,\"\")","v":""},{"$f":"IFERROR(IF($C$7=\"---\",\"\",3.6*(AE102-AE82*$I$32)),\"\")","v":""},{"$f":"IFERROR(IF($C$7=\"---\",\"\",3.6*(AF102-AF82*$I$32)),\"\")","v":""},{"$f":"IFERROR(AE62+AF62,\"\")","v":""},4]
[null,null,5,{"$f":"IFERROR(IF($C$7=\"---\",\"\",3.6*(D103-D83*$I$32)),\"\")","v":""},"",{"$f":"IFERROR(D63+E63,\"\")","v":""},{"$f":"IFERROR(IF($C$7=\"---\",\"\",3.6*(G103-G83*$I$32)),\"\")","v":""},"",{"$f":"IFERROR(G63+H63,\"\")","v":""},{"$f":"IFERROR(IF($C$7=\"---\",\"\",3.6*(J103-J83*$I$32)),\"\")","v":""},"",{"$f":"IFERROR(J63+K63,\"\")","v":""},{"$f":"IFERROR(IF($C$7=\"---\",\"\",3.6*(M103-M83*$I$32)),\"\")","v":""},"",{"$f":"IFERROR(M63+N63,\"\")","v":""},{"$f":"IFERROR(IF($C$7=\"---\",\"\",3.6*(P103-P83*$I$32)),\"\")","v":""},"",{"$f":"IFERROR(P63+Q63,\"\")","v":""},{"$f":"IFERROR(IF($C$7=\"---\",\"\",3.6*(S103-S83*$I$32)),\"\")","v":""},"",{"$f":"IFERROR(S63+T63,\"\")","v":""},{"$f":"IFERROR(IF($C$7=\"---\",\"\",3.6*(V103-V83*$I$32)),\"\")","v":""},"",{"$f":"IFERROR(V63+W63,\"\")","v":""},{"$f":"IFERROR(IF($C$7=\"---\",\"\",3.6*(Y103-Y83*$I$32)),\"\")","v":""},"",{"$f":"IFERROR(Y63+Z63,\"\")","v":""},{"$f":"IFERROR(IF($C$7=\"---\",\"\",3.6*(AB103-AB83*$I$32)),\"\")","v":""},"",{"$f":"IFERROR(AB63+AC63,\"\")","v":""},{"$f":"IFERROR(IF($C$7=\"---\",\"\",3.6*(AE103-AE83*$I$32)),\"\")","v":""},"",{"$f":"IFERROR(AE63+AF63,\"\")","v":""},5]
[null,null,6,"","","","","","","","","","","","","","","","","","","","","","","","","","","","","","",6]
[null,null,7,"","","","","","","","","","","","","","","","","","","","","","","","","","","","","","",7]
[null,null,8,"","","","","","","","","","","","","","","","","","","","","","","","","","","","","","",8]
[null,null,9,"","","","","","","","","","","","","","","","","","","","","","","","","","","","","","",9]
[null,null,10,"","","","","","","","","","","","","","","","","","","","","","","","","","","","","","",10]
[null,null,11,"","","","","","","","","","","","","","","","","","","","","","","","","","","","","","",11]
[null,null,12,"","","","","","","","","","","","","","","","","","","","","","","","","","","","","","",12]
[null,null,1,"","","","","","","","","","","","","","","","","","","","","","","","","","","","","","",1]
[null,null,2,"","","","","","","","","","","","","","","","","","","","","","","","","","","","","","",2]
[null,null,3,"","",{"$f":"IFERROR(D73+E73,\"\")","v":""},"","",{"$f":"IFERROR(G73+H73,\"\")","v":""},"","",{"$f":"IFERROR(J73+K73,\"\")","v":""},"","",{"$f":"IFERROR(M73+N73,\"\")","v":""},"","",{"$f":"IFERROR(P73+Q73,\"\")","v":""},"","",{"$f":"IFERROR(S73+T73,\"\")","v":""},"","",{"$f":"IFERROR(V73+W73,\"\")","v":""},"","",{"$f":"IFERROR(Y73+Z73,\"\")","v":""},"","",{"$f":"IFERROR(AB73+AC73,\"\")","v":""},"","",{"$f":"IFERROR(AE73+AF73,\"\")","v":""},3]
[null,null,"合計",{"$f":"IFERROR(SUM(D62:D73),\"\")","v":0},0,0,0,0,0,0,0,0,0,0,0,0,0,0,0,0,0,0,0,0,0,0,0,0,0,0,0,0,0,"合計"]
[]
[null,null,"設備導入前電力使用量[kWh]"]
[null,null,null,"冷房(Auxc)",null,"暖房(Auxw)",null,"合計(Aux)"]
[null,null,null,{"$f":"IFERROR(D94*F80+G94*I80+J94*L80+M94*O80+P94*R80+S94*U80+V94*X80+Y94*AA80+AB94*AD80+AE94*AG80,\"\")","v":0},null,{"$f":"IFERROR(E94*F80+H94*I80+K94*L80+N94*O80+Q94*R80+T94*U80+W94*X80+Z94*AA80+AC94*AD80+AF94*AG80,\"\")","v":0},null,{"$f":"IFERROR(SUM(D78:G78),\"\")","v":0}]
[]
[null,null,null,"前1",null,{"$f":"IF($Q$40=\"\",1,$Q$40)","v":1},"前2",null,{"$f":"IF($R$40=\"\",1,$R$40)","v":1},"前3",null,{"$f":"IF($S$40=\"\",1,$S$40)","v":1},"前4",null,{"$f":"IF($T$40=\"\",1,$T$40)","v":1},"前5",null,{"$f":"IF($U$40=\"\",1,$U$40)","v":1},"前6",null,{"$f":"IF($V$40=\"\",1,$V$40)","v":1},"前7",null,{"$f":"IF($W$40=\"\",1,$W$40)","v":1},"前8",null,{"$f":"IF($X$40=\"\",1,$X$40)","v":1},"前9",null,{"$f":"IF($Y$40=\"\",1,$Y$40)","v":1},"前10",null,{"$f":"IF($Z$40=\"\",1,$Z$40)","v":1}]
[null,null,"月    期間","冷房","暖房","月合計","冷房","暖房","月合計","冷房","暖房","月合計","冷房","暖房","月合計","冷房","暖房","月合計","冷房","暖房","月合計","冷房","暖房","月合計","冷房","暖房","月合計","冷房","暖房","月合計","冷房","暖房","月合計","期間    月"]
[null,null,4,{"$f":"IFERROR(IF($C$7=\"---\",\"\",D102*($Q$31*$I$32)/($Q$30+$Q$31*$I$32)/$I$32),\"\")","v":""},{"$f":"IFERROR(IF($C$7=\"---\",\"\",E102*($Q$35*$I$32)/($Q$34+$Q$35*$I$32)/$I$32),\"\")","v":""},{"$f":"IFERROR(D82+E82,\"\")","v":""},{"$f":"IFERROR(IF($C$7=\"---\",\"\",G102*($R$31*$I$32)/($R$30+$R$31*$I$32)/$I$32),\"\")","v":""},{"$f":"IFERROR(IF($C$7=\"---\",\"\",H102*($R$35*$I$32)/($R$34+$R$35*$I$32)/$I$32),\"\")","v":""},{"$f":"IFERROR(G82+H82,\"\")","v":""},{"$f":"IFERROR(IF($C$7=\"---\",\"\",J102*($S$31*$I$32)/($S$30+$S$31*$I$32)/$I$32),\"\")","v":""},{"$f":"IFERROR(IF($C$7=\"---\",\"\",K102*($S$35*$I$32)/($S$34+$S$35*$I$32)/$I$32),\"\")","v":""},{"$f":"IFERROR(J82+K82,\"\")","v":""},{"$f":"IFERROR(IF($C$7=\"---\",\"\",M102*($T$31*$I$32)/($T$30+$T$31*$I$32)/$I$32),\"\")","v":""},{"$f":"IFERROR(IF($C$7=\"---\",\"\",N102*($T$35*$I$32)/($T$34+$T$35*$I$32)/$I$32),\"\")","v":""},{"$f":"IFERROR(M82+N82,\"\")","v":""},{"$f":"IFERROR(IF($C$7=\"---\",\"\",P102*($U$31*$I$32)/($U$30+$U$31*$I$32)/$I$32),\"\")","v":""},{"$f":"IFERROR(IF($C$7=\"---\",\"\",Q102*($U$35*$I$32)/($U$34+$U$35*$I$32)/$I$32),\"\")","v":""},{"$f":"IFERROR(P82+Q82,\"\")","v":""},{"$f":"IFERROR(IF($C$7=\"---\",\"\",S102*($V$31*$I$32)/($V$30+$V$31*$I$32)/$I$32),\"\")","v":""},{"$f":"IFERROR(IF($C$7=\"---\",\"\",T102*($V$35*$I$32)/($V$34+$V$35*$I$32)/$I$32),\"\")","v":""},{"$f":"IFERROR(S82+T82,\"\")","v":""},{"$f":"IFERROR(IF($C$7=\"---\",\"\",V102*($W$31*$I$32)/($W$30+$W$31*$I$32)/$I$32),\"\")","v":""},{"$f":"IFERROR(IF($C$7=\"---\",\"\",W102*($W$35*$I$32)/($W$34+$W$35*$I$32)/$I$32),\"\")","v":""},{"$f":"IFERROR(V82+W82,\"\")","v":""},{"$f":"IFERROR(IF($C$7=\"---\",\"\",Y102*($X$31*$I$32)/($X$30+$X$31*$I$32)/$I$32),\"\")","v":""},{"$f":"IFERROR(IF($C$7=\"---\",\"\",Z102*($X$35*$I$32)/($X$34+$X$35*$I$32)/$I$32),\"\")","v":""},{"$f":"IFERROR(Y82+Z82,\"\")","v":""},{"$f":"IFERROR(IF($C$7=\"---\",\"\",AB102*($Y$31*$I$32)/($Y$30+$Y$31*$I$32)/$I$32),\"\")","v":""},{"$f":"IFERROR(IF($C$7=\"---\",\"\",AC102*($Y$35*$I$32)/($Y$34+$Y$35*$I$32)/$I$32),\"\")","v":""},{"$f":"IFERROR(AB82+AC82,\"\")","v":""},{"$f":"IFERROR(IF($C$7=\"---\",\"\",AE102*($Z$31*$I$32)/($Z$30+$Z$31*$I$32)/$I$32),\"\")","v":""},{"$f":"IFERROR(IF($C$7=\"---\",\"\",AF102*($Z$35*$I$32)/($Z$34+$Z$35*$I$32)/$I$32),\"\")","v":""},{"$f":"IFERROR(AE82+AF82,\"\")","v":""},4]
[null,null,5,{"$f":"IFERROR(IF($C$7=\"---\",\"\",D103*($Q$31*$I$32)/($Q$30+$Q$31*$I$32)/$I$32),\"\")","v":""},{"$f":"IFERROR(IF($C$7=\"---\",\"\",E103*($Q$35*$I$32)/($Q$34+$Q$35*$I$32)/$I$32),\"\")","v":""},{"$f":"IFERROR(D83+E83,\"\")","v":""},{"$f":"IFERROR(IF($C$7=\"---\",\"\",G103*($R$31*$I$32)/($R$30+$R$31*$I$32)/$I$32),\"\")","v":""},{"$f":"IFERROR(IF($C$7=\"---\",\"\",H103*($R$35*$I$32)/($R$34+$R$35*$I$32)/$I$32),\"\")","v":""},{"$f":"IFERROR(G83+H83,\"\")","v":""},{"$f":"IFERROR(IF($C$7=\"---\",\"\",J103*($S$31*$I$32)/($S$30+$S$31*$I$32)/$I$32),\"\")","v":""},{"$f":"IFERROR(IF($C$7=\"---\",\"\",K103*($S$35*$I$32)/($S$34+$S$35*$I$32)/$I$32),\"\")","v":""},{"$f":"IFERROR(J83+K83,\"\")","v":""},{"$f":"IFERROR(IF($C$7=\"---\",\"\",M103*($T$31*$I$32)/($T$30+$T$31*$I$32)/$I$32),\"\")","v":""},{"$f":"IFERROR(IF($C$7=\"---\",\"\",N103*($T$35*$I$32)/($T$34+$T$35*$I$32)/$I$32),\"\")","v":""},{"$f":"IFERROR(M83+N83,\"\")","v":""},{"$f":"IFERROR(IF($C$7=\"---\",\"\",P103*($U$31*$I$32)/($U$30+$U$31*$I$32)/$I$32),\"\")","v":""},{"$f":"IFERROR(IF($C$7=\"---\",\"\",Q103*($U$35*$I$32)/($U$34+$U$35*$I$32)/$I$32),\"\")","v":""},{"$f":"IFERROR(P83+Q83,\"\")","v":""},{"$f":"IFERROR(IF($C$7=\"---\",\"\",S103*($V$31*$I$32)/($V$30+$V$31*$I$32)/$I$32),\"\")","v":""},{"$f":"IFERROR(IF($C$7=\"---\",\"\",T103*($V$35*$I$32)/($V$34+$V$35*$I$32)/$I$32),\"\")","v":""},{"$f":"IFERROR(S83+T83,\"\")","v":""},{"$f":"IFERROR(IF($C$7=\"---\",\"\",V103*($W$31*$I$32)/($W$30+$W$31*$I$32)/$I$32),\"\")","v":""},{"$f":"IFERROR(IF($C$7=\"---\",\"\",W103*($W$35*$I$32)/($W$34+$W$35*$I$32)/$I$32),\"\")","v":""},{"$f":"IFERROR(V83+W83,\"\")","v":""},{"$f":"IFERROR(IF($C$7=\"---\",\"\",Y103*($X$31*$I$32)/($X$30+$X$31*$I$32)/$I$32),\"\")","v":""},{"$f":"IFERROR(IF($C$7=\"---\",\"\",Z103*($X$35*$I$32)/($X$34+$X$35*$I$32)/$I$32),\"\")","v":""},{"$f":"IFERROR(Y83+Z83,\"\")","v":""},{"$f":"IFERROR(IF($C$7=\"---\",\"\",AB103*($Y$31*$I$32)/($Y$30+$Y$31*$I$32)/$I$32),\"\")","v":""},{"$f":"IFERROR(IF($C$7=\"---\",\"\",AC103*($Y$35*$I$32)/($Y$34+$Y$35*$I$32)/$I$32),\"\")","v":""},{"$f":"IFERROR(AB83+AC83,\"\")","v":""},{"$f":"IFERROR(IF($C$7=\"---\",\"\",AE103*($Z$31*$I$32)/($Z$30+$Z$31*$I$32)/$I$32),\"\")","v":""},{"$f":"IFERROR(IF($C$7=\"---\",\"\",AF103*($Z$35*$I$32)/($Z$34+$Z$35*$I$32)/$I$32),\"\")","v":""},{"$f":"IFERROR(AE83+AF83,\"\")","v":""},5]
[null,null,6,"","","","","","","","","","","","","","","","","","","","","","","","","","","","","","",6]
[null,null,7,"","","","","","","","","","","","","","","","","","","","","","","","","","","","","","",7]
[null,null,8,"","","","","","","","","","","","","","","","","","","","","","","","","","","","","","",8]
[null,null,9,"","","","","","","","","","","","","","","","","","","","","","","","","","","","","","",9]
[null,null,10,"","","","","","","","","","","","","","","","","","","","","","","","","","","","","","",10]
[null,null,11,"","","","","","","","","","","","","","","","","","","","","","","","","","","","","","",11]
[null,null,12,"","","","","","","","","","","","","","","","","","","","","","","","","","","","","","",12]
[null,null,1,"","","","","","","","","","","","","","","","","","","","","","","","","","","","","","",1]
[null,null,2,"","","","","","","","","","","","","","","","","","","","","","","","","","","","","","",2]
[null,null,3,"","",{"$f":"IFERROR(D93+E93,\"\")","v":""},"","",{"$f":"IFERROR(G93+H93,\"\")","v":""},"","",{"$f":"IFERROR(J93+K93,\"\")","v":""},"","",{"$f":"IFERROR(M93+N93,\"\")","v":""},"","",{"$f":"IFERROR(P93+Q93,\"\")","v":""},{"$f":"IFERROR(IF($C$7=\"---\",\"\",S113*($V$31*$I$32)/($V$30+$V$31*$I$32)/$I$32),\"\")","v":""},{"$f":"IFERROR(IF($C$7=\"---\",\"\",T113*($V$35*$I$32)/($V$34+$V$35*$I$32)/$I$32),\"\")","v":""},{"$f":"IFERROR(S93+T93,\"\")","v":""},"","",{"$f":"IFERROR(V93+W93,\"\")","v":""},"","",{"$f":"IFERROR(Y93+Z93,\"\")","v":""},"","",{"$f":"IFERROR(AB93+AC93,\"\")","v":""},"","",{"$f":"IFERROR(AE93+AF93,\"\")","v":""},3]
[null,null,"合計",{"$f":"IFERROR(SUM(D82:D93),\"\")","v":0},0,0,0,0,0,0,0,0,0,0,0,0,0,0,0,0,0,0,0,0,0,0,0,0,0,0,0,0,0,"合計"]
[]
[null,null,"設備導入前エネルギー使用量［kWh]"]
[null,null,null,"冷房(Ec)",null,"暖房(Ew)",null,"合計(E)"]
[null,null,null,{"$f":"IFERROR(D114*F100+G114*I100+J114*L100+M114*O100+P114*R100+S114*U100+V114*X100+Y114*AA100+AB114*AD100+AE114*AG100,\"\")","v":0},null,{"$f":"IFERROR(E114*F100+H114*I100+K114*L100+N114*O100+Q114*R100+T114*U100+W114*X100+Z114*AA100+AC114*AD100+AF114*AG100,\"\")","v":0},null,{"$f":"IFERROR(SUM(D98:G98),\"\")","v":0}]
[]
[null,null,null,"前1",null,{"$f":"IF($Q$40=\"\",1,$Q$40)","v":1},"前2",null,{"$f":"IF($R$40=\"\",1,$R$40)","v":1},"前3",null,{"$f":"IF($S$40=\"\",1,$S$40)","v":1},"前4",null,{"$f":"IF($T$40=\"\",1,$T$40)","v":1},"前5",null,{"$f":"IF($U$40=\"\",1,$U$40)","v":1},"前6",null,{"$f":"IF($V$40=\"\",1,$V$40)","v":1},"前7",null,{"$f":"IF($W$40=\"\",1,$W$40)","v":1},"前8",null,{"$f":"IF($X$40=\"\",1,$X$40)","v":1},"前9",null,{"$f":"IF($Y$40=\"\",1,$Y$40)","v":1},"前10",null,{"$f":"IF($Z$40=\"\",1,$Z$40)","v":1}]
[null,null,"月    期間","冷房","暖房","月合計","冷房","暖房","月合計","冷房","暖房","月合計","冷房","暖房","月合計","冷房","暖房","月合計","冷房","暖房","月合計","冷房","暖房","月合計","冷房","暖房","月合計","冷房","暖房","月合計","冷房","暖房","月合計","期間    月"]
[null,null,4,{"$f":"IFERROR(IF($C$7=\"---\",\"\",$AB$26/($C$7*$Q$32)*AU227),\"\")","v":""},{"$f":"IFERROR(IF($C$7=\"---\",\"\",$AU367),\"\")","v":""},{"$f":"IFERROR(D102+E102,\"\")","v":""},{"$f":"IFERROR(IF($C$7=\"---\",\"\",$AB$26/($C$7*$R$32)*AV227),\"\")","v":""},{"$f":"IFERROR(IF($C$7=\"---\",\"\",$AV367),\"\")","v":""},{"$f":"IFERROR(G102+H102,\"\")","v":""},{"$f":"IFERROR(IF($C$7=\"---\",\"\",$AB$26/($C$7*$S$32)*AW227),\"\")","v":""},{"$f":"IFERROR(IF($C$7=\"---\",\"\",$AW367),\"\")","v":""},{"$f":"IFERROR(J102+K102,\"\")","v":""},{"$f":"IFERROR(IF($C$7=\"---\",\"\",$AB$26/($C$7*$T$32)*AX227),\"\")","v":""},{"$f":"IFERROR(IF($C$7=\"---\",\"\",$AX367),\"\")","v":""},{"$f":"IFERROR(M102+N102,\"\")","v":""},{"$f":"IFERROR(IF($C$7=\"---\",\"\",$AB$26/($C$7*$U$32)*AY227),\"\")","v":""},{"$f":"IFERROR(IF($C$7=\"---\",\"\",$AY367),\"\")","v":""},{"$f":"IFERROR(P102+Q102,\"\")","v":""},{"$f":"IFERROR(IF($C$7=\"---\",\"\",$AB$26/($C$7*$V$32)*AZ227),\"\")","v":""},{"$f":"IFERROR(IF($C$7=\"---\",\"\",$AZ367),\"\")","v":""},{"$f":"IFERROR(S102+T102,\"\")","v":""},{"$f":"IFERROR(IF($C$7=\"---\",\"\",$AB$26/($C$7*$W$32)*BA227),\"\")","v":""},{"$f":"IFERROR(IF($C$7=\"---\",\"\",$BA367),\"\")","v":""},{"$f":"IFERROR(V102+W102,\"\")","v":""},{"$f":"IFERROR(IF($C$7=\"---\",\"\",$AB$26/($C$7*$X$32)*BB227),\"\")","v":""},{"$f":"IFERROR(IF($C$7=\"---\",\"\",$BB367),\"\")","v":""},{"$f":"IFERROR(Y102+Z102,\"\")","v":""},{"$f":"IFERROR(IF($C$7=\"---\",\"\",$AB$26/($C$7*$Y$32)*BC227),\"\")","v":""},{"$f":"IFERROR(IF($C$7=\"---\",\"\",$BC367),\"\")","v":""},{"$f":"IFERROR(AB102+AC102,\"\")","v":""},{"$f":"IFERROR(IF($C$7=\"---\",\"\",$AB$26/($C$7*$Z$32)*BD227),\"\")","v":""},{"$f":"IFERROR(IF($C$7=\"---\",\"\",$BD367),\"\")","v":""},{"$f":"IFERROR(AE102+AF102,\"\")","v":""},4]
[null,null,5,{"$f":"IFERROR(IF($C$7=\"---\",\"\",$AB$26/($C$7*$Q$32)*AU228),\"\")","v":""},{"$f":"IFERROR(IF($C$7=\"---\",\"\",$AU368),\"\")","v":""},{"$f":"IFERROR(D103+E103,\"\")","v":""},{"$f":"IFERROR(IF($C$7=\"---\",\"\",$AB$26/($C$7*$R$32)*AV228),\"\")","v":""},{"$f":"IFERROR(IF($C$7=\"---\",\"\",$AV368),\"\")","v":""},{"$f":"IFERROR(G103+H103,\"\")","v":""},{"$f":"IFERROR(IF($C$7=\"---\",\"\",$AB$26/($C$7*$S$32)*AW228),\"\")","v":""},{"$f":"IFERROR(IF($C$7=\"---\",\"\",$AW368),\"\")","v":""},{"$f":"IFERROR(J103+K103,\"\")","v":""},{"$f":"IFERROR(IF($C$7=\"---\",\"\",$AB$26/($C$7*$T$32)*AX228),\"\")","v":""},{"$f":"IFERROR(IF($C$7=\"---\",\"\",$AX368),\"\")","v":""},{"$f":"IFERROR(M103+N103,\"\")","v":""},{"$f":"IFERROR(IF($C$7=\"---\",\"\",$AB$26/($C$7*$U$32)*AY228),\"\")","v":""},{"$f":"IFERROR(IF($C$7=\"---\",\"\",$AY368),\"\")","v":""},{"$f":"IFERROR(P103+Q103,\"\")","v":""},{"$f":"IFERROR(IF($C$7=\"---\",\"\",$AB$26/($C$7*$V$32)*AZ228),\"\")","v":""},{"$f":"IFERROR(IF($C$7=\"---\",\"\",$AZ368),\"\")","v":""},{"$f":"IFERROR(S103+T103,\"\")","v":""},{"$f":"IFERROR(IF($C$7=\"---\",\"\",$AB$26/($C$7*$W$32)*BA228),\"\")","v":""},{"$f":"IFERROR(IF($C$7=\"---\",\"\",$BA368),\"\")","v":""},{"$f":"IFERROR(V103+W103,\"\")","v":""},{"$f":"IFERROR(IF($C$7=\"---\",\"\",$AB$26/($C$7*$X$32)*BB228),\"\")","v":""},{"$f":"IFERROR(IF($C$7=\"---\",\"\",$BB368),\"\")","v":""},{"$f":"IFERROR(Y103+Z103,\"\")","v":""},{"$f":"IFERROR(IF($C$7=\"---\",\"\",$AB$26/($C$7*$Y$32)*BC228),\"\")","v":""},{"$f":"IFERROR(IF($C$7=\"---\",\"\",$BC368),\"\")","v":""},{"$f":"IFERROR(AB103+AC103,\"\")","v":""},{"$f":"IFERROR(IF($C$7=\"---\",\"\",$AB$26/($C$7*$Z$32)*BD228),\"\")","v":""},{"$f":"IFERROR(IF($C$7=\"---\",\"\",$BD368),\"\")","v":""},{"$f":"IFERROR(AE103+AF103,\"\")","v":""},5]
[null,null,6,"","","","","","","","","","","","","","","","","","","","","","","","","","","","","","",6]
[null,null,7,"","","","","","","","","","","","","","","","","","","","","","","","","","","","","","",7]
[null,null,8,"","","","","","","","","","","","","","","","","","","","","","","","","","","","","","",8]
[null,null,9,"","","","","","","","","","","","","","","","","","","","","","","","","","","","","","",9]
[null,null,10,"","","","","","","","","","","","","","","","","","","","","","","","","","","","","","",10]
[null,null,11,"","","","","","","","","","","","","","","","","","","","","","","","","","","","","","",11]
[null,null,12,"","","","","","","","","","","","","","","","","","","","","","","","","","","","","","",12]
[null,null,1,"","","","","","","","","","","","","","","","","","","","","","","","","","","","","",{"$f":"IFERROR(AE111+AF111,\"\")","v":""},1]
[null,null,2,"","","","","","","","","","","","","","","","","","","","","","","","","","","","","","",2]
[null,null,3,"","",{"$f":"IFERROR(D113+E113,\"\")","v":""},"","",{"$f":"IFERROR(G113+H113,\"\")","v":""},"","",{"$f":"IFERROR(J113+K113,\"\")","v":""},"","",{"$f":"IFERROR(M113+N113,\"\")","v":""},"","",{"$f":"IFERROR(P113+Q113,\"\")","v":""},"","",{"$f":"IFERROR(S113+T113,\"\")","v":""},"","",{"$f":"IFERROR(V113+W113,\"\")","v":""},"","",{"$f":"IFERROR(Y113+Z113,\"\")","v":""},"","",{"$f":"IFERROR(AB113+AC113,\"\")","v":""},"","",{"$f":"IFERROR(AE113+AF113,\"\")","v":""},3]
[null,null,"合計",{"$f":"IFERROR(SUM(D102:D113),\"\")","v":0},0,0,0,0,0,0,0,0,0,0,0,0,0,0,0,0,0,0,0,0,0,0,0,0,0,0,0,0,0,"合計"]
[]
[null,null,"設備導入後ガス使用量［MJ]"]
[null,null,null,"冷房(Gc)",null,"暖房(Gw)",null,"合計"]
[null,null,null,{"$f":"IFERROR(D134*F120+G134*I120+J134*L120+M134*O120+P134*R120+S134*U120+V134*X120+Y134*AA120+AB134*AD120+AE134*AG120,\"\")","v":0},null,{"$f":"IFERROR(E134*F120+H134*I120+K134*L120+N134*O120+Q134*R120+T134*U120+W134*X120+Z134*AA120+AC134*AD120+AF134*AG120,\"\")","v":0},null,{"$f":"IFERROR(SUM(D118:G118),\"\")","v":0}]
[]
[null,null,null,"後1",null,{"$f":"IF($Q$54=\"\",1,$Q$54)","v":1},"後2",null,{"$f":"IF($R$54=\"\",1,$R$54)","v":1},"後3",null,{"$f":"IF($S$54=\"\",1,$S$54)","v":1},"後4",null,{"$f":"IF($T$54=\"\",1,$T$54)","v":1},"後5",null,{"$f":"IF($U$54=\"\",1,$U$54)","v":1},"後6",null,{"$f":"IF($V$54=\"\",1,$V$54)","v":1},"後7",null,{"$f":"IF($W$54=\"\",1,$W$54)","v":1},"後8",null,{"$f":"IF($X$54=\"\",1,$X$54)","v":1},"後9",null,{"$f":"IF($Y$54=\"\",1,$Y$54)","v":1},"後10",null,{"$f":"IF($Z$54=\"\",1,$Z$54)","v":1}]
[null,null,"月    期間","冷房","暖房","月合計","冷房","暖房","月合計","冷房","暖房","月合計","冷房","暖房","月合計","冷房","暖房","月合計","冷房","暖房","月合計","冷房","暖房","月合計","冷房","暖房","月合計","冷房","暖房","月合計","冷房","暖房","月合計","期間    月"]
[null,null,4,{"$f":"IFERROR(IF($C$7=\"---\",\"\",3.6*(D162-D142*$I$46)),\"\")","v":""},{"$f":"IFERROR(IF($C$7=\"---\",\"\",3.6*(E162-E142*$I$46)),\"\")","v":""},{"$f":"IFERROR(D122+E122,\"\")","v":""},{"$f":"IFERROR(IF($C$7=\"---\",\"\",3.6*(G162-G142*$I$46)),\"\")","v":""},{"$f":"IFERROR(IF($C$7=\"---\",\"\",3.6*(H162-H142*$I$46)),\"\")","v":""},{"$f":"IFERROR(G122+H122,\"\")","v":""},{"$f":"IFERROR(IF($C$7=\"---\",\"\",3.6*(J162-J142*$I$46)),\"\")","v":""},{"$f":"IFERROR(IF($C$7=\"---\",\"\",3.6*(K162-K142*$I$46)),\"\")","v":""},{"$f":"IFERROR(J122+K122,\"\")","v":""},{"$f":"IFERROR(IF($C$7=\"---\",\"\",3.6*(M162-M142*$I$46)),\"\")","v":""},{"$f":"IFERROR(IF($C$7=\"---\",\"\",3.6*(N162-N142*$I$46)),\"\")","v":""},{"$f":"IFERROR(M122+N122,\"\")","v":""},{"$f":"IFERROR(IF($C$7=\"---\",\"\",3.6*(P162-P142*$I$46)),\"\")","v":""},{"$f":"IFERROR(IF($C$7=\"---\",\"\",3.6*(Q162-Q142*$I$46)),\"\")","v":""},{"$f":"IFERROR(P122+Q122,\"\")","v":""},{"$f":"IFERROR(IF($C$7=\"---\",\"\",3.6*(S162-S142*$I$46)),\"\")","v":""},{"$f":"IFERROR(IF($C$7=\"---\",\"\",3.6*(T162-T142*$I$46)),\"\")","v":""},{"$f":"IFERROR(S122+T122,\"\")","v":""},{"$f":"IFERROR(IF($C$7=\"---\",\"\",3.6*(V162-V142*$I$46)),\"\")","v":""},{"$f":"IFERROR(IF($C$7=\"---\",\"\",3.6*(W162-W142*$I$46)),\"\")","v":""},{"$f":"IFERROR(V122+W122,\"\")","v":""},{"$f":"IFERROR(IF($C$7=\"---\",\"\",3.6*(Y162-Y142*$I$46)),\"\")","v":""},{"$f":"IFERROR(IF($C$7=\"---\",\"\",3.6*(Z162-Z142*$I$46)),\"\")","v":""},{"$f":"IFERROR(Y122+Z122,\"\")","v":""},{"$f":"IFERROR(IF($C$7=\"---\",\"\",3.6*(AB162-AB142*$I$46)),\"\")","v":""},{"$f":"IFERROR(IF($C$7=\"---\",\"\",3.6*(AC162-AC142*$I$46)),\"\")","v":""},{"$f":"IFERROR(AB122+AC122,\"\")","v":""},{"$f":"IFERROR(IF($C$7=\"---\",\"\",3.6*(AE162-AE142*$I$46)),\"\")","v":""},{"$f":"IFERROR(IF($C$7=\"---\",\"\",3.6*(AF162-AF142*$I$46)),\"\")","v":""},{"$f":"IFERROR(AE122+AF122,\"\")","v":""},4]
[null,null,5,{"$f":"IFERROR(IF($C$7=\"---\",\"\",3.6*(D163-D143*$I$46)),\"\")","v":""},"",{"$f":"IFERROR(D123+E123,\"\")","v":""},{"$f":"IFERROR(IF($C$7=\"---\",\"\",3.6*(G163-G143*$I$46)),\"\")","v":""},"",{"$f":"IFERROR(G123+H123,\"\")","v":""},{"$f":"IFERROR(IF($C$7=\"---\",\"\",3.6*(J163-J143*$I$46)),\"\")","v":""},"",{"$f":"IFERROR(J123+K123,\"\")","v":""},{"$f":"IFERROR(IF($C$7=\"---\",\"\",3.6*(M163-M143*$I$46)),\"\")","v":""},"",{"$f":"IFERROR(M123+N123,\"\")","v":""},{"$f":"IFERROR(IF($C$7=\"---\",\"\",3.6*(P163-P143*$I$46)),\"\")","v":""},"",{"$f":"IFERROR(P123+Q123,\"\")","v":""},{"$f":"IFERROR(IF($C$7=\"---\",\"\",3.6*(S163-S143*$I$46)),\"\")","v":""},"",{"$f":"IFERROR(S123+T123,\"\")","v":""},{"$f":"IFERROR(IF($C$7=\"---\",\"\",3.6*(V163-V143*$I$46)),\"\")","v":""},"",{"$f":"IFERROR(V123+W123,\"\")","v":""},{"$f":"IFERROR(IF($C$7=\"---\",\"\",3.6*(Y163-Y143*$I$46)),\"\")","v":""},"",{"$f":"IFERROR(Y123+Z123,\"\")","v":""},{"$f":"IFERROR(IF($C$7=\"---\",\"\",3.6*(AB163-AB143*$I$46)),\"\")","v":""},"",{"$f":"IFERROR(AB123+AC123,\"\")","v":""},{"$f":"IFERROR(IF($C$7=\"---\",\"\",3.6*(AE163-AE143*$I$46)),\"\")","v":""},"",{"$f":"IFERROR(AE123+AF123,\"\")","v":""},5]
[null,null,6,"","","","","","","","","","","","","","","","","","","","","","","","","","","","","","",6]
[null,null,7,"","","","","","","","","","","","","","","","","","","","","","","","","","","","","","",7]
[null,null,8,"","","","","","","","","","","","","","","","","","","","","","","","","","","","","","",8]
[null,null,9,"","","","","","","","","","","","","","","","","","","","","","","","","","","","","","",9]
[null,null,10,"","","","","","","","","","","","","","","","","","","","","","","","","","","","","","",10]
[null,null,11,"","","","","","","","","","","","","","","","","","","","","","","","","","","","","","",11]
[null,null,12,"","","","","","","","","","","","","","","","","","","","","","","","","","","","","","",12]
[null,null,1,"","","","","","","","","","","","","","","","","","","","","","","","","","","","","","",1]
[null,null,2,"","","","","","","","","","","","","","","","","","","","","","","","","","","","","","",2]
[null,null,3,"","",{"$f":"IFERROR(D133+E133,\"\")","v":""},"","",{"$f":"IFERROR(G133+H133,\"\")","v":""},"","",{"$f":"IFERROR(J133+K133,\"\")","v":""},"","",{"$f":"IFERROR(M133+N133,\"\")","v":""},"","",{"$f":"IFERROR(P133+Q133,\"\")","v":""},"","",{"$f":"IFERROR(S133+T133,\"\")","v":""},"","",{"$f":"IFERROR(V133+W133,\"\")","v":""},"","",{"$f":"IFERROR(Y133+Z133,\"\")","v":""},"","",{"$f":"IFERROR(AB133+AC133,\"\")","v":""},"","",{"$f":"IFERROR(AE133+AF133,\"\")","v":""},3]
[null,null,"合計",{"$f":"IFERROR(SUM(D122:D133),\"\")","v":0},0,0,0,0,0,0,0,0,0,0,0,0,0,0,0,0,0,0,0,0,0,0,0,0,0,0,0,0,0,"合計"]
[]
[null,null,"設備導入後電力使用量[kWh]"]
[null,null,null,"冷房(Auxc)",null,"暖房(Auxw)",null,"合計"]
[null,null,null,{"$f":"IFERROR(D154*F140+G154*I140+J154*L140+M154*O140+P154*R140+S154*U140+V154*X140+Y154*AA140+AB154*AD140+AE154*AG140,\"\")","v":0},null,{"$f":"IFERROR(E154*F140+H154*I140+K154*L140+N154*O140+Q154*R140+T154*U140+W154*X140+Z154*AA140+AC154*AD140+AF154*AG140,\"\")","v":0},null,{"$f":"IFERROR(SUM(D138:G138),\"\")","v":0}]
[]
[null,null,null,"後1",null,{"$f":"IF($Q$54=\"\",1,$Q$54)","v":1},"後2",null,{"$f":"IF($R$54=\"\",1,$R$54)","v":1},"後3",null,{"$f":"IF($S$54=\"\",1,$S$54)","v":1},"後4",null,{"$f":"IF($T$54=\"\",1,$T$54)","v":1},"後5",null,{"$f":"IF($U$54=\"\",1,$U$54)","v":1},"後6",null,{"$f":"IF($V$54=\"\",1,$V$54)","v":1},"後7",null,{"$f":"IF($W$54=\"\",1,$W$54)","v":1},"後8",null,{"$f":"IF($X$54=\"\",1,$X$54)","v":1},"後9",null,{"$f":"IF($Y$54=\"\",1,$Y$54)","v":1},"後10",null,{"$f":"IF($Z$54=\"\",1,$Z$54)","v":1}]
[null,null,"月    期間","冷房","暖房","月合計","冷房","暖房","月合計","冷房","暖房","月合計","冷房","暖房","月合計","冷房","暖房","月合計","冷房","暖房","月合計","冷房","暖房","月合計","冷房","暖房","月合計","冷房","暖房","月合計","冷房","暖房","月合計","期間    月"]
[null,null,4,{"$f":"IFERROR(IF($C$7=\"---\",\"\",D162*($Q$45*$I$46)/($Q$44+$Q$45*$I$46)/$I$46),\"\")","v":""},{"$f":"IFERROR(IF($C$7=\"---\",\"\",E162*($Q$49*$I$46)/($Q$48+$Q$49*$I$46)/$I$46),\"\")","v":""},{"$f":"IFERROR(D142+E142,\"\")","v":""},{"$f":"IFERROR(IF($C$7=\"---\",\"\",G162*($R$45*$I$46)/($R$44+$R$45*$I$46)/$I$46),\"\")","v":""},{"$f":"IFERROR(IF($C$7=\"---\",\"\",H162*($R$49*$I$46)/($R$48+$R$49*$I$46)/$I$46),\"\")","v":""},{"$f":"IFERROR(G142+H142,\"\")","v":""},{"$f":"IFERROR(IF($C$7=\"---\",\"\",J162*($S$45*$I$46)/($S$44+$S$45*$I$46)/$I$46),\"\")","v":""},{"$f":"IFERROR(IF($C$7=\"---\",\"\",K162*($S$49*$I$46)/($S$48+$S$49*$I$46)/$I$46),\"\")","v":""},{"$f":"IFERROR(J142+K142,\"\")","v":""},{"$f":"IFERROR(IF($C$7=\"---\",\"\",M162*($T$45*$I$46)/($T$44+$T$45*$I$46)/$I$46),\"\")","v":""},{"$f":"IFERROR(IF($C$7=\"---\",\"\",N162*($T$49*$I$46)/($T$48+$T$49*$I$46)/$I$46),\"\")","v":""},{"$f":"IFERROR(M142+N142,\"\")","v":""},{"$f":"IFERROR(IF($C$7=\"---\",\"\",P162*($U$45*$I$46)/($U$44+$U$45*$I$46)/$I$46),\"\")","v":""},{"$f":"IFERROR(IF($C$7=\"---\",\"\",Q162*($U$49*$I$46)/($U$48+$U$49*$I$46)/$I$46),\"\")","v":""},{"$f":"IFERROR(P142+Q142,\"\")","v":""},{"$f":"IFERROR(IF($C$7=\"---\",\"\",S162*($V$45*$I$46)/($V$44+$V$45*$I$46)/$I$46),\"\")","v":""},{"$f":"IFERROR(IF($C$7=\"---\",\"\",T162*($V$49*$I$46)/($V$48+$V$49*$I$46)/$I$46),\"\")","v":""},{"$f":"IFERROR(S142+T142,\"\")","v":""},{"$f":"IFERROR(IF($C$7=\"---\",\"\",V162*($W$45*$I$46)/($W$44+$W$45*$I$46)/$I$46),\"\")","v":""},{"$f":"IFERROR(IF($C$7=\"---\",\"\",W162*($W$49*$I$46)/($W$48+$W$49*$I$46)/$I$46),\"\")","v":""},{"$f":"IFERROR(V142+W142,\"\")","v":""},{"$f":"IFERROR(IF($C$7=\"---\",\"\",Y162*($X$45*$I$46)/($X$44+$X$45*$I$46)/$I$46),\"\")","v":""},{"$f":"IFERROR(IF($C$7=\"---\",\"\",Z162*($X$49*$I$46)/($X$48+$X$49*$I$46)/$I$46),\"\")","v":""},{"$f":"IFERROR(Y142+Z142,\"\")","v":""},{"$f":"IFERROR(IF($C$7=\"---\",\"\",AB162*($Y$45*$I$46)/($Y$44+$Y$45*$I$46)/$I$46),\"\")","v":""},{"$f":"IFERROR(IF($C$7=\"---\",\"\",AC162*($Y$49*$I$46)/($Y$48+$Y$49*$I$46)/$I$46),\"\")","v":""},{"$f":"IFERROR(AB142+AC142,\"\")","v":""},{"$f":"IFERROR(IF($C$7=\"---\",\"\",AE162*($Z$45*$I$46)/($Z$44+$Z$45*$I$46)/$I$46),\"\")","v":""},{"$f":"IFERROR(IF($C$7=\"---\",\"\",AF162*($Z$49*$I$46)/($Z$48+$Z$49*$I$46)/$I$46),\"\")","v":""},{"$f":"IFERROR(AE142+AF142,\"\")","v":""},4]
[null,null,5,{"$f":"IFERROR(IF($C$7=\"---\",\"\",D163*($Q$45*$I$46)/($Q$44+$Q$45*$I$46)/$I$46),\"\")","v":""},{"$f":"IFERROR(IF($C$7=\"---\",\"\",E163*($Q$49*$I$46)/($Q$48+$Q$49*$I$46)/$I$46),\"\")","v":""},{"$f":"IFERROR(D143+E143,\"\")","v":""},{"$f":"IFERROR(IF($C$7=\"---\",\"\",G163*($R$45*$I$46)/($R$44+$R$45*$I$46)/$I$46),\"\")","v":""},{"$f":"IFERROR(IF($C$7=\"---\",\"\",H163*($R$49*$I$46)/($R$48+$R$49*$I$46)/$I$46),\"\")","v":""},{"$f":"IFERROR(G143+H143,\"\")","v":""},{"$f":"IFERROR(IF($C$7=\"---\",\"\",J163*($S$45*$I$46)/($S$44+$S$45*$I$46)/$I$46),\"\")","v":""},{"$f":"IFERROR(IF($C$7=\"---\",\"\",K163*($S$49*$I$46)/($S$48+$S$49*$I$46)/$I$46),\"\")","v":""},{"$f":"IFERROR(J143+K143,\"\")","v":""},{"$f":"IFERROR(IF($C$7=\"---\",\"\",M163*($T$45*$I$46)/($T$44+$T$45*$I$46)/$I$46),\"\")","v":""},{"$f":"IFERROR(IF($C$7=\"---\",\"\",N163*($T$49*$I$46)/($T$48+$T$49*$I$46)/$I$46),\"\")","v":""},{"$f":"IFERROR(M143+N143,\"\")","v":""},{"$f":"IFERROR(IF($C$7=\"---\",\"\",P163*($U$45*$I$46)/($U$44+$U$45*$I$46)/$I$46),\"\")","v":""},{"$f":"IFERROR(IF($C$7=\"---\",\"\",Q163*($U$49*$I$46)/($U$48+$U$49*$I$46)/$I$46),\"\")","v":""},{"$f":"IFERROR(P143+Q143,\"\")","v":""},{"$f":"IFERROR(IF($C$7=\"---\",\"\",S163*($V$45*$I$46)/($V$44+$V$45*$I$46)/$I$46),\"\")","v":""},{"$f":"IFERROR(IF($C$7=\"---\",\"\",T163*($V$49*$I$46)/($V$48+$V$49*$I$46)/$I$46),\"\")","v":""},{"$f":"IFERROR(S143+T143,\"\")","v":""},{"$f":"IFERROR(IF($C$7=\"---\",\"\",V163*($W$45*$I$46)/($W$44+$W$45*$I$46)/$I$46),\"\")","v":""},{"$f":"IFERROR(IF($C$7=\"---\",\"\",W163*($W$49*$I$46)/($W$48+$W$49*$I$46)/$I$46),\"\")","v":""},{"$f":"IFERROR(V143+W143,\"\")","v":""},{"$f":"IFERROR(IF($C$7=\"---\",\"\",Y163*($X$45*$I$46)/($X$44+$X$45*$I$46)/$I$46),\"\")","v":""},{"$f":"IFERROR(IF($C$7=\"---\",\"\",Z163*($X$49*$I$46)/($X$48+$X$49*$I$46)/$I$46),\"\")","v":""},{"$f":"IFERROR(Y143+Z143,\"\")","v":""},{"$f":"IFERROR(IF($C$7=\"---\",\"\",AB163*($Y$45*$I$46)/($Y$44+$Y$45*$I$46)/$I$46),\"\")","v":""},{"$f":"IFERROR(IF($C$7=\"---\",\"\",AC163*($Y$49*$I$46)/($Y$48+$Y$49*$I$46)/$I$46),\"\")","v":""},{"$f":"IFERROR(AB143+AC143,\"\")","v":""},{"$f":"IFERROR(IF($C$7=\"---\",\"\",AE163*($Z$45*$I$46)/($Z$44+$Z$45*$I$46)/$I$46),\"\")","v":""},{"$f":"IFERROR(IF($C$7=\"---\",\"\",AF163*($Z$49*$I$46)/($Z$48+$Z$49*$I$46)/$I$46),\"\")","v":""},{"$f":"IFERROR(AE143+AF143,\"\")","v":""},5]
[null,null,6,"","","","","","","","","","","","","","","","","","","","","","","","","","","","","","",6]
[null,null,7,"","","","","","","","","","","","","","","","","","","","","","","","","","","","","","",7]
[null,null,8,"","","","","","","","","","","","","","","","","","","","","","","","","","","","","","",8]
[null,null,9,"","","","","","","","","","","","","","","","","","","","","","","","","","","","","","",9]
[null,null,10,"","","","","","","","","","","","","","","","","","","","","","","","","","","","","","",10]
[null,null,11,"","","","","","","","","","","","","","","","","","","","","","","","","","","","","","",11]
[null,null,12,"","","","","","","","","","","","","","","","","","","","","","","","","","","","","","",12]
[null,null,1,"","","","","","","","","","","","","","","","","","","","","","","","","","","","","","",1]
[null,null,2,"","","","","","","","","","","","","","","","","","","","","","","","","","","","","","",2]
[null,null,3,"","",{"$f":"IFERROR(D153+E153,\"\")","v":""},"","",{"$f":"IFERROR(G153+H153,\"\")","v":""},"","",{"$f":"IFERROR(J153+K153,\"\")","v":""},"","",{"$f":"IFERROR(M153+N153,\"\")","v":""},"","",{"$f":"IFERROR(P153+Q153,\"\")","v":""},"","",{"$f":"IFERROR(S153+T153,\"\")","v":""},"","",{"$f":"IFERROR(V153+W153,\"\")","v":""},"","",{"$f":"IFERROR(Y153+Z153,\"\")","v":""},"","",{"$f":"IFERROR(AB153+AC153,\"\")","v":""},"","",{"$f":"IFERROR(AE153+AF153,\"\")","v":""},3]
[null,null,"合計",{"$f":"IFERROR(SUM(D142:D153),\"\")","v":0},0,0,0,0,0,0,0,0,0,0,0,0,0,0,0,0,0,0,0,0,0,0,0,0,0,0,0,0,0,"合計"]
[]
[null,null,"設備導入後エネルギー使用量［kWh]"]
[null,null,null,"冷房(Ec)",null,"暖房(Ew)",null,"合計"]
[null,null,null,{"$f":"IFERROR(D174*F160+G174*I160+J174*L160+M174*O160+P174*R160+S174*U160+V174*X160+Y174*AA160+AB174*AD160+AE174*AG160,\"\")","v":0},null,{"$f":"IFERROR(E174*F160+H174*I160+K174*L160+N174*O160+Q174*R160+T174*U160+W174*X160+Z174*AA160+AC174*AD160+AF174*AG160,\"\")","v":0},null,{"$f":"IFERROR(SUM(D158:G158),\"\")","v":0}]
[]
[null,null,null,"後1",null,{"$f":"IF($Q$54=\"\",1,$Q$54)","v":1},"後2",null,{"$f":"IF($R$54=\"\",1,$R$54)","v":1},"後3",null,{"$f":"IF($S$54=\"\",1,$S$54)","v":1},"後4",null,{"$f":"IF($T$54=\"\",1,$T$54)","v":1},"後5",null,{"$f":"IF($U$54=\"\",1,$U$54)","v":1},"後6",null,{"$f":"IF($V$54=\"\",1,$V$54)","v":1},"後7",null,{"$f":"IF($W$54=\"\",1,$W$54)","v":1},"後8",null,{"$f":"IF($X$54=\"\",1,$X$54)","v":1},"後9",null,{"$f":"IF($Y$54=\"\",1,$Y$54)","v":1},"後10",null,{"$f":"IF($Z$54=\"\",1,$Z$54)","v":1}]
[null,null,"月    期間","冷房","暖房","月合計","冷房","暖房","月合計","冷房","暖房","月合計","冷房","暖房","月合計","冷房","暖房","月合計","冷房","暖房","月合計","冷房","暖房","月合計","冷房","暖房","月合計","冷房","暖房","月合計","冷房","暖房","月合計","期間    月"]
[null,null,4,{"$f":"IFERROR(IF($C$7=\"---\",\"\",$AB$26/($C$7*$Q$46)*$BF227),\"\")","v":""},{"$f":"IFERROR(IF($C$7=\"---\",\"\",$BF367),\"\")","v":""},{"$f":"IFERROR(D162+E162,\"\")","v":""},{"$f":"IFERROR(IF($C$7=\"---\",\"\",$AB$26/($C$7*$R$46)*$BG227),\"\")","v":""},{"$f":"IFERROR(IF($C$7=\"---\",\"\",$BG367),\"\")","v":""},{"$f":"IFERROR(G162+H162,\"\")","v":""},{"$f":"IFERROR(IF($C$7=\"---\",\"\",$AB$26/($C$7*$S$46)*$BH227),\"\")","v":""},{"$f":"IFERROR(IF($C$7=\"---\",\"\",$BH367),\"\")","v":""},{"$f":"IFERROR(J162+K162,\"\")","v":""},{"$f":"IFERROR(IF($C$7=\"---\",\"\",$AB$26/($C$7*$T$46)*$BI227),\"\")","v":""},{"$f":"IFERROR(IF($C$7=\"---\",\"\",$BI367),\"\")","v":""},{"$f":"IFERROR(M162+N162,\"\")","v":""},{"$f":"IFERROR(IF($C$7=\"---\",\"\",$AB$26/($C$7*$U$46)*$BJ227),\"\")","v":""},{"$f":"IFERROR(IF($C$7=\"---\",\"\",$BJ367),\"\")","v":""},{"$f":"IFERROR(P162+Q162,\"\")","v":""},{"$f":"IFERROR(IF($C$7=\"---\",\"\",$AB$26/($C$7*$V$46)*$BK227),\"\")","v":""},{"$f":"IFERROR(IF($C$7=\"---\",\"\",$BK367),\"\")","v":""},{"$f":"IFERROR(S162+T162,\"\")","v":""},{"$f":"IFERROR(IF($C$7=\"---\",\"\",$AB$26/($C$7*$W$46)*$BL227),\"\")","v":""},{"$f":"IFERROR(IF($C$7=\"---\",\"\",$BL367),\"\")","v":""},{"$f":"IFERROR(V162+W162,\"\")","v":""},{"$f":"IFERROR(IF($C$7=\"---\",\"\",$AB$26/($C$7*$X$46)*$BM227),\"\")","v":""},{"$f":"IFERROR(IF($C$7=\"---\",\"\",$BM367),\"\")","v":""},{"$f":"IFERROR(Y162+Z162,\"\")","v":""},{"$f":"IFERROR(IF($C$7=\"---\",\"\",$AB$26/($C$7*$Y$46)*$BN227),\"\")","v":""},{"$f":"IFERROR(IF($C$7=\"---\",\"\",$BN367),\"\")","v":""},{"$f":"IFERROR(AB162+AC162,\"\")","v":""},{"$f":"IFERROR(IF($C$7=\"---\",\"\",$AB$26/($C$7*$Z$46)*$BO227),\"\")","v":""},{"$f":"IFERROR(IF($C$7=\"---\",\"\",$BO367),\"\")","v":""},{"$f":"IFERROR(AE162+AF162,\"\")","v":""},4]
[null,null,5,{"$f":"IFERROR(IF($C$7=\"---\",\"\",$AB$26/($C$7*$Q$46)*$BF228),\"\")","v":""},{"$f":"IFERROR(IF($C$7=\"---\",\"\",$BF368),\"\")","v":""},{"$f":"IFERROR(D163+E163,\"\")","v":""},{"$f":"IFERROR(IF($C$7=\"---\",\"\",$AB$26/($C$7*$R$46)*$BG228),\"\")","v":""},{"$f":"IFERROR(IF($C$7=\"---\",\"\",$BG368),\"\")","v":""},{"$f":"IFERROR(G163+H163,\"\")","v":""},{"$f":"IFERROR(IF($C$7=\"---\",\"\",$AB$26/($C$7*$S$46)*$BH228),\"\")","v":""},{"$f":"IFERROR(IF($C$7=\"---\",\"\",$BH368),\"\")","v":""},{"$f":"IFERROR(J163+K163,\"\")","v":""},{"$f":"IFERROR(IF($C$7=\"---\",\"\",$AB$26/($C$7*$T$46)*$BI228),\"\")","v":""},{"$f":"IFERROR(IF($C$7=\"---\",\"\",$BI368),\"\")","v":""},{"$f":"IFERROR(M163+N163,\"\")","v":""},{"$f":"IFERROR(IF($C$7=\"---\",\"\",$AB$26/($C$7*$U$46)*$BJ228),\"\")","v":""},{"$f":"IFERROR(IF($C$7=\"---\",\"\",$BJ368),\"\")","v":""},{"$f":"IFERROR(P163+Q163,\"\")","v":""},{"$f":"IFERROR(IF($C$7=\"---\",\"\",$AB$26/($C$7*$V$46)*$BK228),\"\")","v":""},{"$f":"IFERROR(IF($C$7=\"---\",\"\",$BK368),\"\")","v":""},{"$f":"IFERROR(S163+T163,\"\")","v":""},{"$f":"IFERROR(IF($C$7=\"---\",\"\",$AB$26/($C$7*$W$46)*$BL228),\"\")","v":""},{"$f":"IFERROR(IF($C$7=\"---\",\"\",$BL368),\"\")","v":""},{"$f":"IFERROR(V163+W163,\"\")","v":""},{"$f":"IFERROR(IF($C$7=\"---\",\"\",$AB$26/($C$7*$X$46)*$BM228),\"\")","v":""},{"$f":"IFERROR(IF($C$7=\"---\",\"\",$BM368),\"\")","v":""},{"$f":"IFERROR(Y163+Z163,\"\")","v":""},{"$f":"IFERROR(IF($C$7=\"---\",\"\",$AB$26/($C$7*$Y$46)*$BN228),\"\")","v":""},{"$f":"IFERROR(IF($C$7=\"---\",\"\",$BN368),\"\")","v":""},{"$f":"IFERROR(AB163+AC163,\"\")","v":""},{"$f":"IFERROR(IF($C$7=\"---\",\"\",$AB$26/($C$7*$Z$46)*$BO228),\"\")","v":""},{"$f":"IFERROR(IF($C$7=\"---\",\"\",$BO368),\"\")","v":""},{"$f":"IFERROR(AE163+AF163,\"\")","v":""},5]
[null,null,6,"","","","","","","","","","","","","","","","","","","","","","","","","","","","","","",6]
[null,null,7,"","","","","","","","","","","","","","","","","","","","","","","","","","","","","","",7]
[null,null,8,"","","","","","","","","","","","","","","","","","","","","","","","","","","","","","",8]
[null,null,9,"","","","","","","","","","","","","","","","","","","","","","","","","","","","","","",9]
[null,null,10,"","","","","","","","","","","","","","","","","","","","","","","","","","","","","","",10]
[null,null,11,"","","","","","","","","","","","","","","","","","","","","","","","","","","","","","",11]
[null,null,12,"","","","","","","","","","","","","","","","","","","","","","","","","","","","","","",12]
[null,null,1,"","","","","","","","","","","","","","","","","","","","","","","","","","","","","","",1]
[null,null,2,"","","","","","","","","","","","","","","","","","","","","","","","","","","","","","",2]
[null,null,3,"","",{"$f":"IFERROR(D173+E173,\"\")","v":""},"","",{"$f":"IFERROR(G173+H173,\"\")","v":""},"","",{"$f":"IFERROR(J173+K173,\"\")","v":""},"","",{"$f":"IFERROR(M173+N173,\"\")","v":""},"","",{"$f":"IFERROR(P173+Q173,\"\")","v":""},"","",{"$f":"IFERROR(S173+T173,\"\")","v":""},"","",{"$f":"IFERROR(V173+W173,\"\")","v":""},"","",{"$f":"IFERROR(Y173+Z173,\"\")","v":""},"","",{"$f":"IFERROR(AB173+AC173,\"\")","v":""},"","",{"$f":"IFERROR(AE173+AF173,\"\")","v":""},3]
[null,null,"合計",{"$f":"IFERROR(SUM(D162:D173),\"\")","v":0},0,0,0,0,0,0,0,0,0,0,0,0,0,0,0,0,0,0,0,0,0,0,0,0,0,0,0,0,0,"合計"]
[]
[null,null,"作業表1(青色のセルを「24」、オレンジ色のセルを「19」として抽出）"]
[null,null,null," 時刻"]
[null,null,"月",0,1,2,3,4,5,6,7,8,9,10,11,12,13,14,15,16,17,18,19,20,21,22,23,"月"]
[null,null,4,{"$f":"CELLCOLOR($D$12)","v":-4142},{"$f":"CELLCOLOR($E$12)","v":-4142},{"$f":"CELLCOLOR($F$12)","v":-4142},{"$f":"CELLCOLOR($G$12)","v":-4142},{"$f":"CELLCOLOR($H$12)","v":-4142},{"$f":"CELLCOLOR($I$12)","v":-4142},{"$f":"CELLCOLOR($J$12)","v":-4142},{"$f":"CELLCOLOR($K$12)","v":-4142},{"$f":"CELLCOLOR($L$12)","v":-4142},{"$f":"CELLCOLOR($M$12)","v":-4142},{"$f":"CELLCOLOR($N$12)","v":-4142},{"$f":"CELLCOLOR($O$12)","v":-4142},{"$f":"CELLCOLOR($P$12)","v":-4142},{"$f":"CELLCOLOR($Q$12)","v":-4142},{"$f":"CELLCOLOR($R$12)","v":-4142},{"$f":"CELLCOLOR($S$12)","v":-4142},{"$f":"CELLCOLOR($T$12)","v":-4142},{"$f":"CELLCOLOR($U$12)","v":-4142},{"$f":"CELLCOLOR($V$12)","v":-4142},{"$f":"CELLCOLOR($W$12)","v":-4142},{"$f":"CELLCOLOR($X$12)","v":-4142},{"$f":"CELLCOLOR($Y$12)","v":-4142},{"$f":"CELLCOLOR($Z$12)","v":-4142},{"$f":"CELLCOLOR($AA$12)","v":-4142},4]
[null,null,5,{"$f":"CELLCOLOR($D$13)","v":-4142},{"$f":"CELLCOLOR($E$13)","v":-4142},{"$f":"CELLCOLOR($F$13)","v":-4142},{"$f":"CELLCOLOR($G$13)","v":-4142},{"$f":"CELLCOLOR($H$13)","v":-4142},{"$f":"CELLCOLOR($I$13)","v":-4142},{"$f":"CELLCOLOR($J$13)","v":-4142},{"$f":"CELLCOLOR($K$13)","v":-4142},{"$f":"CELLCOLOR($L$13)","v":-4142},{"$f":"CELLCOLOR($M$13)","v":-4142},{"$f":"CELLCOLOR($N$13)","v":-4142},{"$f":"CELLCOLOR($O$13)","v":-4142},{"$f":"CELLCOLOR($P$13)","v":-4142},{"$f":"CELLCOLOR($Q$13)","v":-4142},{"$f":"CELLCOLOR($R$13)","v":-4142},{"$f":"CELLCOLOR($S$13)","v":-4142},{"$f":"CELLCOLOR($T$13)","v":-4142},{"$f":"CELLCOLOR($U$13)","v":-4142},{"$f":"CELLCOLOR($V$13)","v":-4142},{"$f":"CELLCOLOR($W$13)","v":-4142},{"$f":"CELLCOLOR($X$13)","v":-4142},{"$f":"CELLCOLOR($Y$13)","v":-4142},{"$f":"CELLCOLOR($Z$13)","v":-4142},{"$f":"CELLCOLOR($AA$13)","v":-4142},5]
[null,null,6,{"$f":"CELLCOLOR($D$14)","v":-4142},{"$f":"CELLCOLOR($E$14)","v":-4142},{"$f":"CELLCOLOR($F$14)","v":-4142},{"$f":"CELLCOLOR($G$14)","v":-4142},{"$f":"CELLCOLOR($H$14)","v":-4142},{"$f":"CELLCOLOR($I$14)","v":-4142},{"$f":"CELLCOLOR($J$14)","v":-4142},{"$f":"CELLCOLOR($K$14)","v":-4142},{"$f":"CELLCOLOR($L$14)","v":-4142},{"$f":"CELLCOLOR($M$14)","v":-4142},{"$f":"CELLCOLOR($N$14)","v":-4142},{"$f":"CELLCOLOR($O$14)","v":-4142},{"$f":"CELLCOLOR($P$14)","v":-4142},{"$f":"CELLCOLOR($Q$14)","v":-4142},{"$f":"CELLCOLOR($R$14)","v":-4142},{"$f":"CELLCOLOR($S$14)","v":-4142},{"$f":"CELLCOLOR($T$14)","v":-4142},{"$f":"CELLCOLOR($U$14)","v":-4142},{"$f":"CELLCOLOR($V$14)","v":-4142},{"$f":"CELLCOLOR($W$14)","v":-4142},{"$f":"CELLCOLOR($X$14)","v":-4142},{"$f":"CELLCOLOR($Y$14)","v":-4142},{"$f":"CELLCOLOR($Z$14)","v":-4142},{"$f":"CELLCOLOR($AA$14)","v":-4142},6]
[null,null,7,{"$f":"CELLCOLOR($D$15)","v":-4142},{"$f":"CELLCOLOR($E$15)","v":-4142},{"$f":"CELLCOLOR($F$15)","v":-4142},{"$f":"CELLCOLOR($G$15)","v":-4142},{"$f":"CELLCOLOR($H$15)","v":-4142},{"$f":"CELLCOLOR($I$15)","v":-4142},{"$f":"CELLCOLOR($J$15)","v":-4142},{"$f":"CELLCOLOR($K$15)","v":-4142},{"$f":"CELLCOLOR($L$15)","v":-4142},{"$f":"CELLCOLOR($M$15)","v":-4142},{"$f":"CELLCOLOR($N$15)","v":-4142},{"$f":"CELLCOLOR($O$15)","v":-4142},{"$f":"CELLCOLOR($P$15)","v":-4142},{"$f":"CELLCOLOR($Q$15)","v":-4142},{"$f":"CELLCOLOR($R$15)","v":-4142},{"$f":"CELLCOLOR($S$15)","v":-4142},{"$f":"CELLCOLOR($T$15)","v":-4142},{"$f":"CELLCOLOR($U$15)","v":-4142},{"$f":"CELLCOLOR($V$15)","v":-4142},{"$f":"CELLCOLOR($W$15)","v":-4142},{"$f":"CELLCOLOR($X$15)","v":-4142},{"$f":"CELLCOLOR($Y$15)","v":-4142},{"$f":"CELLCOLOR($Z$15)","v":-4142},{"$f":"CELLCOLOR($AA$15)","v":-4142},7]
[null,null,8,{"$f":"CELLCOLOR($D$16)","v":-4142},{"$f":"CELLCOLOR($E$16)","v":-4142},{"$f":"CELLCOLOR($F$16)","v":-4142},{"$f":"CELLCOLOR($G$16)","v":-4142},{"$f":"CELLCOLOR($H$16)","v":-4142},{"$f":"CELLCOLOR($I$16)","v":-4142},{"$f":"CELLCOLOR($J$16)","v":-4142},{"$f":"CELLCOLOR($K$16)","v":-4142},{"$f":"CELLCOLOR($L$16)","v":-4142},{"$f":"CELLCOLOR($M$16)","v":-4142},{"$f":"CELLCOLOR($N$16)","v":-4142},{"$f":"CELLCOLOR($O$16)","v":-4142},{"$f":"CELLCOLOR($P$16)","v":-4142},{"$f":"CELLCOLOR($Q$16)","v":-4142},{"$f":"CELLCOLOR($R$16)","v":-4142},{"$f":"CELLCOLOR($S$16)","v":-4142},{"$f":"CELLCOLOR($T$16)","v":-4142},{"$f":"CELLCOLOR($U$16)","v":-4142},{"$f":"CELLCOLOR($V$16)","v":-4142},{"$f":"CELLCOLOR($W$16)","v":-4142},{"$f":"CELLCOLOR($X$16)","v":-4142},{"$f":"CELLCOLOR($Y$16)","v":-4142},{"$f":"CELLCOLOR($Z$16)","v":-4142},{"$f":"CELLCOLOR($AA$16)","v":-4142},8]
[null,null,9,{"$f":"CELLCOLOR($D$17)","v":-4142},{"$f":"CELLCOLOR($E$17)","v":-4142},{"$f":"CELLCOLOR($F$17)","v":-4142},{"$f":"CELLCOLOR($G$17)","v":-4142},{"$f":"CELLCOLOR($H$17)","v":-4142},{"$f":"CELLCOLOR($I$17)","v":-4142},{"$f":"CELLCOLOR($J$17)","v":-4142},{"$f":"CELLCOLOR($K$17)","v":-4142},{"$f":"CELLCOLOR($L$17)","v":-4142},{"$f":"CELLCOLOR($M$17)","v":-4142},{"$f":"CELLCOLOR($N$17)","v":-4142},{"$f":"CELLCOLOR($O$17)","v":-4142},{"$f":"CELLCOLOR($P$17)","v":-4142},{"$f":"CELLCOLOR($Q$17)","v":-4142},{"$f":"CELLCOLOR($R$17)","v":-4142},{"$f":"CELLCOLOR($S$17)","v":-4142},{"$f":"CELLCOLOR($T$17)","v":-4142},{"$f":"CELLCOLOR($U$17)","v":-4142},{"$f":"CELLCOLOR($V$17)","v":-4142},{"$f":"CELLCOLOR($W$17)","v":-4142},{"$f":"CELLCOLOR($X$17)","v":-4142},{"$f":"CELLCOLOR($Y$17)","v":-4142},{"$f":"CELLCOLOR($Z$17)","v":-4142},{"$f":"CELLCOLOR($AA$17)","v":-4142},9]
[null,null,10,{"$f":"CELLCOLOR($D$18)","v":-4142},{"$f":"CELLCOLOR($E$18)","v":-4142},{"$f":"CELLCOLOR($F$18)","v":-4142},{"$f":"CELLCOLOR($G$18)","v":-4142},{"$f":"CELLCOLOR($H$18)","v":-4142},{"$f":"CELLCOLOR($I$18)","v":-4142},{"$f":"CELLCOLOR($J$18)","v":-4142},{"$f":"CELLCOLOR($K$18)","v":-4142},{"$f":"CELLCOLOR($L$18)","v":-4142},{"$f":"CELLCOLOR($M$18)","v":-4142},{"$f":"CELLCOLOR($N$18)","v":-4142},{"$f":"CELLCOLOR($O$18)","v":-4142},{"$f":"CELLCOLOR($P$18)","v":-4142},{"$f":"CELLCOLOR($Q$18)","v":-4142},{"$f":"CELLCOLOR($R$18)","v":-4142},{"$f":"CELLCOLOR($S$18)","v":-4142},{"$f":"CELLCOLOR($T$18)","v":-4142},{"$f":"CELLCOLOR($U$18)","v":-4142},{"$f":"CELLCOLOR($V$18)","v":-4142},{"$f":"CELLCOLOR($W$18)","v":-4142},{"$f":"CELLCOLOR($X$18)","v":-4142},{"$f":"CELLCOLOR($Y$18)","v":-4142},{"$f":"CELLCOLOR($Z$18)","v":-4142},{"$f":"CELLCOLOR($AA$18)","v":-4142},10]
[null,null,11,{"$f":"CELLCOLOR($D$19)","v":-4142},{"$f":"CELLCOLOR($E$19)","v":-4142},{"$f":"CELLCOLOR($F$19)","v":-4142},{"$f":"CELLCOLOR($G$19)","v":-4142},{"$f":"CELLCOLOR($H$19)","v":-4142},{"$f":"CELLCOLOR($I$19)","v":-4142},{"$f":"CELLCOLOR($J$19)","v":-4142},{"$f":"CELLCOLOR($K$19)","v":-4142},{"$f":"CELLCOLOR($L$19)","v":-4142},{"$f":"CELLCOLOR($M$19)","v":-4142},{"$f":"CELLCOLOR($N$19)","v":-4142},{"$f":"CELLCOLOR($O$19)","v":-4142},{"$f":"CELLCOLOR($P$19)","v":-4142},{"$f":"CELLCOLOR($Q$19)","v":-4142},{"$f":"CELLCOLOR($R$19)","v":-4142},{"$f":"CELLCOLOR($S$19)","v":-4142},{"$f":"CELLCOLOR($T$19)","v":-4142},{"$f":"CELLCOLOR($U$19)","v":-4142},{"$f":"CELLCOLOR($V$19)","v":-4142},{"$f":"CELLCOLOR($W$19)","v":-4142},{"$f":"CELLCOLOR($X$19)","v":-4142},{"$f":"CELLCOLOR($Y$19)","v":-4142},{"$f":"CELLCOLOR($Z$19)","v":-4142},{"$f":"CELLCOLOR($AA$19)","v":-4142},11]
[null,null,12,{"$f":"CELLCOLOR($D$20)","v":-4142},{"$f":"CELLCOLOR($E$20)","v":-4142},{"$f":"CELLCOLOR($F$20)","v":-4142},{"$f":"CELLCOLOR($G$20)","v":-4142},{"$f":"CELLCOLOR($H$20)","v":-4142},{"$f":"CELLCOLOR($I$20)","v":-4142},{"$f":"CELLCOLOR($J$20)","v":-4142},{"$f":"CELLCOLOR($K$20)","v":-4142},{"$f":"CELLCOLOR($L$20)","v":-4142},{"$f":"CELLCOLOR($M$20)","v":-4142},{"$f":"CELLCOLOR($N$20)","v":-4142},{"$f":"CELLCOLOR($O$20)","v":-4142},{"$f":"CELLCOLOR($P$20)","v":-4142},{"$f":"CELLCOLOR($Q$20)","v":-4142},{"$f":"CELLCOLOR($R$20)","v":-4142},{"$f":"CELLCOLOR($S$20)","v":-4142},{"$f":"CELLCOLOR($T$20)","v":-4142},{"$f":"CELLCOLOR($U$20)","v":-4142},{"$f":"CELLCOLOR($V$20)","v":-4142},{"$f":"CELLCOLOR($W$20)","v":-4142},{"$f":"CELLCOLOR($X$20)","v":-4142},{"$f":"CELLCOLOR($Y$20)","v":-4142},{"$f":"CELLCOLOR($Z$20)","v":-4142},{"$f":"CELLCOLOR($AA$20)","v":-4142},12]
[null,null,1,{"$f":"CELLCOLOR($D$21)","v":-4142},{"$f":"CELLCOLOR($E$21)","v":-4142},{"$f":"CELLCOLOR($F$21)","v":-4142},{"$f":"CELLCOLOR($G$21)","v":-4142},{"$f":"CELLCOLOR($H$21)","v":-4142},{"$f":"CELLCOLOR($I$21)","v":-4142},{"$f":"CELLCOLOR($J$21)","v":-4142},{"$f":"CELLCOLOR($K$21)","v":-4142},{"$f":"CELLCOLOR($L$21)","v":-4142},{"$f":"CELLCOLOR($M$21)","v":-4142},{"$f":"CELLCOLOR($N$21)","v":-4142},{"$f":"CELLCOLOR($O$21)","v":-4142},{"$f":"CELLCOLOR($P$21)","v":-4142},{"$f":"CELLCOLOR($Q$21)","v":-4142},{"$f":"CELLCOLOR($R$21)","v":-4142},{"$f":"CELLCOLOR($S$21)","v":-4142},{"$f":"CELLCOLOR($T$21)","v":-4142},{"$f":"CELLCOLOR($U$21)","v":-4142},{"$f":"CELLCOLOR($V$21)","v":-4142},{"$f":"CELLCOLOR($W$21)","v":-4142},{"$f":"CELLCOLOR($X$21)","v":-4142},{"$f":"CELLCOLOR($Y$21)","v":-4142},{"$f":"CELLCOLOR($Z$21)","v":-4142},{"$f":"CELLCOLOR($AA$21)","v":-4142},1]
[null,null,2,{"$f":"CELLCOLOR($D$22)","v":-4142},{"$f":"CELLCOLOR($E$22)","v":-4142},{"$f":"CELLCOLOR($F$22)","v":-4142},{"$f":"CELLCOLOR($G$22)","v":-4142},{"$f":"CELLCOLOR($H$22)","v":-4142},{"$f":"CELLCOLOR($I$22)","v":-4142},{"$f":"CELLCOLOR($J$22)","v":-4142},{"$f":"CELLCOLOR($K$22)","v":-4142},{"$f":"CELLCOLOR($L$22)","v":-4142},{"$f":"CELLCOLOR($M$22)","v":-4142},{"$f":"CELLCOLOR($N$22)","v":-4142},{"$f":"CELLCOLOR($O$22)","v":-4142},{"$f":"CELLCOLOR($P$22)","v":-4142},{"$f":"CELLCOLOR($Q$22)","v":-4142},{"$f":"CELLCOLOR($R$22)","v":-4142},{"$f":"CELLCOLOR($S$22)","v":-4142},{"$f":"CELLCOLOR($T$22)","v":-4142},{"$f":"CELLCOLOR($U$22)","v":-4142},{"$f":"CELLCOLOR($V$22)","v":-4142},{"$f":"CELLCOLOR($W$22)","v":-4142},{"$f":"CELLCOLOR($X$22)","v":-4142},{"$f":"CELLCOLOR($Y$22)","v":-4142},{"$f":"CELLCOLOR($Z$22)","v":-4142},{"$f":"CELLCOLOR($AA$22)","v":-4142},2]
[null,null,3,{"$f":"CELLCOLOR($D$23)","v":-4142},{"$f":"CELLCOLOR($E$23)","v":-4142},{"$f":"CELLCOLOR($F$23)","v":-4142},{"$f":"CELLCOLOR($G$23)","v":-4142},{"$f":"CELLCOLOR($H$23)","v":-4142},{"$f":"CELLCOLOR($I$23)","v":-4142},{"$f":"CELLCOLOR($J$23)","v":-4142},{"$f":"CELLCOLOR($K$23)","v":-4142},{"$f":"CELLCOLOR($L$23)","v":-4142},{"$f":"CELLCOLOR($M$23)","v":-4142},{"$f":"CELLCOLOR($N$23)","v":-4142},{"$f":"CELLCOLOR($O$23)","v":-4142},{"$f":"CELLCOLOR($P$23)","v":-4142},{"$f":"CELLCOLOR($Q$23)","v":-4142},{"$f":"CELLCOLOR($R$23)","v":-4142},{"$f":"CELLCOLOR($S$23)","v":-4142},{"$f":"CELLCOLOR($T$23)","v":-4142},{"$f":"CELLCOLOR($U$23)","v":-4142},{"$f":"CELLCOLOR($V$23)","v":-4142},{"$f":"CELLCOLOR($W$23)","v":-4142},{"$f":"CELLCOLOR($X$23)","v":-4142},{"$f":"CELLCOLOR($Y$23)","v":-4142},{"$f":"CELLCOLOR($Z$23)","v":-4142},{"$f":"CELLCOLOR($AA$23)","v":-4142},3]
[]
[null,null,"作業表2-1(冷房)",null,"●月▲時の平均気温(四捨五入で表示）"]
[null,null,null," 時刻"]
[null,null,"月",0,1,2,3,4,5,6,7,8,9,10,11,12,13,14,15,16,17,18,19,20,21,22,23,"月"]
[null,null,4,{"$f":"IF($D$179=24,ROUND($D$12,0),\"\")&\"\"","v":""},{"$f":"IF($E$179=24,ROUND($E$12,0),\"\")&\"\"","v":""},{"$f":"IF($F$179=24,ROUND($F$12,0),\"\")&\"\"","v":""},{"$f":"IF($G$179=24,ROUND($G$12,0),\"\")&\"\"","v":""},{"$f":"IF($H$179=24,ROUND($H$12,0),\"\")&\"\"","v":""},{"$f":"IF($I$179=24,ROUND($I$12,0),\"\")&\"\"","v":""},{"$f":"IF($J$179=24,ROUND($J$12,0),\"\")&\"\"","v":""},{"$f":"IF($K$179=24,ROUND($K$12,0),\"\")&\"\"","v":""},{"$f":"IF($L$179=24,ROUND($L$12,0),\"\")&\"\"","v":""},{"$f":"IF($M$179=24,ROUND($M$12,0),\"\")&\"\"","v":""},{"$f":"IF($N$179=24,ROUND($N$12,0),\"\")&\"\"","v":""},{"$f":"IF($O$179=24,ROUND($O$12,0),\"\")&\"\"","v":""},{"$f":"IF($P$179=24,ROUND($P$12,0),\"\")&\"\"","v":""},{"$f":"IF($Q$179=24,ROUND($Q$12,0),\"\")&\"\"","v":""},{"$f":"IF($R$179=24,ROUND($R$12,0),\"\")&\"\"","v":""},{"$f":"IF($S$179=24,ROUND($S$12,0),\"\")&\"\"","v":""},{"$f":"IF($T$179=24,ROUND($T$12,0),\"\")&\"\"","v":""},{"$f":"IF($U$179=24,ROUND($U$12,0),\"\")&\"\"","v":""},{"$f":"IF($V$179=24,ROUND($V$12,0),\"\")&\"\"","v":""},{"$f":"IF($W$179=24,ROUND($W$12,0),\"\")&\"\"","v":""},{"$f":"IF($X$179=24,ROUND($X$12,0),\"\")&\"\"","v":""},{"$f":"IF($Y$179=24,ROUND($Y$12,0),\"\")&\"\"","v":""},{"$f":"IF($Z$179=24,ROUND($Z$12,0),\"\")&\"\"","v":""},{"$f":"IF($AA$179=24,ROUND($AA$12,0),\"\")&\"\"","v":""},4]
[null,null,5,{"$f":"IF($D$180=24,ROUND($D$13,0),\"\")&\"\"","v":""},{"$f":"IF($E$180=24,ROUND($E$13,0),\"\")&\"\"","v":""},{"$f":"IF($F$180=24,ROUND($F$13,0),\"\")&\"\"","v":""},{"$f":"IF($G$180=24,ROUND($G$13,0),\"\")&\"\"","v":""},{"$f":"IF($H$180=24,ROUND($H$13,0),\"\")&\"\"","v":""},{"$f":"IF($I$180=24,ROUND($I$13,0),\"\")&\"\"","v":""},{"$f":"IF($J$180=24,ROUND($J$13,0),\"\")&\"\"","v":""},{"$f":"IF($K$180=24,ROUND($K$13,0),\"\")&\"\"","v":""},{"$f":"IF($L$180=24,ROUND($L$13,0),\"\")&\"\"","v":""},{"$f":"IF($M$180=24,ROUND($M$13,0),\"\")&\"\"","v":""},{"$f":"IF($N$180=24,ROUND($N$13,0),\"\")&\"\"","v":""},{"$f":"IF($O$180=24,ROUND($O$13,0),\"\")&\"\"","v":""},{"$f":"IF($P$180=24,ROUND($P$13,0),\"\")&\"\"","v":""},{"$f":"IF($Q$180=24,ROUND($Q$13,0),\"\")&\"\"","v":""},{"$f":"IF($R$180=24,ROUND($R$13,0),\"\")&\"\"","v":""},{"$f":"IF($S$180=24,ROUND($S$13,0),\"\")&\"\"","v":""},{"$f":"IF($T$180=24,ROUND($T$13,0),\"\")&\"\"","v":""},{"$f":"IF($U$180=24,ROUND($U$13,0),\"\")&\"\"","v":""},{"$f":"IF($V$180=24,ROUND($V$13,0),\"\")&\"\"","v":""},{"$f":"IF($W$180=24,ROUND($W$13,0),\"\")&\"\"","v":""},{"$f":"IF($X$180=24,ROUND($X$13,0),\"\")&\"\"","v":""},{"$f":"IF($Y$180=24,ROUND($Y$13,0),\"\")&\"\"","v":""},{"$f":"IF($Z$180=24,ROUND($Z$13,0),\"\")&\"\"","v":""},{"$f":"IF($AA$180=24,ROUND($AA$13,0),\"\")&\"\"","v":""},5]
[null,null,6,{"$f":"IF($D$181=24,ROUND($D$14,0),\"\")&\"\"","v":""},{"$f":"IF($E$181=24,ROUND($E$14,0),\"\")&\"\"","v":""},{"$f":"IF($F$181=24,ROUND($F$14,0),\"\")&\"\"","v":""},{"$f":"IF($G$181=24,ROUND($G$14,0),\"\")&\"\"","v":""},{"$f":"IF($H$181=24,ROUND($H$14,0),\"\")&\"\"","v":""},{"$f":"IF($I$181=24,ROUND($I$14,0),\"\")&\"\"","v":""},{"$f":"IF($J$181=24,ROUND($J$14,0),\"\")&\"\"","v":""},{"$f":"IF($K$181=24,ROUND($K$14,0),\"\")&\"\"","v":""},{"$f":"IF($L$181=24,ROUND($L$14,0),\"\")&\"\"","v":""},{"$f":"IF($M$181=24,ROUND($M$14,0),\"\")&\"\"","v":""},{"$f":"IF($N$181=24,ROUND($N$14,0),\"\")&\"\"","v":""},{"$f":"IF($O$181=24,ROUND($O$14,0),\"\")&\"\"","v":""},{"$f":"IF($P$181=24,ROUND($P$14,0),\"\")&\"\"","v":""},{"$f":"IF($Q$181=24,ROUND($Q$14,0),\"\")&\"\"","v":""},{"$f":"IF($R$181=24,ROUND($R$14,0),\"\")&\"\"","v":""},{"$f":"IF($S$181=24,ROUND($S$14,0),\"\")&\"\"","v":""},{"$f":"IF($T$181=24,ROUND($T$14,0),\"\")&\"\"","v":""},{"$f":"IF($U$181=24,ROUND($U$14,0),\"\")&\"\"","v":""},{"$f":"IF($V$181=24,ROUND($V$14,0),\"\")&\"\"","v":""},{"$f":"IF($W$181=24,ROUND($W$14,0),\"\")&\"\"","v":""},{"$f":"IF($X$181=24,ROUND($X$14,0),\"\")&\"\"","v":""},{"$f":"IF($Y$181=24,ROUND($Y$14,0),\"\")&\"\"","v":""},{"$f":"IF($Z$181=24,ROUND($Z$14,0),\"\")&\"\"","v":""},{"$f":"IF($AA$181=24,ROUND($AA$14,0),\"\")&\"\"","v":""},6]
[null,null,7,{"$f":"IF($D$182=24,ROUND($D$15,0),\"\")&\"\"","v":""},{"$f":"IF($E$182=24,ROUND($E$15,0),\"\")&\"\"","v":""},{"$f":"IF($F$182=24,ROUND($F$15,0),\"\")&\"\"","v":""},{"$f":"IF($G$182=24,ROUND($G$15,0),\"\")&\"\"","v":""},{"$f":"IF($H$182=24,ROUND($H$15,0),\"\")&\"\"","v":""},{"$f":"IF($I$182=24,ROUND($I$15,0),\"\")&\"\"","v":""},{"$f":"IF($J$182=24,ROUND($J$15,0),\"\")&\"\"","v":""},{"$f":"IF($K$182=24,ROUND($K$15,0),\"\")&\"\"","v":""},{"$f":"IF($L$182=24,ROUND($L$15,0),\"\")&\"\"","v":""},{"$f":"IF($M$182=24,ROUND($M$15,0),\"\")&\"\"","v":""},{"$f":"IF($N$182=24,ROUND($N$15,0),\"\")&\"\"","v":""},{"$f":"IF($O$182=24,ROUND($O$15,0),\"\")&\"\"","v":""},{"$f":"IF($P$182=24,ROUND($P$15,0),\"\")&\"\"","v":""},{"$f":"IF($Q$182=24,ROUND($Q$15,0),\"\")&\"\"","v":""},{"$f":"IF($R$182=24,ROUND($R$15,0),\"\")&\"\"","v":""},{"$f":"IF($S$182=24,ROUND($S$15,0),\"\")&\"\"","v":""},{"$f":"IF($T$182=24,ROUND($T$15,0),\"\")&\"\"","v":""},{"$f":"IF($U$182=24,ROUND($U$15,0),\"\")&\"\"","v":""},{"$f":"IF($V$182=24,ROUND($V$15,0),\"\")&\"\"","v":""},{"$f":"IF($W$182=24,ROUND($W$15,0),\"\")&\"\"","v":""},{"$f":"IF($X$182=24,ROUND($X$15,0),\"\")&\"\"","v":""},{"$f":"IF($Y$182=24,ROUND($Y$15,0),\"\")&\"\"","v":""},{"$f":"IF($Z$182=24,ROUND($Z$15,0),\"\")&\"\"","v":""},{"$f":"IF($AA$182=24,ROUND($AA$15,0),\"\")&\"\"","v":""},7]
[null,null,8,{"$f":"IF($D$183=24,ROUND($D$16,0),\"\")&\"\"","v":""},{"$f":"IF($E$183=24,ROUND($E$16,0),\"\")&\"\"","v":""},{"$f":"IF($F$183=24,ROUND($F$16,0),\"\")&\"\"","v":""},{"$f":"IF($G$183=24,ROUND($G$16,0),\"\")&\"\"","v":""},{"$f":"IF($H$183=24,ROUND($H$16,0),\"\")&\"\"","v":""},{"$f":"IF($I$183=24,ROUND($I$16,0),\"\")&\"\"","v":""},{"$f":"IF($J$183=24,ROUND($J$16,0),\"\")&\"\"","v":""},{"$f":"IF($K$183=24,ROUND($K$16,0),\"\")&\"\"","v":""},{"$f":"IF($L$183=24,ROUND($L$16,0),\"\")&\"\"","v":""},{"$f":"IF($M$183=24,ROUND($M$16,0),\"\")&\"\"","v":""},{"$f":"IF($N$183=24,ROUND($N$16,0),\"\")&\"\"","v":""},{"$f":"IF($O$183=24,ROUND($O$16,0),\"\")&\"\"","v":""},{"$f":"IF($P$183=24,ROUND($P$16,0),\"\")&\"\"","v":""},{"$f":"IF($Q$183=24,ROUND($Q$16,0),\"\")&\"\"","v":""},{"$f":"IF($R$183=24,ROUND($R$16,0),\"\")&\"\"","v":""},{"$f":"IF($S$183=24,ROUND($S$16,0),\"\")&\"\"","v":""},{"$f":"IF($T$183=24,ROUND($T$16,0),\"\")&\"\"","v":""},{"$f":"IF($U$183=24,ROUND($U$16,0),\"\")&\"\"","v":""},{"$f":"IF($V$183=24,ROUND($V$16,0),\"\")&\"\"","v":""},{"$f":"IF($W$183=24,ROUND($W$16,0),\"\")&\"\"","v":""},{"$f":"IF($X$183=24,ROUND($X$16,0),\"\")&\"\"","v":""},{"$f":"IF($Y$183=24,ROUND($Y$16,0),\"\")&\"\"","v":""},{"$f":"IF($Z$183=24,ROUND($Z$16,0),\"\")&\"\"","v":""},{"$f":"IF($AA$183=24,ROUND($AA$16,0),\"\")&\"\"","v":""},8]
[null,null,9,{"$f":"IF($D$184=24,ROUND($D$17,0),\"\")&\"\"","v":""},{"$f":"IF($E$184=24,ROUND($E$17,0),\"\")&\"\"","v":""},{"$f":"IF($F$184=24,ROUND($F$17,0),\"\")&\"\"","v":""},{"$f":"IF($G$184=24,ROUND($G$17,0),\"\")&\"\"","v":""},{"$f":"IF($H$184=24,ROUND($H$17,0),\"\")&\"\"","v":""},{"$f":"IF($I$184=24,ROUND($I$17,0),\"\")&\"\"","v":""},{"$f":"IF($J$184=24,ROUND($J$17,0),\"\")&\"\"","v":""},{"$f":"IF($K$184=24,ROUND($K$17,0),\"\")&\"\"","v":""},{"$f":"IF($L$184=24,ROUND($L$17,0),\"\")&\"\"","v":""},{"$f":"IF($M$184=24,ROUND($M$17,0),\"\")&\"\"","v":""},{"$f":"IF($N$184=24,ROUND($N$17,0),\"\")&\"\"","v":""},{"$f":"IF($O$184=24,ROUND($O$17,0),\"\")&\"\"","v":""},{"$f":"IF($P$184=24,ROUND($P$17,0),\"\")&\"\"","v":""},{"$f":"IF($Q$184=24,ROUND($Q$17,0),\"\")&\"\"","v":""},{"$f":"IF($R$184=24,ROUND($R$17,0),\"\")&\"\"","v":""},{"$f":"IF($S$184=24,ROUND($S$17,0),\"\")&\"\"","v":""},{"$f":"IF($T$184=24,ROUND($T$17,0),\"\")&\"\"","v":""},{"$f":"IF($U$184=24,ROUND($U$17,0),\"\")&\"\"","v":""},{"$f":"IF($V$184=24,ROUND($V$17,0),\"\")&\"\"","v":""},{"$f":"IF($W$184=24,ROUND($W$17,0),\"\")&\"\"","v":""},{"$f":"IF($X$184=24,ROUND($X$17,0),\"\")&\"\"","v":""},{"$f":"IF($Y$184=24,ROUND($Y$17,0),\"\")&\"\"","v":""},{"$f":"IF($Z$184=24,ROUND($Z$17,0),\"\")&\"\"","v":""},{"$f":"IF($AA$184=24,ROUND($AA$17,0),\"\")&\"\"","v":""},9]
[null,null,10,{"$f":"IF($D$185=24,ROUND($D$18,0),\"\")&\"\"","v":""},{"$f":"IF($E$185=24,ROUND($E$18,0),\"\")&\"\"","v":""},{"$f":"IF($F$185=24,ROUND($F$18,0),\"\")&\"\"","v":""},{"$f":"IF($G$185=24,ROUND($G$18,0),\"\")&\"\"","v":""},{"$f":"IF($H$185=24,ROUND($H$18,0),\"\")&\"\"","v":""},{"$f":"IF($I$185=24,ROUND($I$18,0),\"\")&\"\"","v":""},{"$f":"IF($J$185=24,ROUND($J$18,0),\"\")&\"\"","v":""},{"$f":"IF($K$185=24,ROUND($K$18,0),\"\")&\"\"","v":""},{"$f":"IF($L$185=24,ROUND($L$18,0),\"\")&\"\"","v":""},{"$f":"IF($M$185=24,ROUND($M$18,0),\"\")&\"\"","v":""},{"$f":"IF($N$185=24,ROUND($N$18,0),\"\")&\"\"","v":""},{"$f":"IF($O$185=24,ROUND($O$18,0),\"\")&\"\"","v":""},{"$f":"IF($P$185=24,ROUND($P$18,0),\"\")&\"\"","v":""},{"$f":"IF($Q$185=24,ROUND($Q$18,0),\"\")&\"\"","v":""},{"$f":"IF($R$185=24,ROUND($R$18,0),\"\")&\"\"","v":""},{"$f":"IF($S$185=24,ROUND($S$18,0),\"\")&\"\"","v":""},{"$f":"IF($T$185=24,ROUND($T$18,0),\"\")&\"\"","v":""},{"$f":"IF($U$185=24,ROUND($U$18,0),\"\")&\"\"","v":""},{"$f":"IF($V$185=24,ROUND($V$18,0),\"\")&\"\"","v":""},{"$f":"IF($W$185=24,ROUND($W$18,0),\"\")&\"\"","v":""},{"$f":"IF($X$185=24,ROUND($X$18,0),\"\")&\"\"","v":""},{"$f":"IF($Y$185=24,ROUND($Y$18,0),\"\")&\"\"","v":""},{"$f":"IF($Z$185=24,ROUND($Z$18,0),\"\")&\"\"","v":""},{"$f":"IF($AA$185=24,ROUND($AA$18,0),\"\")&\"\"","v":""},10]
[null,null,11,{"$f":"IF($D$186=24,ROUND($D$19,0),\"\")&\"\"","v":""},{"$f":"IF($E$186=24,ROUND($E$19,0),\"\")&\"\"","v":""},{"$f":"IF($F$186=24,ROUND($F$19,0),\"\")&\"\"","v":""},{"$f":"IF($G$186=24,ROUND($G$19,0),\"\")&\"\"","v":""},{"$f":"IF($H$186=24,ROUND($H$19,0),\"\")&\"\"","v":""},{"$f":"IF($I$186=24,ROUND($I$19,0),\"\")&\"\"","v":""},{"$f":"IF($J$186=24,ROUND($J$19,0),\"\")&\"\"","v":""},{"$f":"IF($K$186=24,ROUND($K$19,0),\"\")&\"\"","v":""},{"$f":"IF($L$186=24,ROUND($L$19,0),\"\")&\"\"","v":""},{"$f":"IF($M$186=24,ROUND($M$19,0),\"\")&\"\"","v":""},{"$f":"IF($N$186=24,ROUND($N$19,0),\"\")&\"\"","v":""},{"$f":"IF($O$186=24,ROUND($O$19,0),\"\")&\"\"","v":""},{"$f":"IF($P$186=24,ROUND($P$19,0),\"\")&\"\"","v":""},{"$f":"IF($Q$186=24,ROUND($Q$19,0),\"\")&\"\"","v":""},{"$f":"IF($R$186=24,ROUND($R$19,0),\"\")&\"\"","v":""},{"$f":"IF($S$186=24,ROUND($S$19,0),\"\")&\"\"","v":""},{"$f":"IF($T$186=24,ROUND($T$19,0),\"\")&\"\"","v":""},{"$f":"IF($U$186=24,ROUND($U$19,0),\"\")&\"\"","v":""},{"$f":"IF($V$186=24,ROUND($V$19,0),\"\")&\"\"","v":""},{"$f":"IF($W$186=24,ROUND($W$19,0),\"\")&\"\"","v":""},{"$f":"IF($X$186=24,ROUND($X$19,0),\"\")&\"\"","v":""},{"$f":"IF($Y$186=24,ROUND($Y$19,0),\"\")&\"\"","v":""},{"$f":"IF($Z$186=24,ROUND($Z$19,0),\"\")&\"\"","v":""},{"$f":"IF($AA$186=24,ROUND($AA$19,0),\"\")&\"\"","v":""},11]
[null,null,12,{"$f":"IF($D$187=24,ROUND($D$20,0),\"\")&\"\"","v":""},{"$f":"IF($E$187=24,ROUND($E$20,0),\"\")&\"\"","v":""},{"$f":"IF($F$187=24,ROUND($F$20,0),\"\")&\"\"","v":""},{"$f":"IF($G$187=24,ROUND($G$20,0),\"\")&\"\"","v":""},{"$f":"IF($H$187=24,ROUND($H$20,0),\"\")&\"\"","v":""},{"$f":"IF($I$187=24,ROUND($I$20,0),\"\")&\"\"","v":""},{"$f":"IF($J$187=24,ROUND($J$20,0),\"\")&\"\"","v":""},{"$f":"IF($K$187=24,ROUND($K$20,0),\"\")&\"\"","v":""},{"$f":"IF($L$187=24,ROUND($L$20,0),\"\")&\"\"","v":""},{"$f":"IF($M$187=24,ROUND($M$20,0),\"\")&\"\"","v":""},{"$f":"IF($N$187=24,ROUND($N$20,0),\"\")&\"\"","v":""},{"$f":"IF($O$187=24,ROUND($O$20,0),\"\")&\"\"","v":""},{"$f":"IF($P$187=24,ROUND($P$20,0),\"\")&\"\"","v":""},{"$f":"IF($Q$187=24,ROUND($Q$20,0),\"\")&\"\"","v":""},{"$f":"IF($R$187=24,ROUND($R$20,0),\"\")&\"\"","v":""},{"$f":"IF($S$187=24,ROUND($S$20,0),\"\")&\"\"","v":""},{"$f":"IF($T$187=24,ROUND($T$20,0),\"\")&\"\"","v":""},{"$f":"IF($U$187=24,ROUND($U$20,0),\"\")&\"\"","v":""},{"$f":"IF($V$187=24,ROUND($V$20,0),\"\")&\"\"","v":""},{"$f":"IF($W$187=24,ROUND($W$20,0),\"\")&\"\"","v":""},{"$f":"IF($X$187=24,ROUND($X$20,0),\"\")&\"\"","v":""},{"$f":"IF($Y$187=24,ROUND($Y$20,0),\"\")&\"\"","v":""},{"$f":"IF($Z$187=24,ROUND($Z$20,0),\"\")&\"\"","v":""},{"$f":"IF($AA$187=24,ROUND($AA$20,0),\"\")&\"\"","v":""},12]
[null,null,1,{"$f":"IF($D$188=24,ROUND($D$21,0),\"\")&\"\"","v":""},{"$f":"IF($E$188=24,ROUND($E$21,0),\"\")&\"\"","v":""},{"$f":"IF($F$188=24,ROUND($F$21,0),\"\")&\"\"","v":""},{"$f":"IF($G$188=24,ROUND($G$21,0),\"\")&\"\"","v":""},{"$f":"IF($H$188=24,ROUND($H$21,0),\"\")&\"\"","v":""},{"$f":"IF($I$188=24,ROUND($I$21,0),\"\")&\"\"","v":""},{"$f":"IF($J$188=24,ROUND($J$21,0),\"\")&\"\"","v":""},{"$f":"IF($K$188=24,ROUND($K$21,0),\"\")&\"\"","v":""},{"$f":"IF($L$188=24,ROUND($L$21,0),\"\")&\"\"","v":""},{"$f":"IF($M$188=24,ROUND($M$21,0),\"\")&\"\"","v":""},{"$f":"IF($N$188=24,ROUND($N$21,0),\"\")&\"\"","v":""},{"$f":"IF($O$188=24,ROUND($O$21,0),\"\")&\"\"","v":""},{"$f":"IF($P$188=24,ROUND($P$21,0),\"\")&\"\"","v":""},{"$f":"IF($Q$188=24,ROUND($Q$21,0),\"\")&\"\"","v":""},{"$f":"IF($R$188=24,ROUND($R$21,0),\"\")&\"\"","v":""},{"$f":"IF($S$188=24,ROUND($S$21,0),\"\")&\"\"","v":""},{"$f":"IF($T$188=24,ROUND($T$21,0),\"\")&\"\"","v":""},{"$f":"IF($U$188=24,ROUND($U$21,0),\"\")&\"\"","v":""},{"$f":"IF($V$188=24,ROUND($V$21,0),\"\")&\"\"","v":""},{"$f":"IF($W$188=24,ROUND($W$21,0),\"\")&\"\"","v":""},{"$f":"IF($X$188=24,ROUND($X$21,0),\"\")&\"\"","v":""},{"$f":"IF($Y$188=24,ROUND($Y$21,0),\"\")&\"\"","v":""},{"$f":"IF($Z$188=24,ROUND($Z$21,0),\"\")&\"\"","v":""},{"$f":"IF($AA$188=24,ROUND($AA$21,0),\"\")&\"\"","v":""},1]
[null,null,2,{"$f":"IF($D$189=24,ROUND($D$22,0),\"\")&\"\"","v":""},{"$f":"IF($E$189=24,ROUND($E$22,0),\"\")&\"\"","v":""},{"$f":"IF($F$189=24,ROUND($F$22,0),\"\")&\"\"","v":""},{"$f":"IF($G$189=24,ROUND($G$22,0),\"\")&\"\"","v":""},{"$f":"IF($H$189=24,ROUND($H$22,0),\"\")&\"\"","v":""},{"$f":"IF($I$189=24,ROUND($I$22,0),\"\")&\"\"","v":""},{"$f":"IF($J$189=24,ROUND($J$22,0),\"\")&\"\"","v":""},{"$f":"IF($K$189=24,ROUND($K$22,0),\"\")&\"\"","v":""},{"$f":"IF($L$189=24,ROUND($L$22,0),\"\")&\"\"","v":""},{"$f":"IF($M$189=24,ROUND($M$22,0),\"\")&\"\"","v":""},{"$f":"IF($N$189=24,ROUND($N$22,0),\"\")&\"\"","v":""},{"$f":"IF($O$189=24,ROUND($O$22,0),\"\")&\"\"","v":""},{"$f":"IF($P$189=24,ROUND($P$22,0),\"\")&\"\"","v":""},{"$f":"IF($Q$189=24,ROUND($Q$22,0),\"\")&\"\"","v":""},{"$f":"IF($R$189=24,ROUND($R$22,0),\"\")&\"\"","v":""},{"$f":"IF($S$189=24,ROUND($S$22,0),\"\")&\"\"","v":""},{"$f":"IF($T$189=24,ROUND($T$22,0),\"\")&\"\"","v":""},{"$f":"IF($U$189=24,ROUND($U$22,0),\"\")&\"\"","v":""},{"$f":"IF($V$189=24,ROUND($V$22,0),\"\")&\"\"","v":""},{"$f":"IF($W$189=24,ROUND($W$22,0),\"\")&\"\"","v":""},{"$f":"IF($X$189=24,ROUND($X$22,0),\"\")&\"\"","v":""},{"$f":"IF($Y$189=24,ROUND($Y$22,0),\"\")&\"\"","v":""},{"$f":"IF($Z$189=24,ROUND($Z$22,0),\"\")&\"\"","v":""},{"$f":"IF($AA$189=24,ROUND($AA$22,0),\"\")&\"\"","v":""},2]
[null,null,3,{"$f":"IF($D$190=24,ROUND($D$23,0),\"\")&\"\"","v":""},{"$f":"IF($E$190=24,ROUND($E$23,0),\"\")&\"\"","v":""},{"$f":"IF($F$190=24,ROUND($F$23,0),\"\")&\"\"","v":""},{"$f":"IF($G$190=24,ROUND($G$23,0),\"\")&\"\"","v":""},{"$f":"IF($H$190=24,ROUND($H$23,0),\"\")&\"\"","v":""},{"$f":"IF($I$190=24,ROUND($I$23,0),\"\")&\"\"","v":""},{"$f":"IF($J$190=24,ROUND($J$23,0),\"\")&\"\"","v":""},{"$f":"IF($K$190=24,ROUND($K$23,0),\"\")&\"\"","v":""},{"$f":"IF($L$190=24,ROUND($L$23,0),\"\")&\"\"","v":""},{"$f":"IF($M$190=24,ROUND($M$23,0),\"\")&\"\"","v":""},{"$f":"IF($N$190=24,ROUND($N$23,0),\"\")&\"\"","v":""},{"$f":"IF($O$190=24,ROUND($O$23,0),\"\")&\"\"","v":""},{"$f":"IF($P$190=24,ROUND($P$23,0),\"\")&\"\"","v":""},{"$f":"IF($Q$190=24,ROUND($Q$23,0),\"\")&\"\"","v":""},{"$f":"IF($R$190=24,ROUND($R$23,0),\"\")&\"\"","v":""},{"$f":"IF($S$190=24,ROUND($S$23,0),\"\")&\"\"","v":""},{"$f":"IF($T$190=24,ROUND($T$23,0),\"\")&\"\"","v":""},{"$f":"IF($U$190=24,ROUND($U$23,0),\"\")&\"\"","v":""},{"$f":"IF($V$190=24,ROUND($V$23,0),\"\")&\"\"","v":""},{"$f":"IF($W$190=24,ROUND($W$23,0),\"\")&\"\"","v":""},{"$f":"IF($X$190=24,ROUND($X$23,0),\"\")&\"\"","v":""},{"$f":"IF($Y$190=24,ROUND($Y$23,0),\"\")&\"\"","v":""},{"$f":"IF($Z$190=24,ROUND($Z$23,0),\"\")&\"\"","v":""},{"$f":"IF($AA$190=24,ROUND($AA$23,0),\"\")&\"\"","v":""},3]
[]
[null,null,"作業表2-2(暖房)",null,"●月▲時の平均気温"]
[null,null,null," 時刻"]
[null,null,"月",0,1,2,3,4,5,6,7,8,9,10,11,12,13,14,15,16,17,18,19,20,21,22,23,"月"]
[null,null,4,{"$f":"IF($D$179=19,ROUND($D$12,0),\"\")&\"\"","v":""},{"$f":"IF($E$179=19,ROUND($E$12,0),\"\")&\"\"","v":""},{"$f":"IF($F$179=19,ROUND($F$12,0),\"\")&\"\"","v":""},{"$f":"IF($G$179=19,ROUND($G$12,0),\"\")&\"\"","v":""},{"$f":"IF($H$179=19,ROUND($H$12,0),\"\")&\"\"","v":""},{"$f":"IF($I$179=19,ROUND($I$12,0),\"\")&\"\"","v":""},{"$f":"IF($J$179=19,ROUND($J$12,0),\"\")&\"\"","v":""},{"$f":"IF($K$179=19,ROUND($K$12,0),\"\")&\"\"","v":""},{"$f":"IF($L$179=19,ROUND($L$12,0),\"\")&\"\"","v":""},{"$f":"IF($M$179=19,ROUND($M$12,0),\"\")&\"\"","v":""},{"$f":"IF($N$179=19,ROUND($N$12,0),\"\")&\"\"","v":""},{"$f":"IF($O$179=19,ROUND($O$12,0),\"\")&\"\"","v":""},{"$f":"IF($P$179=19,ROUND($P$12,0),\"\")&\"\"","v":""},{"$f":"IF($Q$179=19,ROUND($Q$12,0),\"\")&\"\"","v":""},{"$f":"IF($R$179=19,ROUND($R$12,0),\"\")&\"\"","v":""},{"$f":"IF($S$179=19,ROUND($S$12,0),\"\")&\"\"","v":""},{"$f":"IF($T$179=19,ROUND($T$12,0),\"\")&\"\"","v":""},{"$f":"IF($U$179=19,ROUND($U$12,0),\"\")&\"\"","v":""},{"$f":"IF($V$179=19,ROUND($V$12,0),\"\")&\"\"","v":""},{"$f":"IF($W$179=19,ROUND($W$12,0),\"\")&\"\"","v":""},{"$f":"IF($X$179=19,ROUND($X$12,0),\"\")&\"\"","v":""},{"$f":"IF($Y$179=19,ROUND($Y$12,0),\"\")&\"\"","v":""},{"$f":"IF($Z$179=19,ROUND($Z$12,0),\"\")&\"\"","v":""},{"$f":"IF($AA$179=19,ROUND($AA$12,0),\"\")&\"\"","v":""},4]
[null,null,5,{"$f":"IF($D$180=19,ROUND($D$13,0),\"\")&\"\"","v":""},{"$f":"IF($E$180=19,ROUND($E$13,0),\"\")&\"\"","v":""},{"$f":"IF($F$180=19,ROUND($F$13,0),\"\")&\"\"","v":""},{"$f":"IF($G$180=19,ROUND($G$13,0),\"\")&\"\"","v":""},{"$f":"IF($H$180=19,ROUND($H$13,0),\"\")&\"\"","v":""},{"$f":"IF($I$180=19,ROUND($I$13,0),\"\")&\"\"","v":""},{"$f":"IF($J$180=19,ROUND($J$13,0),\"\")&\"\"","v":""},{"$f":"IF($K$180=19,ROUND($K$13,0),\"\")&\"\"","v":""},{"$f":"IF($L$180=19,ROUND($L$13,0),\"\")&\"\"","v":""},{"$f":"IF($M$180=19,ROUND($M$13,0),\"\")&\"\"","v":""},{"$f":"IF($N$180=19,ROUND($N$13,0),\"\")&\"\"","v":""},{"$f":"IF($O$180=19,ROUND($O$13,0),\"\")&\"\"","v":""},{"$f":"IF($P$180=19,ROUND($P$13,0),\"\")&\"\"","v":""},{"$f":"IF($Q$180=19,ROUND($Q$13,0),\"\")&\"\"","v":""},{"$f":"IF($R$180=19,ROUND($R$13,0),\"\")&\"\"","v":""},{"$f":"IF($S$180=19,ROUND($S$13,0),\"\")&\"\"","v":""},{"$f":"IF($T$180=19,ROUND($T$13,0),\"\")&\"\"","v":""},{"$f":"IF($U$180=19,ROUND($U$13,0),\"\")&\"\"","v":""},{"$f":"IF($V$180=19,ROUND($V$13,0),\"\")&\"\"","v":""},{"$f":"IF($W$180=19,ROUND($W$13,0),\"\")&\"\"","v":""},{"$f":"IF($X$180=19,ROUND($X$13,0),\"\")&\"\"","v":""},{"$f":"IF($Y$180=19,ROUND($Y$13,0),\"\")&\"\"","v":""},{"$f":"IF($Z$180=19,ROUND($Z$13,0),\"\")&\"\"","v":""},{"$f":"IF($AA$180=19,ROUND($AA$13,0),\"\")&\"\"","v":""},5]
[null,null,6,{"$f":"IF($D$181=19,ROUND($D$14,0),\"\")&\"\"","v":""},{"$f":"IF($E$181=19,ROUND($E$14,0),\"\")&\"\"","v":""},{"$f":"IF($F$181=19,ROUND($F$14,0),\"\")&\"\"","v":""},{"$f":"IF($G$181=19,ROUND($G$14,0),\"\")&\"\"","v":""},{"$f":"IF($H$181=19,ROUND($H$14,0),\"\")&\"\"","v":""},{"$f":"IF($I$181=19,ROUND($I$14,0),\"\")&\"\"","v":""},{"$f":"IF($J$181=19,ROUND($J$14,0),\"\")&\"\"","v":""},{"$f":"IF($K$181=19,ROUND($K$14,0),\"\")&\"\"","v":""},{"$f":"IF($L$181=19,ROUND($L$14,0),\"\")&\"\"","v":""},{"$f":"IF($M$181=19,ROUND($M$14,0),\"\")&\"\"","v":""},{"$f":"IF($N$181=19,ROUND($N$14,0),\"\")&\"\"","v":""},{"$f":"IF($O$181=19,ROUND($O$14,0),\"\")&\"\"","v":""},{"$f":"IF($P$181=19,ROUND($P$14,0),\"\")&\"\"","v":""},{"$f":"IF($Q$181=19,ROUND($Q$14,0),\"\")&\"\"","v":""},{"$f":"IF($R$181=19,ROUND($R$14,0),\"\")&\"\"","v":""},{"$f":"IF($S$181=19,ROUND($S$14,0),\"\")&\"\"","v":""},{"$f":"IF($T$181=19,ROUND($T$14,0),\"\")&\"\"","v":""},{"$f":"IF($U$181=19,ROUND($U$14,0),\"\")&\"\"","v":""},{"$f":"IF($V$181=19,ROUND($V$14,0),\"\")&\"\"","v":""},{"$f":"IF($W$181=19,ROUND($W$14,0),\"\")&\"\"","v":""},{"$f":"IF($X$181=19,ROUND($X$14,0),\"\")&\"\"","v":""},{"$f":"IF($Y$181=19,ROUND($Y$14,0),\"\")&\"\"","v":""},{"$f":"IF($Z$181=19,ROUND($Z$14,0),\"\")&\"\"","v":""},{"$f":"IF($AA$181=19,ROUND($AA$14,0),\"\")&\"\"","v":""},6]
[null,null,7,{"$f":"IF($D$182=19,ROUND($D$15,0),\"\")&\"\"","v":""},{"$f":"IF($E$182=19,ROUND($E$15,0),\"\")&\"\"","v":""},{"$f":"IF($F$182=19,ROUND($F$15,0),\"\")&\"\"","v":""},{"$f":"IF($G$182=19,ROUND($G$15,0),\"\")&\"\"","v":""},{"$f":"IF($H$182=19,ROUND($H$15,0),\"\")&\"\"","v":""},{"$f":"IF($I$182=19,ROUND($I$15,0),\"\")&\"\"","v":""},{"$f":"IF($J$182=19,ROUND($J$15,0),\"\")&\"\"","v":""},{"$f":"IF($K$182=19,ROUND($K$15,0),\"\")&\"\"","v":""},{"$f":"IF($L$182=19,ROUND($L$15,0),\"\")&\"\"","v":""},{"$f":"IF($M$182=19,ROUND($M$15,0),\"\")&\"\"","v":""},{"$f":"IF($N$182=19,ROUND($N$15,0),\"\")&\"\"","v":""},{"$f":"IF($O$182=19,ROUND($O$15,0),\"\")&\"\"","v":""},{"$f":"IF($P$182=19,ROUND($P$15,0),\"\")&\"\"","v":""},{"$f":"IF($Q$182=19,ROUND($Q$15,0),\"\")&\"\"","v":""},{"$f":"IF($R$182=19,ROUND($R$15,0),\"\")&\"\"","v":""},{"$f":"IF($S$182=19,ROUND($S$15,0),\"\")&\"\"","v":""},{"$f":"IF($T$182=19,ROUND($T$15,0),\"\")&\"\"","v":""},{"$f":"IF($U$182=19,ROUND($U$15,0),\"\")&\"\"","v":""},{"$f":"IF($V$182=19,ROUND($V$15,0),\"\")&\"\"","v":""},{"$f":"IF($W$182=19,ROUND($W$15,0),\"\")&\"\"","v":""},{"$f":"IF($X$182=19,ROUND($X$15,0),\"\")&\"\"","v":""},{"$f":"IF($Y$182=19,ROUND($Y$15,0),\"\")&\"\"","v":""},{"$f":"IF($Z$182=19,ROUND($Z$15,0),\"\")&\"\"","v":""},{"$f":"IF($AA$182=19,ROUND($AA$15,0),\"\")&\"\"","v":""},7]
[null,null,8,{"$f":"IF($D$183=19,ROUND($D$16,0),\"\")&\"\"","v":""},{"$f":"IF($E$183=19,ROUND($E$16,0),\"\")&\"\"","v":""},{"$f":"IF($F$183=19,ROUND($F$16,0),\"\")&\"\"","v":""},{"$f":"IF($G$183=19,ROUND($G$16,0),\"\")&\"\"","v":""},{"$f":"IF($H$183=19,ROUND($H$16,0),\"\")&\"\"","v":""},{"$f":"IF($I$183=19,ROUND($I$16,0),\"\")&\"\"","v":""},{"$f":"IF($J$183=19,ROUND($J$16,0),\"\")&\"\"","v":""},{"$f":"IF($K$183=19,ROUND($K$16,0),\"\")&\"\"","v":""},{"$f":"IF($L$183=19,ROUND($L$16,0),\"\")&\"\"","v":""},{"$f":"IF($M$183=19,ROUND($M$16,0),\"\")&\"\"","v":""},{"$f":"IF($N$183=19,ROUND($N$16,0),\"\")&\"\"","v":""},{"$f":"IF($O$183=19,ROUND($O$16,0),\"\")&\"\"","v":""},{"$f":"IF($P$183=19,ROUND($P$16,0),\"\")&\"\"","v":""},{"$f":"IF($Q$183=19,ROUND($Q$16,0),\"\")&\"\"","v":""},{"$f":"IF($R$183=19,ROUND($R$16,0),\"\")&\"\"","v":""},{"$f":"IF($S$183=19,ROUND($S$16,0),\"\")&\"\"","v":""},{"$f":"IF($T$183=19,ROUND($T$16,0),\"\")&\"\"","v":""},{"$f":"IF($U$183=19,ROUND($U$16,0),\"\")&\"\"","v":""},{"$f":"IF($V$183=19,ROUND($V$16,0),\"\")&\"\"","v":""},{"$f":"IF($W$183=19,ROUND($W$16,0),\"\")&\"\"","v":""},{"$f":"IF($X$183=19,ROUND($X$16,0),\"\")&\"\"","v":""},{"$f":"IF($Y$183=19,ROUND($Y$16,0),\"\")&\"\"","v":""},{"$f":"IF($Z$183=19,ROUND($Z$16,0),\"\")&\"\"","v":""},{"$f":"IF($AA$183=19,ROUND($AA$16,0),\"\")&\"\"","v":""},8]
[null,null,9,{"$f":"IF($D$184=19,ROUND($D$17,0),\"\")&\"\"","v":""},{"$f":"IF($E$184=19,ROUND($E$17,0),\"\")&\"\"","v":""},{"$f":"IF($F$184=19,ROUND($F$17,0),\"\")&\"\"","v":""},{"$f":"IF($G$184=19,ROUND($G$17,0),\"\")&\"\"","v":""},{"$f":"IF($H$184=19,ROUND($H$17,0),\"\")&\"\"","v":""},{"$f":"IF($I$184=19,ROUND($I$17,0),\"\")&\"\"","v":""},{"$f":"IF($J$184=19,ROUND($J$17,0),\"\")&\"\"","v":""},{"$f":"IF($K$184=19,ROUND($K$17,0),\"\")&\"\"","v":""},{"$f":"IF($L$184=19,ROUND($L$17,0),\"\")&\"\"","v":""},{"$f":"IF($M$184=19,ROUND($M$17,0),\"\")&\"\"","v":""},{"$f":"IF($N$184=19,ROUND($N$17,0),\"\")&\"\"","v":""},{"$f":"IF($O$184=19,ROUND($O$17,0),\"\")&\"\"","v":""},{"$f":"IF($P$184=19,ROUND($P$17,0),\"\")&\"\"","v":""},{"$f":"IF($Q$184=19,ROUND($Q$17,0),\"\")&\"\"","v":""},{"$f":"IF($R$184=19,ROUND($R$17,0),\"\")&\"\"","v":""},{"$f":"IF($S$184=19,ROUND($S$17,0),\"\")&\"\"","v":""},{"$f":"IF($T$184=19,ROUND($T$17,0),\"\")&\"\"","v":""},{"$f":"IF($U$184=19,ROUND($U$17,0),\"\")&\"\"","v":""},{"$f":"IF($V$184=19,ROUND($V$17,0),\"\")&\"\"","v":""},{"$f":"IF($W$184=19,ROUND($W$17,0),\"\")&\"\"","v":""},{"$f":"IF($X$184=19,ROUND($X$17,0),\"\")&\"\"","v":""},{"$f":"IF($Y$184=19,ROUND($Y$17,0),\"\")&\"\"","v":""},{"$f":"IF($Z$184=19,ROUND($Z$17,0),\"\")&\"\"","v":""},{"$f":"IF($AA$184=19,ROUND($AA$17,0),\"\")&\"\"","v":""},9]
[null,null,10,{"$f":"IF($D$185=19,ROUND($D$18,0),\"\")&\"\"","v":""},{"$f":"IF($E$185=19,ROUND($E$18,0),\"\")&\"\"","v":""},{"$f":"IF($F$185=19,ROUND($F$18,0),\"\")&\"\"","v":""},{"$f":"IF($G$185=19,ROUND($G$18,0),\"\")&\"\"","v":""},{"$f":"IF($H$185=19,ROUND($H$18,0),\"\")&\"\"","v":""},{"$f":"IF($I$185=19,ROUND($I$18,0),\"\")&\"\"","v":""},{"$f":"IF($J$185=19,ROUND($J$18,0),\"\")&\"\"","v":""},{"$f":"IF($K$185=19,ROUND($K$18,0),\"\")&\"\"","v":""},{"$f":"IF($L$185=19,ROUND($L$18,0),\"\")&\"\"","v":""},{"$f":"IF($M$185=19,ROUND($M$18,0),\"\")&\"\"","v":""},{"$f":"IF($N$185=19,ROUND($N$18,0),\"\")&\"\"","v":""},{"$f":"IF($O$185=19,ROUND($O$18,0),\"\")&\"\"","v":""},{"$f":"IF($P$185=19,ROUND($P$18,0),\"\")&\"\"","v":""},{"$f":"IF($Q$185=19,ROUND($Q$18,0),\"\")&\"\"","v":""},{"$f":"IF($R$185=19,ROUND($R$18,0),\"\")&\"\"","v":""},{"$f":"IF($S$185=19,ROUND($S$18,0),\"\")&\"\"","v":""},{"$f":"IF($T$185=19,ROUND($T$18,0),\"\")&\"\"","v":""},{"$f":"IF($U$185=19,ROUND($U$18,0),\"\")&\"\"","v":""},{"$f":"IF($V$185=19,ROUND($V$18,0),\"\")&\"\"","v":""},{"$f":"IF($W$185=19,ROUND($W$18,0),\"\")&\"\"","v":""},{"$f":"IF($X$185=19,ROUND($X$18,0),\"\")&\"\"","v":""},{"$f":"IF($Y$185=19,ROUND($Y$18,0),\"\")&\"\"","v":""},{"$f":"IF($Z$185=19,ROUND($Z$18,0),\"\")&\"\"","v":""},{"$f":"IF($AA$185=19,ROUND($AA$18,0),\"\")&\"\"","v":""},10]
[null,null,11,{"$f":"IF($D$186=19,ROUND($D$19,0),\"\")&\"\"","v":""},{"$f":"IF($E$186=19,ROUND($E$19,0),\"\")&\"\"","v":""},{"$f":"IF($F$186=19,ROUND($F$19,0),\"\")&\"\"","v":""},{"$f":"IF($G$186=19,ROUND($G$19,0),\"\")&\"\"","v":""},{"$f":"IF($H$186=19,ROUND($H$19,0),\"\")&\"\"","v":""},{"$f":"IF($I$186=19,ROUND($I$19,0),\"\")&\"\"","v":""},{"$f":"IF($J$186=19,ROUND($J$19,0),\"\")&\"\"","v":""},{"$f":"IF($K$186=19,ROUND($K$19,0),\"\")&\"\"","v":""},{"$f":"IF($L$186=19,ROUND($L$19,0),\"\")&\"\"","v":""},{"$f":"IF($M$186=19,ROUND($M$19,0),\"\")&\"\"","v":""},{"$f":"IF($N$186=19,ROUND($N$19,0),\"\")&\"\"","v":""},{"$f":"IF($O$186=19,ROUND($O$19,0),\"\")&\"\"","v":""},{"$f":"IF($P$186=19,ROUND($P$19,0),\"\")&\"\"","v":""},{"$f":"IF($Q$186=19,ROUND($Q$19,0),\"\")&\"\"","v":""},{"$f":"IF($R$186=19,ROUND($R$19,0),\"\")&\"\"","v":""},{"$f":"IF($S$186=19,ROUND($S$19,0),\"\")&\"\"","v":""},{"$f":"IF($T$186=19,ROUND($T$19,0),\"\")&\"\"","v":""},{"$f":"IF($U$186=19,ROUND($U$19,0),\"\")&\"\"","v":""},{"$f":"IF($V$186=19,ROUND($V$19,0),\"\")&\"\"","v":""},{"$f":"IF($W$186=19,ROUND($W$19,0),\"\")&\"\"","v":""},{"$f":"IF($X$186=19,ROUND($X$19,0),\"\")&\"\"","v":""},{"$f":"IF($Y$186=19,ROUND($Y$19,0),\"\")&\"\"","v":""},{"$f":"IF($Z$186=19,ROUND($Z$19,0),\"\")&\"\"","v":""},{"$f":"IF($AA$186=19,ROUND($AA$19,0),\"\")&\"\"","v":""},11]
[null,null,12,{"$f":"IF($D$187=19,ROUND($D$20,0),\"\")&\"\"","v":""},{"$f":"IF($E$187=19,ROUND($E$20,0),\"\")&\"\"","v":""},{"$f":"IF($F$187=19,ROUND($F$20,0),\"\")&\"\"","v":""},{"$f":"IF($G$187=19,ROUND($G$20,0),\"\")&\"\"","v":""},{"$f":"IF($H$187=19,ROUND($H$20,0),\"\")&\"\"","v":""},{"$f":"IF($I$187=19,ROUND($I$20,0),\"\")&\"\"","v":""},{"$f":"IF($J$187=19,ROUND($J$20,0),\"\")&\"\"","v":""},{"$f":"IF($K$187=19,ROUND($K$20,0),\"\")&\"\"","v":""},{"$f":"IF($L$187=19,ROUND($L$20,0),\"\")&\"\"","v":""},{"$f":"IF($M$187=19,ROUND($M$20,0),\"\")&\"\"","v":""},{"$f":"IF($N$187=19,ROUND($N$20,0),\"\")&\"\"","v":""},{"$f":"IF($O$187=19,ROUND($O$20,0),\"\")&\"\"","v":""},{"$f":"IF($P$187=19,ROUND($P$20,0),\"\")&\"\"","v":""},{"$f":"IF($Q$187=19,ROUND($Q$20,0),\"\")&\"\"","v":""},{"$f":"IF($R$187=19,ROUND($R$20,0),\"\")&\"\"","v":""},{"$f":"IF($S$187=19,ROUND($S$20,0),\"\")&\"\"","v":""},{"$f":"IF($T$187=19,ROUND($T$20,0),\"\")&\"\"","v":""},{"$f":"IF($U$187=19,ROUND($U$20,0),\"\")&\"\"","v":""},{"$f":"IF($V$187=19,ROUND($V$20,0),\"\")&\"\"","v":""},{"$f":"IF($W$187=19,ROUND($W$20,0),\"\")&\"\"","v":""},{"$f":"IF($X$187=19,ROUND($X$20,0),\"\")&\"\"","v":""},{"$f":"IF($Y$187=19,ROUND($Y$20,0),\"\")&\"\"","v":""},{"$f":"IF($Z$187=19,ROUND($Z$20,0),\"\")&\"\"","v":""},{"$f":"IF($AA$187=19,ROUND($AA$20,0),\"\")&\"\"","v":""},12]
[null,null,1,{"$f":"IF($D$188=19,ROUND($D$21,0),\"\")&\"\"","v":""},{"$f":"IF($E$188=19,ROUND($E$21,0),\"\")&\"\"","v":""},{"$f":"IF($F$188=19,ROUND($F$21,0),\"\")&\"\"","v":""},{"$f":"IF($G$188=19,ROUND($G$21,0),\"\")&\"\"","v":""},{"$f":"IF($H$188=19,ROUND($H$21,0),\"\")&\"\"","v":""},{"$f":"IF($I$188=19,ROUND($I$21,0),\"\")&\"\"","v":""},{"$f":"IF($J$188=19,ROUND($J$21,0),\"\")&\"\"","v":""},{"$f":"IF($K$188=19,ROUND($K$21,0),\"\")&\"\"","v":""},{"$f":"IF($L$188=19,ROUND($L$21,0),\"\")&\"\"","v":""},{"$f":"IF($M$188=19,ROUND($M$21,0),\"\")&\"\"","v":""},{"$f":"IF($N$188=19,ROUND($N$21,0),\"\")&\"\"","v":""},{"$f":"IF($O$188=19,ROUND($O$21,0),\"\")&\"\"","v":""},{"$f":"IF($P$188=19,ROUND($P$21,0),\"\")&\"\"","v":""},{"$f":"IF($Q$188=19,ROUND($Q$21,0),\"\")&\"\"","v":""},{"$f":"IF($R$188=19,ROUND($R$21,0),\"\")&\"\"","v":""},{"$f":"IF($S$188=19,ROUND($S$21,0),\"\")&\"\"","v":""},{"$f":"IF($T$188=19,ROUND($T$21,0),\"\")&\"\"","v":""},{"$f":"IF($U$188=19,ROUND($U$21,0),\"\")&\"\"","v":""},{"$f":"IF($V$188=19,ROUND($V$21,0),\"\")&\"\"","v":""},{"$f":"IF($W$188=19,ROUND($W$21,0),\"\")&\"\"","v":""},{"$f":"IF($X$188=19,ROUND($X$21,0),\"\")&\"\"","v":""},{"$f":"IF($Y$188=19,ROUND($Y$21,0),\"\")&\"\"","v":""},{"$f":"IF($Z$188=19,ROUND($Z$21,0),\"\")&\"\"","v":""},{"$f":"IF($AA$188=19,ROUND($AA$21,0),\"\")&\"\"","v":""},1]
[null,null,2,{"$f":"IF($D$189=19,ROUND($D$22,0),\"\")&\"\"","v":""},{"$f":"IF($E$189=19,ROUND($E$22,0),\"\")&\"\"","v":""},{"$f":"IF($F$189=19,ROUND($F$22,0),\"\")&\"\"","v":""},{"$f":"IF($G$189=19,ROUND($G$22,0),\"\")&\"\"","v":""},{"$f":"IF($H$189=19,ROUND($H$22,0),\"\")&\"\"","v":""},{"$f":"IF($I$189=19,ROUND($I$22,0),\"\")&\"\"","v":""},{"$f":"IF($J$189=19,ROUND($J$22,0),\"\")&\"\"","v":""},{"$f":"IF($K$189=19,ROUND($K$22,0),\"\")&\"\"","v":""},{"$f":"IF($L$189=19,ROUND($L$22,0),\"\")&\"\"","v":""},{"$f":"IF($M$189=19,ROUND($M$22,0),\"\")&\"\"","v":""},{"$f":"IF($N$189=19,ROUND($N$22,0),\"\")&\"\"","v":""},{"$f":"IF($O$189=19,ROUND($O$22,0),\"\")&\"\"","v":""},{"$f":"IF($P$189=19,ROUND($P$22,0),\"\")&\"\"","v":""},{"$f":"IF($Q$189=19,ROUND($Q$22,0),\"\")&\"\"","v":""},{"$f":"IF($R$189=19,ROUND($R$22,0),\"\")&\"\"","v":""},{"$f":"IF($S$189=19,ROUND($S$22,0),\"\")&\"\"","v":""},{"$f":"IF($T$189=19,ROUND($T$22,0),\"\")&\"\"","v":""},{"$f":"IF($U$189=19,ROUND($U$22,0),\"\")&\"\"","v":""},{"$f":"IF($V$189=19,ROUND($V$22,0),\"\")&\"\"","v":""},{"$f":"IF($W$189=19,ROUND($W$22,0),\"\")&\"\"","v":""},{"$f":"IF($X$189=19,ROUND($X$22,0),\"\")&\"\"","v":""},{"$f":"IF($Y$189=19,ROUND($Y$22,0),\"\")&\"\"","v":""},{"$f":"IF($Z$189=19,ROUND($Z$22,0),\"\")&\"\"","v":""},{"$f":"IF($AA$189=19,ROUND($AA$22,0),\"\")&\"\"","v":""},2]
[null,null,3,{"$f":"IF($D$190=19,ROUND($D$23,0),\"\")&\"\"","v":""},{"$f":"IF($E$190=19,ROUND($E$23,0),\"\")&\"\"","v":""},{"$f":"IF($F$190=19,ROUND($F$23,0),\"\")&\"\"","v":""},{"$f":"IF($G$190=19,ROUND($G$23,0),\"\")&\"\"","v":""},{"$f":"IF($H$190=19,ROUND($H$23,0),\"\")&\"\"","v":""},{"$f":"IF($I$190=19,ROUND($I$23,0),\"\")&\"\"","v":""},{"$f":"IF($J$190=19,ROUND($J$23,0),\"\")&\"\"","v":""},{"$f":"IF($K$190=19,ROUND($K$23,0),\"\")&\"\"","v":""},{"$f":"IF($L$190=19,ROUND($L$23,0),\"\")&\"\"","v":""},{"$f":"IF($M$190=19,ROUND($M$23,0),\"\")&\"\"","v":""},{"$f":"IF($N$190=19,ROUND($N$23,0),\"\")&\"\"","v":""},{"$f":"IF($O$190=19,ROUND($O$23,0),\"\")&\"\"","v":""},{"$f":"IF($P$190=19,ROUND($P$23,0),\"\")&\"\"","v":""},{"$f":"IF($Q$190=19,ROUND($Q$23,0),\"\")&\"\"","v":""},{"$f":"IF($R$190=19,ROUND($R$23,0),\"\")&\"\"","v":""},{"$f":"IF($S$190=19,ROUND($S$23,0),\"\")&\"\"","v":""},{"$f":"IF($T$190=19,ROUND($T$23,0),\"\")&\"\"","v":""},{"$f":"IF($U$190=19,ROUND($U$23,0),\"\")&\"\"","v":""},{"$f":"IF($V$190=19,ROUND($V$23,0),\"\")&\"\"","v":""},{"$f":"IF($W$190=19,ROUND($W$23,0),\"\")&\"\"","v":""},{"$f":"IF($X$190=19,ROUND($X$23,0),\"\")&\"\"","v":""},{"$f":"IF($Y$190=19,ROUND($Y$23,0),\"\")&\"\"","v":""},{"$f":"IF($Z$190=19,ROUND($Z$23,0),\"\")&\"\"","v":""},{"$f":"IF($AA$190=19,ROUND($AA$23,0),\"\")&\"\"","v":""},3]
[]
[null,null,"冷房期間中　温度(T)が発生する時間[hour]"]
[null,null,null," 温度(T)",null,null,null,null,null,null,null,null,null,null,null,null,null,null,null,null,null,null,null,null,null,null,null,null,null,null,null,null,null,null,null,null,null,null,null,null,null,null,null,null,null,null,"月単位"]
[null,null,"月",-6,-5,-4,-3,-2,-1,0,1,2,3,4,5,6,7,8,9,10,11,12,13,14,15,16,17,18,19,20,21,22,23,24,25,26,27,28,29,30,31,32,33,34,35,"月","前1","前2","前3","前4","前5","前6","前7","前8","前9","前10",null,"後1","後2","後3","後4","後5","後6","後7","後8","後9","後10"]
[null,null,4,{"$f":"COUNTIF($D$195:$AA$195,$D$226)*$AB$12","v":0},{"$f":"COUNTIF($D$195:$AA$195,$E$226)*$AB$12","v":0},{"$f":"COUNTIF($D$195:$AA$195,$F$226)*$AB$12","v":0},{"$f":"COUNTIF($D$195:$AA$195,$G$226)*$AB$12","v":0},{"$f":"COUNTIF($D$195:$AA$195,$H$226)*$AB$12","v":0},{"$f":"COUNTIF($D$195:$AA$195,$I$226)*$AB$12","v":0},{"$f":"COUNTIF($D$195:$AA$195,$J$226)*$AB$12","v":0},{"$f":"COUNTIF($D$195:$AA$195,$K$226)*$AB$12","v":0},{"$f":"COUNTIF($D$195:$AA$195,$L$226)*$AB$12","v":0},{"$f":"COUNTIF($D$195:$AA$195,$M$226)*$AB$12","v":0},{"$f":"COUNTIF($D$195:$AA$195,$N$226)*$AB$12","v":0},{"$f":"COUNTIF($D$195:$AA$195,$O$226)*$AB$12","v":0},{"$f":"COUNTIF($D$195:$AA$195,$P$226)*$AB$12","v":0},{"$f":"COUNTIF($D$195:$AA$195,$Q$226)*$AB$12","v":0},{"$f":"COUNTIF($D$195:$AA$195,$R$226)*$AB$12","v":0},{"$f":"COUNTIF($D$195:$AA$195,$S$226)*$AB$12","v":0},{"$f":"COUNTIF($D$195:$AA$195,$T$226)*$AB$12","v":0},{"$f":"COUNTIF($D$195:$AA$195,$U$226)*$AB$12","v":0},{"$f":"COUNTIF($D$195:$AA$195,$V$226)*$AB$12","v":0},{"$f":"COUNTIF($D$195:$AA$195,$W$226)*$AB$12","v":0},{"$f":"COUNTIF($D$195:$AA$195,$X$226)*$AB$12","v":0},{"$f":"COUNTIF($D$195:$AA$195,$Y$226)*$AB$12","v":0},{"$f":"COUNTIF($D$195:$AA$195,$Z$226)*$AB$12","v":0},{"$f":"COUNTIF($D$195:$AA$195,$AA$226)*$AB$12","v":0},{"$f":"COUNTIF($D$195:$AA$195,$AB$226)*$AB$12","v":0},{"$f":"COUNTIF($D$195:$AA$195,$AC$226)*$AB$12","v":0},{"$f":"COUNTIF($D$195:$AA$195,$AD$226)*$AB$12","v":0},{"$f":"COUNTIF($D$195:$AA$195,$AE$226)*$AB$12","v":0},{"$f":"COUNTIF($D$195:$AA$195,$AF$226)*$AB$12","v":0},{"$f":"COUNTIF($D$195:$AA$195,$AG$226)*$AB$12","v":0},{"$f":"COUNTIF($D$195:$AA$195,$AH$226)*$AB$12","v":0},{"$f":"COUNTIF($D$195:$AA$195,$AI$226)*$AB$12","v":0},{"$f":"COUNTIF($D$195:$AA$195,$AJ$226)*$AB$12","v":0},{"$f":"COUNTIF($D$195:$AA$195,$AK$226)*$AB$12","v":0},{"$f":"COUNTIF($D$195:$AA$195,$AL$226)*$AB$12","v":0},{"$f":"COUNTIF($D$195:$AA$195,$AM$226)*$AB$12","v":0},{"$f":"COUNTIF($D$195:$AA$195,$AN$226)*$AB$12","v":0},{"$f":"COUNTIF($D$195:$AA$195,$AO$226)*$AB$12","v":0},{"$f":"COUNTIF($D$195:$AA$195,$AP$226)*$AB$12","v":0},{"$f":"COUNTIF($D$195:$AA$195,$AQ$226)*$AB$12","v":0},{"$f":"COUNTIF($D$195:$AA$195,$AR$226)*$AB$12","v":0},{"$f":"COUNTIF($D$195:$AA$195,$AS$226)*$AB$12","v":0},4,{"$f":"IFERROR(SUMPRODUCT($D227:$AS227,$D$242:$AS$242),\"\")","v":0},{"$f":"IFERROR(SUMPRODUCT($D227:$AS227,$D$248:$AS$248),\"\")","v":""},{"$f":"IFERROR(SUMPRODUCT($D227:$AS227,$D$254:$AS$254),\"\")","v":""},{"$f":"IFERROR(SUMPRODUCT($D227:$AS227,$D$260:$AS$260),\"\")","v":""},{"$f":"IFERROR(SUMPRODUCT($D227:$AS227,$D$266:$AS$266),\"\")","v":""},{"$f":"IFERROR(SUMPRODUCT($D227:$AS227,$D$272:$AS$272),\"\")","v":""},{"$f":"IFERROR(SUMPRODUCT($D227:$AS227,$D$278:$AS$278),\"\")","v":""},{"$f":"IFERROR(SUMPRODUCT($D227:$AS227,$D$284:$AS$284),\"\")","v":""},{"$f":"IFERROR(SUMPRODUCT($D227:$AS227,$D$290:$AS$290),\"\")","v":""},{"$f":"IFERROR(SUMPRODUCT($D227:$AS227,$D$296:$AS$296),\"\")","v":""},null,{"$f":"IFERROR(SUMPRODUCT($D227:$AS227,$D$303:$AS$303),\"\")","v":""},{"$f":"IFERROR(SUMPRODUCT($D227:$AS227,$D$309:$AS$309),\"\")","v":""},{"$f":"IFERROR(SUMPRODUCT($D227:$AS227,$D$315:$AS$315),\"\")","v":""},{"$f":"IFERROR(SUMPRODUCT($D227:$AS227,$D$321:$AS$321),\"\")","v":""},{"$f":"IFERROR(SUMPRODUCT($D227:$AS227,$D$327:$AS$327),\"\")","v":""},{"$f":"IFERROR(SUMPRODUCT($D227:$AS227,$D$333:$AS$333),\"\")","v":""},{"$f":"IFERROR(SUMPRODUCT($D227:$AS227,$D$339:$AS$339),\"\")","v":""},{"$f":"IFERROR(SUMPRODUCT($D227:$AS227,$D$345:$AS$345),\"\")","v":""},{"$f":"IFERROR(SUMPRODUCT($D227:$AS227,$D$351:$AS$351),\"\")","v":""},{"$f":"IFERROR(SUMPRODUCT($D227:$AS227,$D$357:$AS$357),\"\")","v":""}]
[null,null,5,{"$f":"COUNTIF($D$196:$AA$196,$D$226)*$AB$13","v":0},{"$f":"COUNTIF($D$196:$AA$196,$E$226)*$AB$13","v":0},{"$f":"COUNTIF($D$196:$AA$196,$F$226)*$AB$13","v":0},{"$f":"COUNTIF($D$196:$AA$196,$G$226)*$AB$13","v":0},{"$f":"COUNTIF($D$196:$AA$196,$H$226)*$AB$13","v":0},{"$f":"COUNTIF($D$196:$AA$196,$I$226)*$AB$13","v":0},{"$f":"COUNTIF($D$196:$AA$196,$J$226)*$AB$13","v":0},{"$f":"COUNTIF($D$196:$AA$196,$K$226)*$AB$13","v":0},{"$f":"COUNTIF($D$196:$AA$196,$L$226)*$AB$13","v":0},{"$f":"COUNTIF($D$196:$AA$196,$M$226)*$AB$13","v":0},{"$f":"COUNTIF($D$196:$AA$196,$N$226)*$AB$13","v":0},{"$f":"COUNTIF($D$196:$AA$196,$O$226)*$AB$13","v":0},{"$f":"COUNTIF($D$196:$AA$196,$P$226)*$AB$13","v":0},{"$f":"COUNTIF($D$196:$AA$196,$Q$226)*$AB$13","v":0},{"$f":"COUNTIF($D$196:$AA$196,$R$226)*$AB$13","v":0},{"$f":"COUNTIF($D$196:$AA$196,$S$226)*$AB$13","v":0},{"$f":"COUNTIF($D$196:$AA$196,$T$226)*$AB$13","v":0},{"$f":"COUNTIF($D$196:$AA$196,$U$226)*$AB$13","v":0},{"$f":"COUNTIF($D$196:$AA$196,$V$226)*$AB$13","v":0},{"$f":"COUNTIF($D$196:$AA$196,$W$226)*$AB$13","v":0},{"$f":"COUNTIF($D$196:$AA$196,$X$226)*$AB$13","v":0},{"$f":"COUNTIF($D$196:$AA$196,$Y$226)*$AB$13","v":0},{"$f":"COUNTIF($D$196:$AA$196,$Z$226)*$AB$13","v":0},{"$f":"COUNTIF($D$196:$AA$196,$AA$226)*$AB$13","v":0},{"$f":"COUNTIF($D$196:$AA$196,$AB$226)*$AB$13","v":0},{"$f":"COUNTIF($D$196:$AA$196,$AC$226)*$AB$13","v":0},{"$f":"COUNTIF($D$196:$AA$196,$AD$226)*$AB$13","v":0},{"$f":"COUNTIF($D$196:$AA$196,$AE$226)*$AB$13","v":0},{"$f":"COUNTIF($D$196:$AA$196,$AF$226)*$AB$13","v":0},{"$f":"COUNTIF($D$196:$AA$196,$AG$226)*$AB$13","v":0},{"$f":"COUNTIF($D$196:$AA$196,$AH$226)*$AB$13","v":0},{"$f":"COUNTIF($D$196:$AA$196,$AI$226)*$AB$13","v":0},{"$f":"COUNTIF($D$196:$AA$196,$AJ$226)*$AB$13","v":0},{"$f":"COUNTIF($D$196:$AA$196,$AK$226)*$AB$13","v":0},{"$f":"COUNTIF($D$196:$AA$196,$AL$226)*$AB$13","v":0},{"$f":"COUNTIF($D$196:$AA$196,$AM$226)*$AB$13","v":0},{"$f":"COUNTIF($D$196:$AA$196,$AN$226)*$AB$13","v":0},{"$f":"COUNTIF($D$196:$AA$196,$AO$226)*$AB$13","v":0},{"$f":"COUNTIF($D$196:$AA$196,$AP$226)*$AB$13","v":0},{"$f":"COUNTIF($D$196:$AA$196,$AQ$226)*$AB$13","v":0},{"$f":"COUNTIF($D$196:$AA$196,$AR$226)*$AB$13","v":0},{"$f":"COUNTIF($D$196:$AA$196,$AS$226)*$AC$13","v":0},5,{"$f":"IFERROR(SUMPRODUCT($D228:$AS228,$D$242:$AS$242),\"\")","v":0},{"$f":"IFERROR(SUMPRODUCT($D228:$AS228,$D$248:$AS$248),\"\")","v":""},{"$f":"IFERROR(SUMPRODUCT($D228:$AS228,$D$254:$AS$254),\"\")","v":""},{"$f":"IFERROR(SUMPRODUCT($D228:$AS228,$D$260:$AS$260),\"\")","v":""},{"$f":"IFERROR(SUMPRODUCT($D228:$AS228,$D$266:$AS$266),\"\")","v":""},{"$f":"IFERROR(SUMPRODUCT($D228:$AS228,$D$272:$AS$272),\"\")","v":""},{"$f":"IFERROR(SUMPRODUCT($D228:$AS228,$D$278:$AS$278),\"\")","v":""},{"$f":"IFERROR(SUMPRODUCT($D228:$AS228,$D$284:$AS$284),\"\")","v":""},{"$f":"IFERROR(SUMPRODUCT($D228:$AS228,$D$290:$AS$290),\"\")","v":""},{"$f":"IFERROR(SUMPRODUCT($D228:$AS228,$D$296:$AS$296),\"\")","v":""},null,{"$f":"IFERROR(SUMPRODUCT($D228:$AS228,$D$303:$AS$303),\"\")","v":""},{"$f":"IFERROR(SUMPRODUCT($D228:$AS228,$D$309:$AS$309),\"\")","v":""},{"$f":"IFERROR(SUMPRODUCT($D228:$AS228,$D$315:$AS$315),\"\")","v":""},{"$f":"IFERROR(SUMPRODUCT($D228:$AS228,$D$321:$AS$321),\"\")","v":""},{"$f":"IFERROR(SUMPRODUCT($D228:$AS228,$D$327:$AS$327),\"\")","v":""},{"$f":"IFERROR(SUMPRODUCT($D228:$AS228,$D$333:$AS$333),\"\")","v":""},{"$f":"IFERROR(SUMPRODUCT($D228:$AS228,$D$339:$AS$339),\"\")","v":""},{"$f":"IFERROR(SUMPRODUCT($D228:$AS228,$D$345:$AS$345),\"\")","v":""},{"$f":"IFERROR(SUMPRODUCT($D228:$AS228,$D$351:$AS$351),\"\")","v":""},{"$f":"IFERROR(SUMPRODUCT($D228:$AS228,$D$357:$AS$357),\"\")","v":""}]
[null,null,6,{"$f":"COUNTIF($D$197:$AA$197,$D$226)*$AB$14","v":0},{"$f":"COUNTIF($D$197:$AA$197,$E$226)*$AB$14","v":0},{"$f":"COUNTIF($D$197:$AA$197,$F$226)*$AB$14","v":0},{"$f":"COUNTIF($D$197:$AA$197,$G$226)*$AB$14","v":0},{"$f":"COUNTIF($D$197:$AA$197,$H$226)*$AB$14","v":0},{"$f":"COUNTIF($D$197:$AA$197,$I$226)*$AB$14","v":0},{"$f":"COUNTIF($D$197:$AA$197,$J$226)*$AB$14","v":0},{"$f":"COUNTIF($D$197:$AA$197,$K$226)*$AB$14","v":0},{"$f":"COUNTIF($D$197:$AA$197,$L$226)*$AB$14","v":0},{"$f":"COUNTIF($D$197:$AA$197,$M$226)*$AB$14","v":0},{"$f":"COUNTIF($D$197:$AA$197,$N$226)*$AB$14","v":0},{"$f":"COUNTIF($D$197:$AA$197,$O$226)*$AB$14","v":0},{"$f":"COUNTIF($D$197:$AA$197,$P$226)*$AB$14","v":0},{"$f":"COUNTIF($D$197:$AA$197,$Q$226)*$AB$14","v":0},{"$f":"COUNTIF($D$197:$AA$197,$R$226)*$AB$14","v":0},{"$f":"COUNTIF($D$197:$AA$197,$S$226)*$AB$14","v":0},{"$f":"COUNTIF($D$197:$AA$197,$T$226)*$AB$14","v":0},{"$f":"COUNTIF($D$197:$AA$197,$U$226)*$AB$14","v":0},{"$f":"COUNTIF($D$197:$AA$197,$V$226)*$AB$14","v":0},{"$f":"COUNTIF($D$197:$AA$197,$W$226)*$AB$14","v":0},{"$f":"COUNTIF($D$197:$AA$197,$X$226)*$AB$14","v":0},{"$f":"COUNTIF($D$197:$AA$197,$Y$226)*$AB$14","v":0},{"$f":"COUNTIF($D$197:$AA$197,$Z$226)*$AB$14","v":0},{"$f":"COUNTIF($D$197:$AA$197,$AA$226)*$AB$14","v":0},{"$f":"COUNTIF($D$197:$AA$197,$AB$226)*$AB$14","v":0},{"$f":"COUNTIF($D$197:$AA$197,$AC$226)*$AB$14","v":0},{"$f":"COUNTIF($D$197:$AA$197,$AD$226)*$AB$14","v":0},{"$f":"COUNTIF($D$197:$AA$197,$AE$226)*$AB$14","v":0},{"$f":"COUNTIF($D$197:$AA$197,$AF$226)*$AB$14","v":0},{"$f":"COUNTIF($D$197:$AA$197,$AG$226)*$AB$14","v":0},{"$f":"COUNTIF($D$197:$AA$197,$AH$226)*$AB$14","v":0},{"$f":"COUNTIF($D$197:$AA$197,$AI$226)*$AB$14","v":0},{"$f":"COUNTIF($D$197:$AA$197,$AJ$226)*$AB$14","v":0},{"$f":"COUNTIF($D$197:$AA$197,$AK$226)*$AB$14","v":0},{"$f":"COUNTIF($D$197:$AA$197,$AL$226)*$AB$14","v":0},{"$f":"COUNTIF($D$197:$AA$197,$AM$226)*$AB$14","v":0},{"$f":"COUNTIF($D$197:$AA$197,$AN$226)*$AB$14","v":0},{"$f":"COUNTIF($D$197:$AA$197,$AO$226)*$AB$14","v":0},{"$f":"COUNTIF($D$197:$AA$197,$AP$226)*$AB$14","v":0},{"$f":"COUNTIF($D$197:$AA$197,$AQ$226)*$AB$14","v":0},{"$f":"COUNTIF($D$197:$AA$197,$AR$226)*$AB$14","v":0},{"$f":"COUNTIF($D$197:$AA$197,$AS$226)*$AB$14","v":0},6,0,"","","","","","","","","",null,"","","","","","","","","",""]
[null,null,7,{"$f":"COUNTIF($D$198:$AA$198,$D$226)*$AB$15","v":0},{"$f":"COUNTIF($D$198:$AA$198,$E$226)*$AB$15","v":0},{"$f":"COUNTIF($D$198:$AA$198,$F$226)*$AB$15","v":0},{"$f":"COUNTIF($D$198:$AA$198,$G$226)*$AB$15","v":0},{"$f":"COUNTIF($D$198:$AA$198,$H$226)*$AB$15","v":0},{"$f":"COUNTIF($D$198:$AA$198,$I$226)*$AB$15","v":0},{"$f":"COUNTIF($D$198:$AA$198,$J$226)*$AB$15","v":0},{"$f":"COUNTIF($D$198:$AA$198,$K$226)*$AB$15","v":0},{"$f":"COUNTIF($D$198:$AA$198,$L$226)*$AB$15","v":0},{"$f":"COUNTIF($D$198:$AA$198,$M$226)*$AB$15","v":0},{"$f":"COUNTIF($D$198:$AA$198,$N$226)*$AB$15","v":0},{"$f":"COUNTIF($D$198:$AA$198,$O$226)*$AB$15","v":0},{"$f":"COUNTIF($D$198:$AA$198,$P$226)*$AB$15","v":0},{"$f":"COUNTIF($D$198:$AA$198,$Q$226)*$AB$15","v":0},{"$f":"COUNTIF($D$198:$AA$198,$R$226)*$AB$15","v":0},{"$f":"COUNTIF($D$198:$AA$198,$S$226)*$AB$15","v":0},{"$f":"COUNTIF($D$198:$AA$198,$T$226)*$AB$15","v":0},{"$f":"COUNTIF($D$198:$AA$198,$U$226)*$AB$15","v":0},{"$f":"COUNTIF($D$198:$AA$198,$V$226)*$AB$15","v":0},{"$f":"COUNTIF($D$198:$AA$198,$W$226)*$AB$15","v":0},{"$f":"COUNTIF($D$198:$AA$198,$X$226)*$AB$15","v":0},{"$f":"COUNTIF($D$198:$AA$198,$Y$226)*$AB$15","v":0},{"$f":"COUNTIF($D$198:$AA$198,$Z$226)*$AB$15","v":0},{"$f":"COUNTIF($D$198:$AA$198,$AA$226)*$AB$15","v":0},{"$f":"COUNTIF($D$198:$AA$198,$AB$226)*$AB$15","v":0},{"$f":"COUNTIF($D$198:$AA$198,$AC$226)*$AB$15","v":0},{"$f":"COUNTIF($D$198:$AA$198,$AD$226)*$AB$15","v":0},{"$f":"COUNTIF($D$198:$AA$198,$AE$226)*$AB$15","v":0},{"$f":"COUNTIF($D$198:$AA$198,$AF$226)*$AB$15","v":0},{"$f":"COUNTIF($D$198:$AA$198,$AG$226)*$AB$15","v":0},{"$f":"COUNTIF($D$198:$AA$198,$AH$226)*$AB$15","v":0},{"$f":"COUNTIF($D$198:$AA$198,$AI$226)*$AB$15","v":0},{"$f":"COUNTIF($D$198:$AA$198,$AJ$226)*$AB$15","v":0},{"$f":"COUNTIF($D$198:$AA$198,$AK$226)*$AB$15","v":0},{"$f":"COUNTIF($D$198:$AA$198,$AL$226)*$AB$15","v":0},{"$f":"COUNTIF($D$198:$AA$198,$AM$226)*$AB$15","v":0},{"$f":"COUNTIF($D$198:$AA$198,$AN$226)*$AB$15","v":0},{"$f":"COUNTIF($D$198:$AA$198,$AO$226)*$AB$15","v":0},{"$f":"COUNTIF($D$198:$AA$198,$AP$226)*$AB$15","v":0},{"$f":"COUNTIF($D$198:$AA$198,$AQ$226)*$AB$15","v":0},{"$f":"COUNTIF($D$198:$AA$198,$AR$226)*$AB$15","v":0},{"$f":"COUNTIF($D$198:$AA$198,$AS$226)*$AB$15","v":0},7,0,"","","","","","","","","",null,"","","","","","","","","",""]
[null,null,8,{"$f":"COUNTIF($D$199:$AA$199,$D$226)*$AB$16","v":0},{"$f":"COUNTIF($D$199:$AA$199,$E$226)*$AB$16","v":0},{"$f":"COUNTIF($D$199:$AA$199,$F$226)*$AB$16","v":0},{"$f":"COUNTIF($D$199:$AA$199,$G$226)*$AB$16","v":0},{"$f":"COUNTIF($D$199:$AA$199,$H$226)*$AB$16","v":0},{"$f":"COUNTIF($D$199:$AA$199,$I$226)*$AB$16","v":0},{"$f":"COUNTIF($D$199:$AA$199,$J$226)*$AB$16","v":0},{"$f":"COUNTIF($D$199:$AA$199,$K$226)*$AB$16","v":0},{"$f":"COUNTIF($D$199:$AA$199,$L$226)*$AB$16","v":0},{"$f":"COUNTIF($D$199:$AA$199,$M$226)*$AB$16","v":0},{"$f":"COUNTIF($D$199:$AA$199,$N$226)*$AB$16","v":0},{"$f":"COUNTIF($D$199:$AA$199,$O$226)*$AB$16","v":0},{"$f":"COUNTIF($D$199:$AA$199,$P$226)*$AB$16","v":0},{"$f":"COUNTIF($D$199:$AA$199,$Q$226)*$AB$16","v":0},{"$f":"COUNTIF($D$199:$AA$199,$R$226)*$AB$16","v":0},{"$f":"COUNTIF($D$199:$AA$199,$S$226)*$AB$16","v":0},{"$f":"COUNTIF($D$199:$AA$199,$T$226)*$AB$16","v":0},{"$f":"COUNTIF($D$199:$AA$199,$U$226)*$AB$16","v":0},{"$f":"COUNTIF($D$199:$AA$199,$V$226)*$AB$16","v":0},{"$f":"COUNTIF($D$199:$AA$199,$W$226)*$AB$16","v":0},{"$f":"COUNTIF($D$199:$AA$199,$X$226)*$AB$16","v":0},{"$f":"COUNTIF($D$199:$AA$199,$Y$226)*$AB$16","v":0},{"$f":"COUNTIF($D$199:$AA$199,$Z$226)*$AB$16","v":0},{"$f":"COUNTIF($D$199:$AA$199,$AA$226)*$AB$16","v":0},{"$f":"COUNTIF($D$199:$AA$199,$AB$226)*$AB$16","v":0},{"$f":"COUNTIF($D$199:$AA$199,$AC$226)*$AB$16","v":0},{"$f":"COUNTIF($D$199:$AA$199,$AD$226)*$AB$16","v":0},{"$f":"COUNTIF($D$199:$AA$199,$AE$226)*$AB$16","v":0},{"$f":"COUNTIF($D$199:$AA$199,$AF$226)*$AB$16","v":0},{"$f":"COUNTIF($D$199:$AA$199,$AG$226)*$AB$16","v":0},{"$f":"COUNTIF($D$199:$AA$199,$AH$226)*$AB$16","v":0},{"$f":"COUNTIF($D$199:$AA$199,$AI$226)*$AB$16","v":0},{"$f":"COUNTIF($D$199:$AA$199,$AJ$226)*$AB$16","v":0},{"$f":"COUNTIF($D$199:$AA$199,$AK$226)*$AB$16","v":0},{"$f":"COUNTIF($D$199:$AA$199,$AL$226)*$AB$16","v":0},{"$f":"COUNTIF($D$199:$AA$199,$AM$226)*$AB$16","v":0},{"$f":"COUNTIF($D$199:$AA$199,$AN$226)*$AB$16","v":0},{"$f":"COUNTIF($D$199:$AA$199,$AO$226)*$AB$16","v":0},{"$f":"COUNTIF($D$199:$AA$199,$AP$226)*$AB$16","v":0},{"$f":"COUNTIF($D$199:$AA$199,$AQ$226)*$AB$16","v":0},{"$f":"COUNTIF($D$199:$AA$199,$AR$226)*$AB$16","v":0},{"$f":"COUNTIF($D$199:$AA$199,$AS$226)*$AB$16","v":0},8,0,"","","","","","","","","",null,"","","","","","","","","",""]
[null,null,9,{"$f":"COUNTIF($D$200:$AA$200,$D$226)*$AB$17","v":0},{"$f":"COUNTIF($D$200:$AA$200,$E$226)*$AB$17","v":0},{"$f":"COUNTIF($D$200:$AA$200,$F$226)*$AB$17","v":0},{"$f":"COUNTIF($D$200:$AA$200,$G$226)*$AB$17","v":0},{"$f":"COUNTIF($D$200:$AA$200,$H$226)*$AB$17","v":0},{"$f":"COUNTIF($D$200:$AA$200,$I$226)*$AB$17","v":0},{"$f":"COUNTIF($D$200:$AA$200,$J$226)*$AB$17","v":0},{"$f":"COUNTIF($D$200:$AA$200,$K$226)*$AB$17","v":0},{"$f":"COUNTIF($D$200:$AA$200,$L$226)*$AB$17","v":0},{"$f":"COUNTIF($D$200:$AA$200,$M$226)*$AB$17","v":0},{"$f":"COUNTIF($D$200:$AA$200,$N$226)*$AB$17","v":0},{"$f":"COUNTIF($D$200:$AA$200,$O$226)*$AB$17","v":0},{"$f":"COUNTIF($D$200:$AA$200,$P$226)*$AB$17","v":0},{"$f":"COUNTIF($D$200:$AA$200,$Q$226)*$AB$17","v":0},{"$f":"COUNTIF($D$200:$AA$200,$R$226)*$AB$17","v":0},{"$f":"COUNTIF($D$200:$AA$200,$S$226)*$AB$17","v":0},{"$f":"COUNTIF($D$200:$AA$200,$T$226)*$AB$17","v":0},{"$f":"COUNTIF($D$200:$AA$200,$U$226)*$AB$17","v":0},{"$f":"COUNTIF($D$200:$AA$200,$V$226)*$AB$17","v":0},{"$f":"COUNTIF($D$200:$AA$200,$W$226)*$AB$17","v":0},{"$f":"COUNTIF($D$200:$AA$200,$X$226)*$AB$17","v":0},{"$f":"COUNTIF($D$200:$AA$200,$Y$226)*$AB$17","v":0},{"$f":"COUNTIF($D$200:$AA$200,$Z$226)*$AB$17","v":0},{"$f":"COUNTIF($D$200:$AA$200,$AA$226)*$AB$17","v":0},{"$f":"COUNTIF($D$200:$AA$200,$AB$226)*$AB$17","v":0},{"$f":"COUNTIF($D$200:$AA$200,$AC$226)*$AB$17","v":0},{"$f":"COUNTIF($D$200:$AA$200,$AD$226)*$AB$17","v":0},{"$f":"COUNTIF($D$200:$AA$200,$AE$226)*$AB$17","v":0},{"$f":"COUNTIF($D$200:$AA$200,$AF$226)*$AB$17","v":0},{"$f":"COUNTIF($D$200:$AA$200,$AG$226)*$AB$17","v":0},{"$f":"COUNTIF($D$200:$AA$200,$AH$226)*$AB$17","v":0},{"$f":"COUNTIF($D$200:$AA$200,$AI$226)*$AB$17","v":0},{"$f":"COUNTIF($D$200:$AA$200,$AJ$226)*$AB$17","v":0},{"$f":"COUNTIF($D$200:$AA$200,$AK$226)*$AB$17","v":0},{"$f":"COUNTIF($D$200:$AA$200,$AL$226)*$AB$17","v":0},{"$f":"COUNTIF($D$200:$AA$200,$AM$226)*$AB$17","v":0},{"$f":"COUNTIF($D$200:$AA$200,$AN$226)*$AB$17","v":0},{"$f":"COUNTIF($D$200:$AA$200,$AO$226)*$AB$17","v":0},{"$f":"COUNTIF($D$200:$AA$200,$AP$226)*$AB$17","v":0},{"$f":"COUNTIF($D$200:$AA$200,$AQ$226)*$AB$17","v":0},{"$f":"COUNTIF($D$200:$AA$200,$AR$226)*$AB$17","v":0},{"$f":"COUNTIF($D$200:$AA$200,$AS$226)*$AB$17","v":0},9,0,"","","","","","","","","",null,"","","","","","","","","",""]
[null,null,10,{"$f":"COUNTIF($D$201:$AA$201,$D$226)*$AB$18","v":0},{"$f":"COUNTIF($D$201:$AA$201,$E$226)*$AB$18","v":0},{"$f":"COUNTIF($D$201:$AA$201,$F$226)*$AB$18","v":0},{"$f":"COUNTIF($D$201:$AA$201,$G$226)*$AB$18","v":0},{"$f":"COUNTIF($D$201:$AA$201,$H$226)*$AB$18","v":0},{"$f":"COUNTIF($D$201:$AA$201,$I$226)*$AB$18","v":0},{"$f":"COUNTIF($D$201:$AA$201,$J$226)*$AB$18","v":0},{"$f":"COUNTIF($D$201:$AA$201,$K$226)*$AB$18","v":0},{"$f":"COUNTIF($D$201:$AA$201,$L$226)*$AB$18","v":0},{"$f":"COUNTIF($D$201:$AA$201,$M$226)*$AB$18","v":0},{"$f":"COUNTIF($D$201:$AA$201,$N$226)*$AB$18","v":0},{"$f":"COUNTIF($D$201:$AA$201,$O$226)*$AB$18","v":0},{"$f":"COUNTIF($D$201:$AA$201,$P$226)*$AB$18","v":0},{"$f":"COUNTIF($D$201:$AA$201,$Q$226)*$AB$18","v":0},{"$f":"COUNTIF($D$201:$AA$201,$R$226)*$AB$18","v":0},{"$f":"COUNTIF($D$201:$AA$201,$S$226)*$AB$18","v":0},{"$f":"COUNTIF($D$201:$AA$201,$T$226)*$AB$18","v":0},{"$f":"COUNTIF($D$201:$AA$201,$U$226)*$AB$18","v":0},{"$f":"COUNTIF($D$201:$AA$201,$V$226)*$AB$18","v":0},{"$f":"COUNTIF($D$201:$AA$201,$W$226)*$AB$18","v":0},{"$f":"COUNTIF($D$201:$AA$201,$X$226)*$AB$18","v":0},{"$f":"COUNTIF($D$201:$AA$201,$Y$226)*$AB$18","v":0},{"$f":"COUNTIF($D$201:$AA$201,$Z$226)*$AB$18","v":0},{"$f":"COUNTIF($D$201:$AA$201,$AA$226)*$AB$18","v":0},{"$f":"COUNTIF($D$201:$AA$201,$AB$226)*$AB$18","v":0},{"$f":"COUNTIF($D$201:$AA$201,$AC$226)*$AB$18","v":0},{"$f":"COUNTIF($D$201:$AA$201,$AD$226)*$AB$18","v":0},{"$f":"COUNTIF($D$201:$AA$201,$AE$226)*$AB$18","v":0},{"$f":"COUNTIF($D$201:$AA$201,$AF$226)*$AB$18","v":0},{"$f":"COUNTIF($D$201:$AA$201,$AG$226)*$AB$18","v":0},{"$f":"COUNTIF($D$201:$AA$201,$AH$226)*$AB$18","v":0},{"$f":"COUNTIF($D$201:$AA$201,$AI$226)*$AB$18","v":0},{"$f":"COUNTIF($D$201:$AA$201,$AJ$226)*$AB$18","v":0},{"$f":"COUNTIF($D$201:$AA$201,$AK$226)*$AB$18","v":0},{"$f":"COUNTIF($D$201:$AA$201,$AL$226)*$AB$18","v":0},{"$f":"COUNTIF($D$201:$AA$201,$AM$226)*$AB$18","v":0},{"$f":"COUNTIF($D$201:$AA$201,$AN$226)*$AB$18","v":0},{"$f":"COUNTIF($D$201:$AA$201,$AO$226)*$AB$18","v":0},{"$f":"COUNTIF($D$201:$AA$201,$AP$226)*$AB$18","v":0},{"$f":"COUNTIF($D$201:$AA$201,$AQ$226)*$AB$18","v":0},{"$f":"COUNTIF($D$201:$AA$201,$AR$226)*$AB$18","v":0},{"$f":"COUNTIF($D$201:$AA$201,$AS$226)*$AB$18","v":0},10,0,"","","","","","","","","",null,"","","","","","","","","",""]
[null,null,11,{"$f":"COUNTIF($D$202:$AA$202,$D$226)*$AB$19","v":0},{"$f":"COUNTIF($D$202:$AA$202,$E$226)*$AB$19","v":0},{"$f":"COUNTIF($D$202:$AA$202,$F$226)*$AB$19","v":0},{"$f":"COUNTIF($D$202:$AA$202,$G$226)*$AB$19","v":0},{"$f":"COUNTIF($D$202:$AA$202,$H$226)*$AB$19","v":0},{"$f":"COUNTIF($D$202:$AA$202,$I$226)*$AB$19","v":0},{"$f":"COUNTIF($D$202:$AA$202,$J$226)*$AB$19","v":0},{"$f":"COUNTIF($D$202:$AA$202,$K$226)*$AB$19","v":0},{"$f":"COUNTIF($D$202:$AA$202,$L$226)*$AB$19","v":0},{"$f":"COUNTIF($D$202:$AA$202,$M$226)*$AB$19","v":0},{"$f":"COUNTIF($D$202:$AA$202,$N$226)*$AB$19","v":0},{"$f":"COUNTIF($D$202:$AA$202,$O$226)*$AB$19","v":0},{"$f":"COUNTIF($D$202:$AA$202,$P$226)*$AB$19","v":0},{"$f":"COUNTIF($D$202:$AA$202,$Q$226)*$AB$19","v":0},{"$f":"COUNTIF($D$202:$AA$202,$R$226)*$AB$19","v":0},{"$f":"COUNTIF($D$202:$AA$202,$S$226)*$AB$19","v":0},{"$f":"COUNTIF($D$202:$AA$202,$T$226)*$AB$19","v":0},{"$f":"COUNTIF($D$202:$AA$202,$U$226)*$AB$19","v":0},{"$f":"COUNTIF($D$202:$AA$202,$V$226)*$AB$19","v":0},{"$f":"COUNTIF($D$202:$AA$202,$W$226)*$AB$19","v":0},{"$f":"COUNTIF($D$202:$AA$202,$X$226)*$AB$19","v":0},{"$f":"COUNTIF($D$202:$AA$202,$Y$226)*$AB$19","v":0},{"$f":"COUNTIF($D$202:$AA$202,$Z$226)*$AB$19","v":0},{"$f":"COUNTIF($D$202:$AA$202,$AA$226)*$AB$19","v":0},{"$f":"COUNTIF($D$202:$AA$202,$AB$226)*$AB$19","v":0},{"$f":"COUNTIF($D$202:$AA$202,$AC$226)*$AB$19","v":0},{"$f":"COUNTIF($D$202:$AA$202,$AD$226)*$AB$19","v":0},{"$f":"COUNTIF($D$202:$AA$202,$AE$226)*$AB$19","v":0},{"$f":"COUNTIF($D$202:$AA$202,$AF$226)*$AB$19","v":0},{"$f":"COUNTIF($D$202:$AA$202,$AG$226)*$AB$19","v":0},{"$f":"COUNTIF($D$202:$AA$202,$AH$226)*$AB$19","v":0},{"$f":"COUNTIF($D$202:$AA$202,$AI$226)*$AB$19","v":0},{"$f":"COUNTIF($D$202:$AA$202,$AJ$226)*$AB$19","v":0},{"$f":"COUNTIF($D$202:$AA$202,$AK$226)*$AB$19","v":0},{"$f":"COUNTIF($D$202:$AA$202,$AL$226)*$AB$19","v":0},{"$f":"COUNTIF($D$202:$AA$202,$AM$226)*$AB$19","v":0},{"$f":"COUNTIF($D$202:$AA$202,$AN$226)*$AB$19","v":0},{"$f":"COUNTIF($D$202:$AA$202,$AO$226)*$AB$19","v":0},{"$f":"COUNTIF($D$202:$AA$202,$AP$226)*$AB$19","v":0},{"$f":"COUNTIF($D$202:$AA$202,$AQ$226)*$AB$19","v":0},{"$f":"COUNTIF($D$202:$AA$202,$AR$226)*$AB$19","v":0},{"$f":"COUNTIF($D$202:$AA$202,$AS$226)*$AB$19","v":0},11,0,"","","","","","","","","",null,"","","","","","","","","",""]
[null,null,12,{"$f":"COUNTIF($D$203:$AA$203,$D$226)*$AB$20","v":0},{"$f":"COUNTIF($D$203:$AA$203,$E$226)*$AB$20","v":0},{"$f":"COUNTIF($D$203:$AA$203,$F$226)*$AB$20","v":0},{"$f":"COUNTIF($D$203:$AA$203,$G$226)*$AB$20","v":0},{"$f":"COUNTIF($D$203:$AA$203,$H$226)*$AB$20","v":0},{"$f":"COUNTIF($D$203:$AA$203,$I$226)*$AB$20","v":0},{"$f":"COUNTIF($D$203:$AA$203,$J$226)*$AB$20","v":0},{"$f":"COUNTIF($D$203:$AA$203,$K$226)*$AB$20","v":0},{"$f":"COUNTIF($D$203:$AA$203,$L$226)*$AB$20","v":0},{"$f":"COUNTIF($D$203:$AA$203,$M$226)*$AB$20","v":0},{"$f":"COUNTIF($D$203:$AA$203,$N$226)*$AB$20","v":0},{"$f":"COUNTIF($D$203:$AA$203,$O$226)*$AB$20","v":0},{"$f":"COUNTIF($D$203:$AA$203,$P$226)*$AB$20","v":0},{"$f":"COUNTIF($D$203:$AA$203,$Q$226)*$AB$20","v":0},{"$f":"COUNTIF($D$203:$AA$203,$R$226)*$AB$20","v":0},{"$f":"COUNTIF($D$203:$AA$203,$S$226)*$AB$20","v":0},{"$f":"COUNTIF($D$203:$AA$203,$T$226)*$AB$20","v":0},{"$f":"COUNTIF($D$203:$AA$203,$U$226)*$AB$20","v":0},{"$f":"COUNTIF($D$203:$AA$203,$V$226)*$AB$20","v":0},{"$f":"COUNTIF($D$203:$AA$203,$W$226)*$AB$20","v":0},{"$f":"COUNTIF($D$203:$AA$203,$X$226)*$AB$20","v":0},{"$f":"COUNTIF($D$203:$AA$203,$Y$226)*$AB$20","v":0},{"$f":"COUNTIF($D$203:$AA$203,$Z$226)*$AB$20","v":0},{"$f":"COUNTIF($D$203:$AA$203,$AA$226)*$AB$20","v":0},{"$f":"COUNTIF($D$203:$AA$203,$AB$226)*$AB$20","v":0},{"$f":"COUNTIF($D$203:$AA$203,$AC$226)*$AB$20","v":0},{"$f":"COUNTIF($D$203:$AA$203,$AD$226)*$AB$20","v":0},{"$f":"COUNTIF($D$203:$AA$203,$AE$226)*$AB$20","v":0},{"$f":"COUNTIF($D$203:$AA$203,$AF$226)*$AB$20","v":0},{"$f":"COUNTIF($D$203:$AA$203,$AG$226)*$AB$20","v":0},{"$f":"COUNTIF($D$203:$AA$203,$AH$226)*$AB$20","v":0},{"$f":"COUNTIF($D$203:$AA$203,$AI$226)*$AB$20","v":0},{"$f":"COUNTIF($D$203:$AA$203,$AJ$226)*$AB$20","v":0},{"$f":"COUNTIF($D$203:$AA$203,$AK$226)*$AB$20","v":0},{"$f":"COUNTIF($D$203:$AA$203,$AL$226)*$AB$20","v":0},{"$f":"COUNTIF($D$203:$AA$203,$AM$226)*$AB$20","v":0},{"$f":"COUNTIF($D$203:$AA$203,$AN$226)*$AB$20","v":0},{"$f":"COUNTIF($D$203:$AA$203,$AO$226)*$AB$20","v":0},{"$f":"COUNTIF($D$203:$AA$203,$AP$226)*$AB$20","v":0},{"$f":"COUNTIF($D$203:$AA$203,$AQ$226)*$AB$20","v":0},{"$f":"COUNTIF($D$203:$AA$203,$AR$226)*$AB$20","v":0},{"$f":"COUNTIF($D$203:$AA$203,$AS$226)*$AB$20","v":0},12,0,"","","","","","","","","",null,"","","","","","","","","",""]
[null,null,1,{"$f":"COUNTIF($D$204:$AA$204,$D$226)*$AB$21","v":0},{"$f":"COUNTIF($D$204:$AA$204,$E$226)*$AB$21","v":0},{"$f":"COUNTIF($D$204:$AA$204,$F$226)*$AB$21","v":0},{"$f":"COUNTIF($D$204:$AA$204,$G$226)*$AB$21","v":0},{"$f":"COUNTIF($D$204:$AA$204,$H$226)*$AB$21","v":0},{"$f":"COUNTIF($D$204:$AA$204,$I$226)*$AB$21","v":0},{"$f":"COUNTIF($D$204:$AA$204,$J$226)*$AB$21","v":0},{"$f":"COUNTIF($D$204:$AA$204,$K$226)*$AB$21","v":0},{"$f":"COUNTIF($D$204:$AA$204,$L$226)*$AB$21","v":0},{"$f":"COUNTIF($D$204:$AA$204,$M$226)*$AB$21","v":0},{"$f":"COUNTIF($D$204:$AA$204,$N$226)*$AB$21","v":0},{"$f":"COUNTIF($D$204:$AA$204,$O$226)*$AB$21","v":0},{"$f":"COUNTIF($D$204:$AA$204,$P$226)*$AB$21","v":0},{"$f":"COUNTIF($D$204:$AA$204,$Q$226)*$AB$21","v":0},{"$f":"COUNTIF($D$204:$AA$204,$R$226)*$AB$21","v":0},{"$f":"COUNTIF($D$204:$AA$204,$S$226)*$AB$21","v":0},{"$f":"COUNTIF($D$204:$AA$204,$T$226)*$AB$21","v":0},{"$f":"COUNTIF($D$204:$AA$204,$U$226)*$AB$21","v":0},{"$f":"COUNTIF($D$204:$AA$204,$V$226)*$AB$21","v":0},{"$f":"COUNTIF($D$204:$AA$204,$W$226)*$AB$21","v":0},{"$f":"COUNTIF($D$204:$AA$204,$X$226)*$AB$21","v":0},{"$f":"COUNTIF($D$204:$AA$204,$Y$226)*$AB$21","v":0},{"$f":"COUNTIF($D$204:$AA$204,$Z$226)*$AB$21","v":0},{"$f":"COUNTIF($D$204:$AA$204,$AA$226)*$AB$21","v":0},{"$f":"COUNTIF($D$204:$AA$204,$AB$226)*$AB$21","v":0},{"$f":"COUNTIF($D$204:$AA$204,$AC$226)*$AB$21","v":0},{"$f":"COUNTIF($D$204:$AA$204,$AD$226)*$AB$21","v":0},{"$f":"COUNTIF($D$204:$AA$204,$AE$226)*$AB$21","v":0},{"$f":"COUNTIF($D$204:$AA$204,$AF$226)*$AB$21","v":0},{"$f":"COUNTIF($D$204:$AA$204,$AG$226)*$AB$21","v":0},{"$f":"COUNTIF($D$204:$AA$204,$AH$226)*$AB$21","v":0},{"$f":"COUNTIF($D$204:$AA$204,$AI$226)*$AB$21","v":0},{"$f":"COUNTIF($D$204:$AA$204,$AJ$226)*$AB$21","v":0},{"$f":"COUNTIF($D$204:$AA$204,$AK$226)*$AB$21","v":0},{"$f":"COUNTIF($D$204:$AA$204,$AL$226)*$AB$21","v":0},{"$f":"COUNTIF($D$204:$AA$204,$AM$226)*$AB$21","v":0},{"$f":"COUNTIF($D$204:$AA$204,$AN$226)*$AB$21","v":0},{"$f":"COUNTIF($D$204:$AA$204,$AO$226)*$AB$21","v":0},{"$f":"COUNTIF($D$204:$AA$204,$AP$226)*$AB$21","v":0},{"$f":"COUNTIF($D$204:$AA$204,$AQ$226)*$AB$21","v":0},{"$f":"COUNTIF($D$204:$AA$204,$AR$226)*$AB$21","v":0},{"$f":"COUNTIF($D$204:$AA$204,$AS$226)*$AB$21","v":0},1,0,"","","","","","","","","",null,"","","","","","","","","",""]
[null,null,2,{"$f":"COUNTIF($D$205:$AA$205,$D$226)*$AB$22","v":0},{"$f":"COUNTIF($D$205:$AA$205,$E$226)*$AB$22","v":0},{"$f":"COUNTIF($D$205:$AA$205,$F$226)*$AB$22","v":0},{"$f":"COUNTIF($D$205:$AA$205,$G$226)*$AB$22","v":0},{"$f":"COUNTIF($D$205:$AA$205,$H$226)*$AB$22","v":0},{"$f":"COUNTIF($D$205:$AA$205,$I$226)*$AB$22","v":0},{"$f":"COUNTIF($D$205:$AA$205,$J$226)*$AB$22","v":0},{"$f":"COUNTIF($D$205:$AA$205,$K$226)*$AB$22","v":0},{"$f":"COUNTIF($D$205:$AA$205,$L$226)*$AB$22","v":0},{"$f":"COUNTIF($D$205:$AA$205,$M$226)*$AB$22","v":0},{"$f":"COUNTIF($D$205:$AA$205,$N$226)*$AB$22","v":0},{"$f":"COUNTIF($D$205:$AA$205,$O$226)*$AB$22","v":0},{"$f":"COUNTIF($D$205:$AA$205,$P$226)*$AB$22","v":0},{"$f":"COUNTIF($D$205:$AA$205,$Q$226)*$AB$22","v":0},{"$f":"COUNTIF($D$205:$AA$205,$R$226)*$AB$22","v":0},{"$f":"COUNTIF($D$205:$AA$205,$S$226)*$AB$22","v":0},{"$f":"COUNTIF($D$205:$AA$205,$T$226)*$AB$22","v":0},{"$f":"COUNTIF($D$205:$AA$205,$U$226)*$AB$22","v":0},{"$f":"COUNTIF($D$205:$AA$205,$V$226)*$AB$22","v":0},{"$f":"COUNTIF($D$205:$AA$205,$W$226)*$AB$22","v":0},{"$f":"COUNTIF($D$205:$AA$205,$X$226)*$AB$22","v":0},{"$f":"COUNTIF($D$205:$AA$205,$Y$226)*$AB$22","v":0},{"$f":"COUNTIF($D$205:$AA$205,$Z$226)*$AB$22","v":0},{"$f":"COUNTIF($D$205:$AA$205,$AA$226)*$AB$22","v":0},{"$f":"COUNTIF($D$205:$AA$205,$AB$226)*$AB$22","v":0},{"$f":"COUNTIF($D$205:$AA$205,$AC$226)*$AB$22","v":0},{"$f":"COUNTIF($D$205:$AA$205,$AD$226)*$AB$22","v":0},{"$f":"COUNTIF($D$205:$AA$205,$AE$226)*$AB$22","v":0},{"$f":"COUNTIF($D$205:$AA$205,$AF$226)*$AB$22","v":0},{"$f":"COUNTIF($D$205:$AA$205,$AG$226)*$AB$22","v":0},{"$f":"COUNTIF($D$205:$AA$205,$AH$226)*$AB$22","v":0},{"$f":"COUNTIF($D$205:$AA$205,$AI$226)*$AB$22","v":0},{"$f":"COUNTIF($D$205:$AA$205,$AJ$226)*$AB$22","v":0},{"$f":"COUNTIF($D$205:$AA$205,$AK$226)*$AB$22","v":0},{"$f":"COUNTIF($D$205:$AA$205,$AL$226)*$AB$22","v":0},{"$f":"COUNTIF($D$205:$AA$205,$AM$226)*$AB$22","v":0},{"$f":"COUNTIF($D$205:$AA$205,$AN$226)*$AB$22","v":0},{"$f":"COUNTIF($D$205:$AA$205,$AO$226)*$AB$22","v":0},{"$f":"COUNTIF($D$205:$AA$205,$AP$226)*$AB$22","v":0},{"$f":"COUNTIF($D$205:$AA$205,$AQ$226)*$AB$22","v":0},{"$f":"COUNTIF($D$205:$AA$205,$AR$226)*$AB$22","v":0},{"$f":"COUNTIF($D$205:$AA$205,$AS$226)*$AB$22","v":0},2,0,"","","","","","","","","",null,"","","","","","","","","",""]
[null,null,3,{"$f":"COUNTIF($D$206:$AA$206,$D$226)*$AB$23","v":0},{"$f":"COUNTIF($D$206:$AA$206,$E$226)*$AB$23","v":0},{"$f":"COUNTIF($D$206:$AA$206,$F$226)*$AB$23","v":0},{"$f":"COUNTIF($D$206:$AA$206,$G$226)*$AB$23","v":0},{"$f":"COUNTIF($D$206:$AA$206,$H$226)*$AB$23","v":0},{"$f":"COUNTIF($D$206:$AA$206,$I$226)*$AB$23","v":0},{"$f":"COUNTIF($D$206:$AA$206,$J$226)*$AB$23","v":0},{"$f":"COUNTIF($D$206:$AA$206,$K$226)*$AB$23","v":0},{"$f":"COUNTIF($D$206:$AA$206,$L$226)*$AB$23","v":0},{"$f":"COUNTIF($D$206:$AA$206,$M$226)*$AB$23","v":0},{"$f":"COUNTIF($D$206:$AA$206,$N$226)*$AB$23","v":0},{"$f":"COUNTIF($D$206:$AA$206,$O$226)*$AB$23","v":0},{"$f":"COUNTIF($D$206:$AA$206,$P$226)*$AB$23","v":0},{"$f":"COUNTIF($D$206:$AA$206,$Q$226)*$AB$23","v":0},{"$f":"COUNTIF($D$206:$AA$206,$R$226)*$AB$23","v":0},{"$f":"COUNTIF($D$206:$AA$206,$S$226)*$AB$23","v":0},{"$f":"COUNTIF($D$206:$AA$206,$T$226)*$AB$23","v":0},{"$f":"COUNTIF($D$206:$AA$206,$U$226)*$AB$23","v":0},{"$f":"COUNTIF($D$206:$AA$206,$V$226)*$AB$23","v":0},{"$f":"COUNTIF($D$206:$AA$206,$W$226)*$AB$23","v":0},{"$f":"COUNTIF($D$206:$AA$206,$X$226)*$AB$23","v":0},{"$f":"COUNTIF($D$206:$AA$206,$Y$226)*$AB$23","v":0},{"$f":"COUNTIF($D$206:$AA$206,$Z$226)*$AB$23","v":0},{"$f":"COUNTIF($D$206:$AA$206,$AA$226)*$AB$23","v":0},{"$f":"COUNTIF($D$206:$AA$206,$AB$226)*$AB$23","v":0},{"$f":"COUNTIF($D$206:$AA$206,$AC$226)*$AB$23","v":0},{"$f":"COUNTIF($D$206:$AA$206,$AD$226)*$AB$23","v":0},{"$f":"COUNTIF($D$206:$AA$206,$AE$226)*$AB$23","v":0},{"$f":"COUNTIF($D$206:$AA$206,$AF$226)*$AB$23","v":0},{"$f":"COUNTIF($D$206:$AA$206,$AG$226)*$AB$23","v":0},{"$f":"COUNTIF($D$206:$AA$206,$AH$226)*$AB$23","v":0},{"$f":"COUNTIF($D$206:$AA$206,$AI$226)*$AB$23","v":0},{"$f":"COUNTIF($D$206:$AA$206,$AJ$226)*$AB$23","v":0},{"$f":"COUNTIF($D$206:$AA$206,$AK$226)*$AB$23","v":0},{"$f":"COUNTIF($D$206:$AA$206,$AL$226)*$AB$23","v":0},{"$f":"COUNTIF($D$206:$AA$206,$AM$226)*$AB$23","v":0},{"$f":"COUNTIF($D$206:$AA$206,$AN$226)*$AB$23","v":0},{"$f":"COUNTIF($D$206:$AA$206,$AO$226)*$AB$23","v":0},{"$f":"COUNTIF($D$206:$AA$206,$AP$226)*$AB$23","v":0},{"$f":"COUNTIF($D$206:$AA$206,$AQ$226)*$AB$23","v":0},{"$f":"COUNTIF($D$206:$AA$206,$AR$226)*$AB$23","v":0},{"$f":"COUNTIF($D$206:$AA$206,$AS$226)*$AB$23","v":0},3,0,"","","","","","","","","",null,"","","","","","","","","",""]
[null,null,"冷房運転時間",{"$f":"SUM($D$227:$D$238)","v":0},{"$f":"SUM($E$227:$E$238)","v":0},{"$f":"SUM($F$227:$F$238)","v":0},{"$f":"SUM($G$227:$G$238)","v":0},{"$f":"SUM($H$227:$H$238)","v":0},{"$f":"SUM($I$227:$I$238)","v":0},{"$f":"SUM($J$227:$J$238)","v":0},{"$f":"SUM($K$227:$K$238)","v":0},{"$f":"SUM($L$227:$L$238)","v":0},{"$f":"SUM($M$227:$M$238)","v":0},{"$f":"SUM($N$227:$N$238)","v":0},{"$f":"SUM($O$227:$O$238)","v":0},{"$f":"SUM($P$227:$P$238)","v":0},{"$f":"SUM($Q$227:$Q$238)","v":0},{"$f":"SUM($R$227:$R$238)","v":0},{"$f":"SUM($S$227:$S$238)","v":0},{"$f":"SUM($T$227:$T$238)","v":0},{"$f":"SUM($U$227:$U$238)","v":0},{"$f":"SUM($V$227:$V$238)","v":0},{"$f":"SUM($W$227:$W$238)","v":0},{"$f":"SUM($X$227:$X$238)","v":0},{"$f":"SUM($Y$227:$Y$238)","v":0},{"$f":"SUM($Z$227:$Z$238)","v":0},{"$f":"SUM($AA$227:$AA$238)","v":0},{"$f":"SUM($AB$227:$AB$238)","v":0},{"$f":"SUM($AC$227:$AC$238)","v":0},{"$f":"SUM($AD$227:$AD$238)","v":0},{"$f":"SUM($AE$227:$AE$238)","v":0},{"$f":"SUM($AF$227:$AF$238)","v":0},{"$f":"SUM($AG$227:$AG$238)","v":0},{"$f":"SUM($AH$227:$AH$238)","v":0},{"$f":"SUM($AI$227:$AI$238)","v":0},{"$f":"SUM($AJ$227:$AJ$238)","v":0},{"$f":"SUM($AK$227:$AK$238)","v":0},{"$f":"SUM($AL$227:$AL$238)","v":0},{"$f":"SUM($AM$227:$AM$238)","v":0},{"$f":"SUM($AN$227:$AN$238)","v":0},{"$f":"SUM($AO$227:$AO$238)","v":0},{"$f":"SUM($AP$227:$AP$238)","v":0},{"$f":"SUM($AQ$227:$AQ$238)","v":0},{"$f":"SUM($AR$227:$AR$238)","v":0},{"$f":"SUM($AS$227:$AS$238)","v":0},"冷房運転時間",{"$f":"SUM(AU227:AU238)","v":0},{"$f":"SUM(AV227:AV238)","v":0},0,0,0,0,0,0,0,0,null,{"$f":"SUM(BF227:BF238)","v":0},0,0,0,0,0,0,0,0,0]
[null,null,"冷房空調負荷率",{"$f":"IF((1/(35-$M$25))*D$226-$M$25/(35-$M$25)<0,0,IF((1/(35-$M$25))*D$226-$M$25/(35-$M$25)>1,1,(1/(35-$M$25))*D$226-$M$25/(35-$M$25)))","v":0},{"$f":"IF((1/(35-$M$25))*E$226-$M$25/(35-$M$25)<0,0,IF((1/(35-$M$25))*E$226-$M$25/(35-$M$25)>1,1,(1/(35-$M$25))*E$226-$M$25/(35-$M$25)))","v":0},{"$f":"IF((1/(35-$M$25))*F$226-$M$25/(35-$M$25)<0,0,IF((1/(35-$M$25))*F$226-$M$25/(35-$M$25)>1,1,(1/(35-$M$25))*F$226-$M$25/(35-$M$25)))","v":0},0,0,0,{"$f":"IF((1/(35-$M$25))*J$226-$M$25/(35-$M$25)<0,0,IF((1/(35-$M$25))*J$226-$M$25/(35-$M$25)>1,1,(1/(35-$M$25))*J$226-$M$25/(35-$M$25)))","v":0},0,0,0,0,0,0,0,0,0,0,0,0,0,0,0,0,0,0,5.8823529411764719E-2,0.11764705882352944,0.17647058823529416,0.23529411764705888,0.29411764705882359,0.35294117647058809,0.41176470588235281,0.47058823529411753,0.52941176470588225,0.58823529411764697,0.64705882352941169,0.70588235294117641,0.76470588235294112,0.82352941176470584,0.88235294117647056,0.94117647058823528,0.99999999999999978,"冷房空調負荷率","αc"]
[]
[null,"前1","冷房時エネルギー消費量比",{"$f":"D$240/D246","v":0},{"$f":"E$240/E246","v":0},{"$f":"F$240/F246","v":0},0,0,{"$f":"I$240/I246","v":0},0,0,0,0,0,0,0,0,0,0,0,0,0,0,0,0,0,0,0,4.1361564845398421E-2,8.464625354171823E-2,0.1299001800711751,0.17717094463206345,0.22650769399951723,0.27796118485213261,0.33158385023587272,0.38742986934809187,0.44555524083680226,0.5060178598235141,0.56887759887221756,0.6341963931424095,0.70203832998059579,0.77246974322254625,0.84555931249783034,0.92137816784896565,0.99999999999999978,"冷房時エネルギー消費量比","εc"]
[null,null,"冷房能力",{"$f":"($Q$29-1.054*$Q$29)/(35-29)*(D$226-35)+$Q$29","v":30.665600000000012},{"$f":"($Q$29-1.054*$Q$29)/(35-29)*(E$226-35)+$Q$29","v":30.464000000000013},{"$f":"($Q$29-1.054*$Q$29)/(35-29)*(F$226-35)+$Q$29","v":30.26240000000001},30.060800000000011,29.859200000000008,29.657600000000009,{"$f":"($Q$29-1.054*$Q$29)/(35-29)*(J$226-35)+$Q$29","v":29.45600000000001},29.254400000000011,29.052800000000008,28.851200000000009,28.649600000000007,28.448000000000008,{"$f":"($Q$29-1.054*$Q$29)/(35-29)*(P$226-35)+$Q$29","v":28.246400000000008},28.044800000000009,27.843200000000007,27.641600000000007,27.440000000000005,27.238400000000006,27.036800000000007,26.835200000000007,26.633600000000005,26.432000000000006,26.230400000000003,26.028800000000004,25.827200000000005,25.625600000000002,25.424000000000003,25.222400000000004,25.020800000000001,24.819200000000002,24.617600000000003,24.416,24.214400000000001,24.012800000000002,23.811199999999999,23.6096,23.408000000000001,23.206399999999999,23.004799999999999,22.8032,22.601599999999998,22.4,"冷房能力","Φc"]
[null,null,"冷房エネルギー消費量",{"$f":"($Q$30-0.94*$Q$30)/(35-29)*(D$226-35)+$Q$30","v":11.268999999999995},{"$f":"($Q$30-0.94*$Q$30)/(35-29)*(E$226-35)+$Q$30","v":11.459999999999996},{"$f":"($Q$30-0.94*$Q$30)/(35-29)*(F$226-35)+$Q$30","v":11.650999999999996},11.841999999999995,12.032999999999996,12.223999999999997,12.414999999999996,12.605999999999996,12.796999999999997,12.987999999999996,13.178999999999997,13.369999999999997,13.560999999999996,13.751999999999997,13.942999999999998,14.133999999999997,14.324999999999998,14.515999999999998,14.706999999999997,14.897999999999998,15.088999999999999,15.279999999999998,15.470999999999998,15.661999999999999,15.852999999999998,16.044,16.234999999999999,16.425999999999998,16.617000000000001,16.808,16.998999999999999,17.190000000000001,17.381,17.571999999999999,17.763000000000002,17.954000000000001,18.145,18.336000000000002,18.527000000000001,18.718,18.909000000000002,19.100000000000001,"冷房エネルギー消費量","Pc"]
[null,null,"冷房COP",{"$f":"D243/(D244+$Q$31*$I$32*D$240)","v":2.7212352471381691},{"$f":"E243/(E244+$Q$31*$I$32*E$240)","v":2.6582897033158837},2.5974079478156398,2.5384901199121788,2.4814426992437477,2.4261780104712054,2.3726137736608957,2.3206726955418069,2.2702820973665716,2.2213735756082551,2.1738826921617735,2.1277486910994776,2.0829142393628799,2.0393251890634101,1.9969303593200898,1.9556813357860487,1.9155322862129152,1.8764397905759169,1.8383626844359837,1.8012619143509203,1.7651004042680103,1.7298429319371733,1.6954560144787025,1.661907802324097,1.6291679808238193,1.5918848205802822,1.5557179314589717,1.5206179205469936,1.4865382666345142,1.4534351145038169,1.4212670866516108,1.3899951107449751,1.3595822612980684,1.3299936142207396,1.3011961130344496,1.2731584456780334,1.2458509309380763,1.2192454136379367,1.1933151678073517,1.1680348071325697,1.143380202056272,1.1193284029582249,"冷房COP","σc"]
[null,null,"冷房COP比",{"$f":"$D245/$Q$32","v":2.4311321323986181},{"$f":"$E245/$Q$32","v":2.3748970331588155},{"$f":"$F245/$Q$32","v":2.3205057076645801},{"$f":"$G245/$Q$32","v":2.2678689410572557},{"$f":"$H245/$Q$32","v":2.2169031829136556},{"$f":"$I245/$Q$32","v":2.1675301047120432},{"$f":"$J245/$Q$32","v":2.1196761981474039},{"$f":"$K245/$Q$32","v":2.0732724099635109},{"$f":"$L245/$Q$32","v":2.0282538094865998},{"$f":"$M245/$Q$32","v":1.9845592854943039},{"$f":"$N245/$Q$32","v":1.9421312694438133},{"$f":"$O245/$Q$32","v":1.9009154824233372},{"$f":"$P245/$Q$32","v":1.8608607034879445},{"$f":"$Q245/$Q$32","v":1.8219185573007575},{"$f":"$R245/$Q$32","v":1.7840433192282876},{"$f":"$S245/$Q$32","v":1.7471917362388578},{"$f":"$T245/$Q$32","v":1.7113228621291456},{"$f":"$U245/$Q$32","v":1.6763979057591631},{"$f":"$V245/$Q$32","v":1.6423800911130764},{"$f":"$W245/$Q$32","v":1.6092345281245815},{"$f":"$X245/$Q$32","v":1.5769280933130101},{"$f":"$Y245/$Q$32","v":1.5454293193717286},{"$f":"$Z245/$Q$32","v":1.5147082929351696},{"$f":"$AA245/$Q$32","v":1.4847365598263318},{"$f":"$AB245/$Q$32","v":1.4554870371538517},{"$f":"$AC245/$Q$32","v":1.422178528100563},{"$f":"$AD245/$Q$32","v":1.3898672876945066},{"$f":"$AE245/$Q$32","v":1.3585091886601091},{"$f":"$AF245/$Q$32","v":1.3280626692807993},{"$f":"$AG245/$Q$32","v":1.2984885496183209},{"$f":"$AH245/$Q$32","v":1.2697498633067876},{"$f":"$AI245/$Q$32","v":1.2418117034030556},{"$f":"$AJ245/$Q$32","v":1.214641080941828},{"$f":"$AK245/$Q$32","v":1.1882067949904216},{"$f":"$AL245/$Q$32","v":1.1624793131270272},{"$f":"$AM245/$Q$32","v":1.1374306613798575},{"$f":"$AN245/$Q$32","v":1.1130343227648565},{"$f":"$AO245/$Q$32","v":1.0892651436483212},{"$f":"$AP245/$Q$32","v":1.066099247239318},{"$f":"$AQ245/$Q$32","v":1.0435139535864726},{"$f":"$AR245/$Q$32","v":1.0214877055156304},{"$f":"$AS245/$Q$32","v":1},"冷房COP比","βc"]
[null,null,"Σ",{"$f":"D$239*D242","v":0},{"$f":"E$239*E242","v":0},0,0,0,0,0,0,0,0,0,0,0,0,0,0,0,0,0,0,0,0,0,0,0,{"$f":"AC$239*AC242","v":0},{"$f":"AD$239*AD242","v":0},0,{"$f":"AF$239*AF242","v":0},0,0,0,0,0,0,0,0,0,0,0,0,{"$f":"AS$239*AS242","v":0},{"$f":"SUM(D247:AS247)","v":0},"Σ"]
[null,"前2","冷房時エネルギー消費量比",{"$f":"D$240/D252","v":{"$error":"#DIV/0!"}},{"$f":"E$240/E252","v":{"$error":"#DIV/0!"}},{"$f":"F$240/F252","v":{"$error":"#DIV/0!"}},{"$error":"#DIV/0!"},{"$error":"#DIV/0!"},{"$f":"I$240/I252","v":{"$error":"#DIV/0!"}},{"$error":"#DIV/0!"},{"$error":"#DIV/0!"},{"$error":"#DIV/0!"},{"$error":"#DIV/0!"},{"$error":"#DIV/0!"},{"$error":"#DIV/0!"},{"$error":"#DIV/0!"},{"$error":"#DIV/0!"},{"$error":"#DIV/0!"},{"$error":"#DIV/0!"},{"$error":"#DIV/0!"},{"$error":"#DIV/0!"},{"$error":"#DIV/0!"},{"$error":"#DIV/0!"},{"$error":"#DIV/0!"},{"$error":"#DIV/0!"},{"$error":"#DIV/0!"},{"$error":"#DIV/0!"},{"$error":"#DIV/0!"},{"$error":"#DIV/0!"},{"$error":"#DIV/0!"},{"$error":"#DIV/0!"},{"$error":"#DIV/0!"},{"$error":"#DIV/0!"},{"$error":"#DIV/0!"},{"$error":"#DIV/0!"},{"$error":"#DIV/0!"},{"$error":"#DIV/0!"},{"$error":"#DIV/0!"},{"$error":"#DIV/0!"},{"$error":"#DIV/0!"},{"$error":"#DIV/0!"},{"$error":"#DIV/0!"},{"$error":"#DIV/0!"},{"$error":"#DIV/0!"},{"$error":"#DIV/0!"},"冷房時エネルギー消費量比","εc"]
[null,null,"冷房能力",{"$f":"($R$29-1.054*$R$29)/(35-29)*(D$226-35)+$R$29","v":0},0,0,0,0,0,0,0,0,0,0,0,0,0,0,0,0,0,0,0,0,0,0,0,0,0,0,0,0,0,0,0,0,0,0,0,0,0,0,0,0,0,"冷房能力","Φc"]
[null,null,"冷房エネルギー消費量",{"$f":"($R$30-0.94*$R$30)/(35-29)*(D$226-35)+$R$30","v":0},0,0,0,0,0,0,0,0,0,0,0,0,0,0,0,0,0,0,0,0,0,0,0,0,0,0,0,0,0,0,0,0,0,0,0,0,0,0,0,0,0,"冷房エネルギー消費量","Pc"]
[null,null,"冷房COP",{"$f":"D249/(D250+$R$31*$I$32*D$240)","v":{"$error":"#DIV/0!"}},{"$f":"E249/(E250+$R$31*$I$32*E$240)","v":{"$error":"#DIV/0!"}},{"$error":"#DIV/0!"},{"$error":"#DIV/0!"},{"$error":"#DIV/0!"},{"$error":"#DIV/0!"},{"$error":"#DIV/0!"},{"$error":"#DIV/0!"},{"$error":"#DIV/0!"},{"$error":"#DIV/0!"},{"$error":"#DIV/0!"},{"$error":"#DIV/0!"},{"$error":"#DIV/0!"},{"$error":"#DIV/0!"},{"$error":"#DIV/0!"},{"$error":"#DIV/0!"},{"$error":"#DIV/0!"},{"$error":"#DIV/0!"},{"$error":"#DIV/0!"},{"$error":"#DIV/0!"},{"$error":"#DIV/0!"},{"$error":"#DIV/0!"},{"$error":"#DIV/0!"},{"$error":"#DIV/0!"},{"$error":"#DIV/0!"},{"$error":"#DIV/0!"},{"$error":"#DIV/0!"},{"$error":"#DIV/0!"},{"$error":"#DIV/0!"},{"$error":"#DIV/0!"},{"$error":"#DIV/0!"},{"$error":"#DIV/0!"},{"$error":"#DIV/0!"},{"$error":"#DIV/0!"},{"$error":"#DIV/0!"},{"$error":"#DIV/0!"},{"$error":"#DIV/0!"},{"$error":"#DIV/0!"},{"$error":"#DIV/0!"},{"$error":"#DIV/0!"},{"$error":"#DIV/0!"},{"$error":"#DIV/0!"},"冷房COP","σc"]
[null,null,"冷房COP比",{"$f":"$D251/$R$32","v":{"$error":"#DIV/0!"}},{"$f":"$E251/$R$32","v":{"$error":"#DIV/0!"}},{"$f":"$F251/$R$32","v":{"$error":"#DIV/0!"}},{"$f":"$G251/$R$32","v":{"$error":"#DIV/0!"}},{"$f":"$H251/$R$32","v":{"$error":"#DIV/0!"}},{"$f":"$I251/$R$32","v":{"$error":"#DIV/0!"}},{"$f":"$J251/$R$32","v":{"$error":"#DIV/0!"}},{"$f":"$K251/$R$32","v":{"$error":"#DIV/0!"}},{"$f":"$L251/$R$32","v":{"$error":"#DIV/0!"}},{"$f":"$M251/$R$32","v":{"$error":"#DIV/0!"}},{"$f":"$N251/$R$32","v":{"$error":"#DIV/0!"}},{"$f":"$O251/$R$32","v":{"$error":"#DIV/0!"}},{"$f":"$P251/$R$32","v":{"$error":"#DIV/0!"}},{"$f":"$Q251/$R$32","v":{"$error":"#DIV/0!"}},{"$f":"$R251/$R$32","v":{"$error":"#DIV/0!"}},{"$f":"$S251/$R$32","v":{"$error":"#DIV/0!"}},{"$f":"$T251/$R$32","v":{"$error":"#DIV/0!"}},{"$f":"$U251/$R$32","v":{"$error":"#DIV/0!"}},{"$f":"$V251/$R$32","v":{"$error":"#DIV/0!"}},{"$f":"$W251/$R$32","v":{"$error":"#DIV/0!"}},{"$f":"$X251/$R$32","v":{"$error":"#DIV/0!"}},{"$f":"$Y251/$R$32","v":{"$error":"#DIV/0!"}},{"$f":"$Z251/$R$32","v":{"$error":"#DIV/0!"}},{"$f":"$AA251/$R$32","v":{"$error":"#DIV/0!"}},{"$f":"$AB251/$R$32","v":{"$error":"#DIV/0!"}},{"$f":"$AC251/$R$32","v":{"$error":"#DIV/0!"}},{"$f":"$AD251/$R$32","v":{"$error":"#DIV/0!"}},{"$f":"$AE251/$R$32","v":{"$error":"#DIV/0!"}},{"$f":"$AF251/$R$32","v":{"$error":"#DIV/0!"}},{"$f":"$AG251/$R$32","v":{"$error":"#DIV/0!"}},{"$f":"$AH251/$R$32","v":{"$error":"#DIV/0!"}},{"$f":"$AI251/$R$32","v":{"$error":"#DIV/0!"}},{"$f":"$AJ251/$R$32","v":{"$error":"#DIV/0!"}},{"$f":"$AK251/$R$32","v":{"$error":"#DIV/0!"}},{"$f":"$AL251/$R$32","v":{"$error":"#DIV/0!"}},{"$f":"$AM251/$R$32","v":{"$error":"#DIV/0!"}},{"$f":"$AN251/$R$32","v":{"$error":"#DIV/0!"}},{"$f":"$AO251/$R$32","v":{"$error":"#DIV/0!"}},{"$f":"$AP251/$R$32","v":{"$error":"#DIV/0!"}},{"$f":"$AQ251/$R$32","v":{"$error":"#DIV/0!"}},{"$f":"$AR251/$R$32","v":{"$error":"#DIV/0!"}},{"$f":"$AS251/$R$32","v":{"$error":"#DIV/0!"}},"冷房COP比","βc"]
[null,null,"Σ",{"$f":"D$239*D248","v":{"$error":"#DIV/0!"}},{"$f":"E$239*E248","v":{"$error":"#DIV/0!"}},{"$error":"#DIV/0!"},{"$error":"#DIV/0!"},{"$error":"#DIV/0!"},{"$error":"#DIV/0!"},{"$error":"#DIV/0!"},{"$error":"#DIV/0!"},{"$error":"#DIV/0!"},{"$error":"#DIV/0!"},{"$error":"#DIV/0!"},{"$error":"#DIV/0!"},{"$error":"#DIV/0!"},{"$error":"#DIV/0!"},{"$error":"#DIV/0!"},{"$error":"#DIV/0!"},{"$error":"#DIV/0!"},{"$error":"#DIV/0!"},{"$error":"#DIV/0!"},{"$error":"#DIV/0!"},{"$error":"#DIV/0!"},{"$error":"#DIV/0!"},{"$error":"#DIV/0!"},{"$error":"#DIV/0!"},{"$error":"#DIV/0!"},{"$f":"AC$239*AC248","v":{"$error":"#DIV/0!"}},{"$f":"AD$239*AD248","v":{"$error":"#DIV/0!"}},{"$error":"#DIV/0!"},{"$f":"AF$239*AF248","v":{"$error":"#DIV/0!"}},{"$error":"#DIV/0!"},{"$error":"#DIV/0!"},{"$error":"#DIV/0!"},{"$error":"#DIV/0!"},{"$error":"#DIV/0!"},{"$error":"#DIV/0!"},{"$error":"#DIV/0!"},{"$error":"#DIV/0!"},{"$error":"#DIV/0!"},{"$error":"#DIV/0!"},{"$error":"#DIV/0!"},{"$error":"#DIV/0!"},{"$f":"AS$239*AS248","v":{"$error":"#DIV/0!"}},{"$f":"SUM(D253:AS253)","v":{"$error":"#DIV/0!"}},"Σ"]
[null,"前3","冷房時エネルギー消費量比",{"$f":"D$240/D258","v":{"$error":"#DIV/0!"}},{"$f":"E$240/E258","v":{"$error":"#DIV/0!"}},{"$f":"F$240/F258","v":{"$error":"#DIV/0!"}},{"$error":"#DIV/0!"},{"$error":"#DIV/0!"},{"$f":"I$240/I258","v":{"$error":"#DIV/0!"}},{"$error":"#DIV/0!"},{"$error":"#DIV/0!"},{"$error":"#DIV/0!"},{"$error":"#DIV/0!"},{"$error":"#DIV/0!"},{"$error":"#DIV/0!"},{"$error":"#DIV/0!"},{"$error":"#DIV/0!"},{"$error":"#DIV/0!"},{"$error":"#DIV/0!"},{"$error":"#DIV/0!"},{"$error":"#DIV/0!"},{"$error":"#DIV/0!"},{"$error":"#DIV/0!"},{"$error":"#DIV/0!"},{"$error":"#DIV/0!"},{"$error":"#DIV/0!"},{"$error":"#DIV/0!"},{"$error":"#DIV/0!"},{"$error":"#DIV/0!"},{"$error":"#DIV/0!"},{"$error":"#DIV/0!"},{"$error":"#DIV/0!"},{"$error":"#DIV/0!"},{"$error":"#DIV/0!"},{"$error":"#DIV/0!"},{"$error":"#DIV/0!"},{"$error":"#DIV/0!"},{"$error":"#DIV/0!"},{"$error":"#DIV/0!"},{"$error":"#DIV/0!"},{"$error":"#DIV/0!"},{"$error":"#DIV/0!"},{"$error":"#DIV/0!"},{"$error":"#DIV/0!"},{"$error":"#DIV/0!"},"冷房時エネルギー消費量比","εc"]
[null,null,"冷房能力",{"$f":"($S$29-1.054*$S$29)/(35-29)*(D$226-35)+$S$29","v":0},0,0,0,0,0,0,0,0,0,0,0,0,0,0,0,0,0,0,0,0,0,0,0,0,0,0,0,0,0,0,0,0,0,0,0,0,0,0,0,0,0,"冷房能力","Φc"]
[null,null,"冷房エネルギー消費量",{"$f":"($S$30-0.94*$S$30)/(35-29)*(D$226-35)+$S$30","v":0},0,0,0,0,0,0,0,0,0,0,0,0,0,0,0,0,0,0,0,0,0,0,0,0,0,0,0,0,0,0,0,0,0,0,0,0,0,0,0,0,0,"冷房エネルギー消費量","Pc"]
[null,null,"冷房COP",{"$f":"D255/(D256+$S$31*$I$32*D$240)","v":{"$error":"#DIV/0!"}},{"$f":"E255/(E256+$S$31*$I$32*E$240)","v":{"$error":"#DIV/0!"}},{"$error":"#DIV/0!"},{"$error":"#DIV/0!"},{"$error":"#DIV/0!"},{"$error":"#DIV/0!"},{"$error":"#DIV/0!"},{"$error":"#DIV/0!"},{"$error":"#DIV/0!"},{"$error":"#DIV/0!"},{"$error":"#DIV/0!"},{"$error":"#DIV/0!"},{"$error":"#DIV/0!"},{"$error":"#DIV/0!"},{"$error":"#DIV/0!"},{"$error":"#DIV/0!"},{"$error":"#DIV/0!"},{"$error":"#DIV/0!"},{"$error":"#DIV/0!"},{"$error":"#DIV/0!"},{"$error":"#DIV/0!"},{"$error":"#DIV/0!"},{"$error":"#DIV/0!"},{"$error":"#DIV/0!"},{"$error":"#DIV/0!"},{"$error":"#DIV/0!"},{"$error":"#DIV/0!"},{"$error":"#DIV/0!"},{"$error":"#DIV/0!"},{"$error":"#DIV/0!"},{"$error":"#DIV/0!"},{"$error":"#DIV/0!"},{"$error":"#DIV/0!"},{"$error":"#DIV/0!"},{"$error":"#DIV/0!"},{"$error":"#DIV/0!"},{"$error":"#DIV/0!"},{"$error":"#DIV/0!"},{"$error":"#DIV/0!"},{"$error":"#DIV/0!"},{"$error":"#DIV/0!"},{"$error":"#DIV/0!"},"冷房COP","σc"]
[null,null,"冷房COP比",{"$f":"$D257/$S$32","v":{"$error":"#DIV/0!"}},{"$f":"$E257/$S$32","v":{"$error":"#DIV/0!"}},{"$f":"$F257/$S$32","v":{"$error":"#DIV/0!"}},{"$f":"$G257/$S$32","v":{"$error":"#DIV/0!"}},{"$f":"$H257/$S$32","v":{"$error":"#DIV/0!"}},{"$f":"$I257/$S$32","v":{"$error":"#DIV/0!"}},{"$f":"$J257/$S$32","v":{"$error":"#DIV/0!"}},{"$f":"$K257/$S$32","v":{"$error":"#DIV/0!"}},{"$f":"$L257/$S$32","v":{"$error":"#DIV/0!"}},{"$f":"$M257/$S$32","v":{"$error":"#DIV/0!"}},{"$f":"$N257/$S$32","v":{"$error":"#DIV/0!"}},{"$f":"$O257/$S$32","v":{"$error":"#DIV/0!"}},{"$f":"$P257/$S$32","v":{"$error":"#DIV/0!"}},{"$f":"$Q257/$S$32","v":{"$error":"#DIV/0!"}},{"$f":"$R257/$S$32","v":{"$error":"#DIV/0!"}},{"$f":"$S257/$S$32","v":{"$error":"#DIV/0!"}},{"$f":"$T257/$S$32","v":{"$error":"#DIV/0!"}},{"$f":"$U257/$S$32","v":{"$error":"#DIV/0!"}},{"$f":"$V257/$S$32","v":{"$error":"#DIV/0!"}},{"$f":"$W257/$S$32","v":{"$error":"#DIV/0!"}},{"$f":"$X257/$S$32","v":{"$error":"#DIV/0!"}},{"$f":"$Y257/$S$32","v":{"$error":"#DIV/0!"}},{"$f":"$Z257/$S$32","v":{"$error":"#DIV/0!"}},{"$f":"$AA257/$S$32","v":{"$error":"#DIV/0!"}},{"$f":"$AB257/$S$32","v":{"$error":"#DIV/0!"}},{"$f":"$AC257/$S$32","v":{"$error":"#DIV/0!"}},{"$f":"$AD257/$S$32","v":{"$error":"#DIV/0!"}},{"$f":"$AE257/$S$32","v":{"$error":"#DIV/0!"}},{"$f":"$AF257/$S$32","v":{"$error":"#DIV/0!"}},{"$f":"$AG257/$S$32","v":{"$error":"#DIV/0!"}},{"$f":"$AH257/$S$32","v":{"$error":"#DIV/0!"}},{"$f":"$AI257/$S$32","v":{"$error":"#DIV/0!"}},{"$f":"$AJ257/$S$32","v":{"$error":"#DIV/0!"}},{"$f":"$AK257/$S$32","v":{"$error":"#DIV/0!"}},{"$f":"$AL257/$S$32","v":{"$error":"#DIV/0!"}},{"$f":"$AM257/$S$32","v":{"$error":"#DIV/0!"}},{"$f":"$AN257/$S$32","v":{"$error":"#DIV/0!"}},{"$f":"$AO257/$S$32","v":{"$error":"#DIV/0!"}},{"$f":"$AP257/$S$32","v":{"$error":"#DIV/0!"}},{"$f":"$AQ257/$S$32","v":{"$error":"#DIV/0!"}},{"$f":"$AR257/$S$32","v":{"$error":"#DIV/0!"}},{"$f":"$AS257/$S$32","v":{"$error":"#DIV/0!"}},"冷房COP比","βc"]
[null,null,"Σ",{"$f":"D$239*D254","v":{"$error":"#DIV/0!"}},{"$f":"E$239*E254","v":{"$error":"#DIV/0!"}},{"$error":"#DIV/0!"},{"$error":"#DIV/0!"},{"$error":"#DIV/0!"},{"$error":"#DIV/0!"},{"$error":"#DIV/0!"},{"$error":"#DIV/0!"},{"$error":"#DIV/0!"},{"$error":"#DIV/0!"},{"$error":"#DIV/0!"},{"$error":"#DIV/0!"},{"$error":"#DIV/0!"},{"$error":"#DIV/0!"},{"$error":"#DIV/0!"},{"$error":"#DIV/0!"},{"$error":"#DIV/0!"},{"$error":"#DIV/0!"},{"$error":"#DIV/0!"},{"$error":"#DIV/0!"},{"$error":"#DIV/0!"},{"$error":"#DIV/0!"},{"$error":"#DIV/0!"},{"$error":"#DIV/0!"},{"$error":"#DIV/0!"},{"$f":"AC$239*AC254","v":{"$error":"#DIV/0!"}},{"$f":"AD$239*AD254","v":{"$error":"#DIV/0!"}},{"$error":"#DIV/0!"},{"$f":"AF$239*AF254","v":{"$error":"#DIV/0!"}},{"$error":"#DIV/0!"},{"$error":"#DIV/0!"},{"$error":"#DIV/0!"},{"$error":"#DIV/0!"},{"$error":"#DIV/0!"},{"$error":"#DIV/0!"},{"$error":"#DIV/0!"},{"$error":"#DIV/0!"},{"$error":"#DIV/0!"},{"$error":"#DIV/0!"},{"$error":"#DIV/0!"},{"$error":"#DIV/0!"},{"$f":"AS$239*AS254","v":{"$error":"#DIV/0!"}},{"$f":"SUM(D259:AS259)","v":{"$error":"#DIV/0!"}},"Σ"]
[null,"前4","冷房時エネルギー消費量比",{"$f":"D$240/D264","v":{"$error":"#DIV/0!"}},{"$f":"E$240/E264","v":{"$error":"#DIV/0!"}},{"$f":"F$240/F264","v":{"$error":"#DIV/0!"}},{"$error":"#DIV/0!"},{"$error":"#DIV/0!"},{"$f":"I$240/I264","v":{"$error":"#DIV/0!"}},{"$error":"#DIV/0!"},{"$error":"#DIV/0!"},{"$error":"#DIV/0!"},{"$error":"#DIV/0!"},{"$error":"#DIV/0!"},{"$error":"#DIV/0!"},{"$error":"#DIV/0!"},{"$error":"#DIV/0!"},{"$error":"#DIV/0!"},{"$error":"#DIV/0!"},{"$error":"#DIV/0!"},{"$error":"#DIV/0!"},{"$error":"#DIV/0!"},{"$error":"#DIV/0!"},{"$error":"#DIV/0!"},{"$error":"#DIV/0!"},{"$error":"#DIV/0!"},{"$error":"#DIV/0!"},{"$error":"#DIV/0!"},{"$error":"#DIV/0!"},{"$error":"#DIV/0!"},{"$error":"#DIV/0!"},{"$error":"#DIV/0!"},{"$error":"#DIV/0!"},{"$error":"#DIV/0!"},{"$error":"#DIV/0!"},{"$error":"#DIV/0!"},{"$error":"#DIV/0!"},{"$error":"#DIV/0!"},{"$error":"#DIV/0!"},{"$error":"#DIV/0!"},{"$error":"#DIV/0!"},{"$error":"#DIV/0!"},{"$error":"#DIV/0!"},{"$error":"#DIV/0!"},{"$error":"#DIV/0!"},"冷房時エネルギー消費量比","εc"]
[null,null,"冷房能力",{"$f":"($T$29-1.054*$T$29)/(35-29)*(D$226-35)+$T$29","v":0},0,0,0,0,0,0,0,0,0,0,0,0,0,0,0,0,0,0,0,0,0,0,0,0,0,0,0,0,0,0,0,0,0,0,0,0,0,0,0,0,0,"冷房能力","Φc"]
[null,null,"冷房エネルギー消費量",{"$f":"($T$30-0.94*$T$30)/(35-29)*(D$226-35)+$T$30","v":0},0,0,0,0,0,0,0,0,0,0,0,0,0,0,0,0,0,0,0,0,0,0,0,0,0,0,0,0,0,0,0,0,0,0,0,0,0,0,0,0,0,"冷房エネルギー消費量","Pc"]
[null,null,"冷房COP",{"$f":"D261/(D262+$T$31*$I$32*D$240)","v":{"$error":"#DIV/0!"}},{"$f":"E261/(E262+$T$31*$I$32*E$240)","v":{"$error":"#DIV/0!"}},{"$error":"#DIV/0!"},{"$error":"#DIV/0!"},{"$error":"#DIV/0!"},{"$error":"#DIV/0!"},{"$error":"#DIV/0!"},{"$error":"#DIV/0!"},{"$error":"#DIV/0!"},{"$error":"#DIV/0!"},{"$error":"#DIV/0!"},{"$error":"#DIV/0!"},{"$error":"#DIV/0!"},{"$error":"#DIV/0!"},{"$error":"#DIV/0!"},{"$error":"#DIV/0!"},{"$error":"#DIV/0!"},{"$error":"#DIV/0!"},{"$error":"#DIV/0!"},{"$error":"#DIV/0!"},{"$error":"#DIV/0!"},{"$error":"#DIV/0!"},{"$error":"#DIV/0!"},{"$error":"#DIV/0!"},{"$error":"#DIV/0!"},{"$error":"#DIV/0!"},{"$error":"#DIV/0!"},{"$error":"#DIV/0!"},{"$error":"#DIV/0!"},{"$error":"#DIV/0!"},{"$error":"#DIV/0!"},{"$error":"#DIV/0!"},{"$error":"#DIV/0!"},{"$error":"#DIV/0!"},{"$error":"#DIV/0!"},{"$error":"#DIV/0!"},{"$error":"#DIV/0!"},{"$error":"#DIV/0!"},{"$error":"#DIV/0!"},{"$error":"#DIV/0!"},{"$error":"#DIV/0!"},{"$error":"#DIV/0!"},"冷房COP","σc"]
[null,null,"冷房COP比",{"$f":"$D263/$T$32","v":{"$error":"#DIV/0!"}},{"$f":"$E263/$T$32","v":{"$error":"#DIV/0!"}},{"$f":"$F263/$T$32","v":{"$error":"#DIV/0!"}},{"$f":"$G263/$T$32","v":{"$error":"#DIV/0!"}},{"$f":"$H263/$T$32","v":{"$error":"#DIV/0!"}},{"$f":"$I263/$T$32","v":{"$error":"#DIV/0!"}},{"$f":"$J263/$T$32","v":{"$error":"#DIV/0!"}},{"$f":"$K263/$T$32","v":{"$error":"#DIV/0!"}},{"$f":"$L263/$T$32","v":{"$error":"#DIV/0!"}},{"$f":"$M263/$T$32","v":{"$error":"#DIV/0!"}},{"$f":"$N263/$T$32","v":{"$error":"#DIV/0!"}},{"$f":"$O263/$T$32","v":{"$error":"#DIV/0!"}},{"$f":"$P263/$T$32","v":{"$error":"#DIV/0!"}},{"$f":"$Q263/$T$32","v":{"$error":"#DIV/0!"}},{"$f":"$R263/$T$32","v":{"$error":"#DIV/0!"}},{"$f":"$S263/$T$32","v":{"$error":"#DIV/0!"}},{"$f":"$T263/$T$32","v":{"$error":"#DIV/0!"}},{"$f":"$U263/$T$32","v":{"$error":"#DIV/0!"}},{"$f":"$V263/$T$32","v":{"$error":"#DIV/0!"}},{"$f":"$W263/$T$32","v":{"$error":"#DIV/0!"}},{"$f":"$X263/$T$32","v":{"$error":"#DIV/0!"}},{"$f":"$Y263/$T$32","v":{"$error":"#DIV/0!"}},{"$f":"$Z263/$T$32","v":{"$error":"#DIV/0!"}},{"$f":"$AA263/$T$32","v":{"$error":"#DIV/0!"}},{"$f":"$AB263/$T$32","v":{"$error":"#DIV/0!"}},{"$f":"$AC263/$T$32","v":{"$error":"#DIV/0!"}},{"$f":"$AD263/$T$32","v":{"$error":"#DIV/0!"}},{"$f":"$AE263/$T$32","v":{"$error":"#DIV/0!"}},{"$f":"$AF263/$T$32","v":{"$error":"#DIV/0!"}},{"$f":"$AG263/$T$32","v":{"$error":"#DIV/0!"}},{"$f":"$AH263/$T$32","v":{"$error":"#DIV/0!"}},{"$f":"$AI263/$T$32","v":{"$error":"#DIV/0!"}},{"$f":"$AJ263/$T$32","v":{"$error":"#DIV/0!"}},{"$f":"$AK263/$T$32","v":{"$error":"#DIV/0!"}},{"$f":"$AL263/$T$32","v":{"$error":"#DIV/0!"}},{"$f":"$AM263/$T$32","v":{"$error":"#DIV/0!"}},{"$f":"$AN263/$T$32","v":{"$error":"#DIV/0!"}},{"$f":"$AO263/$T$32","v":{"$error":"#DIV/0!"}},{"$f":"$AP263/$T$32","v":{"$error":"#DIV/0!"}},{"$f":"$AQ263/$T$32","v":{"$error":"#DIV/0!"}},{"$f":"$AR263/$T$32","v":{"$error":"#DIV/0!"}},{"$f":"$AS263/$T$32","v":{"$error":"#DIV/0!"}},"冷房COP比","βc"]
[null,null,"Σ",{"$f":"D$239*D260","v":{"$error":"#DIV/0!"}},{"$f":"E$239*E260","v":{"$error":"#DIV/0!"}},{"$error":"#DIV/0!"},{"$error":"#DIV/0!"},{"$error":"#DIV/0!"},{"$error":"#DIV/0!"},{"$error":"#DIV/0!"},{"$error":"#DIV/0!"},{"$error":"#DIV/0!"},{"$error":"#DIV/0!"},{"$error":"#DIV/0!"},{"$error":"#DIV/0!"},{"$error":"#DIV/0!"},{"$error":"#DIV/0!"},{"$error":"#DIV/0!"},{"$error":"#DIV/0!"},{"$error":"#DIV/0!"},{"$error":"#DIV/0!"},{"$f":"V$239*V260","v":{"$error":"#DIV/0!"}},{"$error":"#DIV/0!"},{"$error":"#DIV/0!"},{"$error":"#DIV/0!"},{"$error":"#DIV/0!"},{"$error":"#DIV/0!"},{"$error":"#DIV/0!"},{"$f":"AC$239*AC260","v":{"$error":"#DIV/0!"}},{"$error":"#DIV/0!"},{"$error":"#DIV/0!"},{"$f":"AF$239*AF260","v":{"$error":"#DIV/0!"}},{"$error":"#DIV/0!"},{"$error":"#DIV/0!"},{"$error":"#DIV/0!"},{"$error":"#DIV/0!"},{"$error":"#DIV/0!"},{"$error":"#DIV/0!"},{"$error":"#DIV/0!"},{"$error":"#DIV/0!"},{"$error":"#DIV/0!"},{"$error":"#DIV/0!"},{"$error":"#DIV/0!"},{"$error":"#DIV/0!"},{"$f":"AS$239*AS260","v":{"$error":"#DIV/0!"}},{"$f":"SUM(D265:AS265)","v":{"$error":"#DIV/0!"}},"Σ"]
[null,"前5","冷房時エネルギー消費量比",{"$f":"D$240/D270","v":{"$error":"#DIV/0!"}},{"$f":"E$240/E270","v":{"$error":"#DIV/0!"}},{"$f":"F$240/F270","v":{"$error":"#DIV/0!"}},{"$error":"#DIV/0!"},{"$error":"#DIV/0!"},{"$f":"I$240/I270","v":{"$error":"#DIV/0!"}},{"$error":"#DIV/0!"},{"$error":"#DIV/0!"},{"$error":"#DIV/0!"},{"$error":"#DIV/0!"},{"$error":"#DIV/0!"},{"$error":"#DIV/0!"},{"$error":"#DIV/0!"},{"$error":"#DIV/0!"},{"$error":"#DIV/0!"},{"$error":"#DIV/0!"},{"$error":"#DIV/0!"},{"$error":"#DIV/0!"},{"$error":"#DIV/0!"},{"$error":"#DIV/0!"},{"$error":"#DIV/0!"},{"$error":"#DIV/0!"},{"$error":"#DIV/0!"},{"$error":"#DIV/0!"},{"$error":"#DIV/0!"},{"$error":"#DIV/0!"},{"$error":"#DIV/0!"},{"$error":"#DIV/0!"},{"$error":"#DIV/0!"},{"$error":"#DIV/0!"},{"$error":"#DIV/0!"},{"$error":"#DIV/0!"},{"$error":"#DIV/0!"},{"$error":"#DIV/0!"},{"$error":"#DIV/0!"},{"$error":"#DIV/0!"},{"$error":"#DIV/0!"},{"$error":"#DIV/0!"},{"$error":"#DIV/0!"},{"$error":"#DIV/0!"},{"$error":"#DIV/0!"},{"$error":"#DIV/0!"},"冷房時エネルギー消費量比","εc"]
[null,null,"冷房能力",{"$f":"($U$29-1.054*$U$29)/(35-29)*(D$226-35)+$U$29","v":0},0,0,0,0,0,0,0,0,0,0,0,0,0,0,0,0,0,0,0,0,0,0,0,0,0,0,0,0,0,0,0,0,0,0,0,0,0,0,0,0,0,"冷房能力","Φc"]
[null,null,"冷房エネルギー消費量",{"$f":"($U$30-0.94*$U$30)/(35-29)*(D$226-35)+$U$30","v":0},0,0,0,0,0,0,0,0,0,0,0,0,0,0,0,0,0,0,0,0,0,0,0,0,0,0,0,0,0,0,0,0,0,0,0,0,0,0,0,0,0,"冷房エネルギー消費量","Pc"]
[null,null,"冷房COP",{"$f":"D267/(D268+$U$31*$I$32*D$240)","v":{"$error":"#DIV/0!"}},{"$f":"E267/(E268+$U$31*$I$32*E$240)","v":{"$error":"#DIV/0!"}},{"$error":"#DIV/0!"},{"$error":"#DIV/0!"},{"$error":"#DIV/0!"},{"$error":"#DIV/0!"},{"$error":"#DIV/0!"},{"$error":"#DIV/0!"},{"$error":"#DIV/0!"},{"$error":"#DIV/0!"},{"$error":"#DIV/0!"},{"$error":"#DIV/0!"},{"$error":"#DIV/0!"},{"$error":"#DIV/0!"},{"$error":"#DIV/0!"},{"$error":"#DIV/0!"},{"$error":"#DIV/0!"},{"$error":"#DIV/0!"},{"$error":"#DIV/0!"},{"$error":"#DIV/0!"},{"$error":"#DIV/0!"},{"$error":"#DIV/0!"},{"$error":"#DIV/0!"},{"$error":"#DIV/0!"},{"$error":"#DIV/0!"},{"$error":"#DIV/0!"},{"$error":"#DIV/0!"},{"$error":"#DIV/0!"},{"$error":"#DIV/0!"},{"$error":"#DIV/0!"},{"$error":"#DIV/0!"},{"$error":"#DIV/0!"},{"$error":"#DIV/0!"},{"$error":"#DIV/0!"},{"$error":"#DIV/0!"},{"$error":"#DIV/0!"},{"$error":"#DIV/0!"},{"$error":"#DIV/0!"},{"$error":"#DIV/0!"},{"$error":"#DIV/0!"},{"$error":"#DIV/0!"},{"$error":"#DIV/0!"},"冷房COP","σc"]
[null,null,"冷房COP比",{"$f":"$D269/$U$32","v":{"$error":"#DIV/0!"}},{"$f":"$E269/$U$32","v":{"$error":"#DIV/0!"}},{"$f":"$F269/$U$32","v":{"$error":"#DIV/0!"}},{"$f":"$G269/$U$32","v":{"$error":"#DIV/0!"}},{"$f":"$H269/$U$32","v":{"$error":"#DIV/0!"}},{"$f":"$I269/$U$32","v":{"$error":"#DIV/0!"}},{"$f":"$J269/$U$32","v":{"$error":"#DIV/0!"}},{"$f":"$K269/$U$32","v":{"$error":"#DIV/0!"}},{"$f":"$L269/$U$32","v":{"$error":"#DIV/0!"}},{"$f":"$M269/$U$32","v":{"$error":"#DIV/0!"}},{"$f":"$N269/$U$32","v":{"$error":"#DIV/0!"}},{"$f":"$O269/$U$32","v":{"$error":"#DIV/0!"}},{"$f":"$P269/$U$32","v":{"$error":"#DIV/0!"}},{"$f":"$Q269/$U$32","v":{"$error":"#DIV/0!"}},{"$f":"$R269/$U$32","v":{"$error":"#DIV/0!"}},{"$f":"$S269/$U$32","v":{"$error":"#DIV/0!"}},{"$f":"$T269/$U$32","v":{"$error":"#DIV/0!"}},{"$f":"$U269/$U$32","v":{"$error":"#DIV/0!"}},{"$f":"$V269/$U$32","v":{"$error":"#DIV/0!"}},{"$f":"$W269/$U$32","v":{"$error":"#DIV/0!"}},{"$f":"$X269/$U$32","v":{"$error":"#DIV/0!"}},{"$f":"$Y269/$U$32","v":{"$error":"#DIV/0!"}},{"$f":"$Z269/$U$32","v":{"$error":"#DIV/0!"}},{"$f":"$AA269/$U$32","v":{"$error":"#DIV/0!"}},{"$f":"$AB269/$U$32","v":{"$error":"#DIV/0!"}},{"$f":"$AC269/$U$32","v":{"$error":"#DIV/0!"}},{"$f":"$AD269/$U$32","v":{"$error":"#DIV/0!"}},{"$f":"$AE269/$U$32","v":{"$error":"#DIV/0!"}},{"$f":"$AF269/$U$32","v":{"$error":"#DIV/0!"}},{"$f":"$AG269/$U$32","v":{"$error":"#DIV/0!"}},{"$f":"$AH269/$U$32","v":{"$error":"#DIV/0!"}},{"$f":"$AI269/$U$32","v":{"$error":"#DIV/0!"}},{"$f":"$AJ269/$U$32","v":{"$error":"#DIV/0!"}},{"$f":"$AK269/$U$32","v":{"$error":"#DIV/0!"}},{"$f":"$AL269/$U$32","v":{"$error":"#DIV/0!"}},{"$f":"$AM269/$U$32","v":{"$error":"#DIV/0!"}},{"$f":"$AN269/$U$32","v":{"$error":"#DIV/0!"}},{"$f":"$AO269/$U$32","v":{"$error":"#DIV/0!"}},{"$f":"$AP269/$U$32","v":{"$error":"#DIV/0!"}},{"$f":"$AQ269/$U$32","v":{"$error":"#DIV/0!"}},{"$f":"$AR269/$U$32","v":{"$error":"#DIV/0!"}},{"$f":"$AS269/$U$32","v":{"$error":"#DIV/0!"}},"冷房COP比","βc"]
[null,null,"Σ",{"$f":"D$239*D266","v":{"$error":"#DIV/0!"}},{"$f":"E$239*E266","v":{"$error":"#DIV/0!"}},{"$error":"#DIV/0!"},{"$error":"#DIV/0!"},{"$error":"#DIV/0!"},{"$error":"#DIV/0!"},{"$error":"#DIV/0!"},{"$error":"#DIV/0!"},{"$error":"#DIV/0!"},{"$error":"#DIV/0!"},{"$error":"#DIV/0!"},{"$error":"#DIV/0!"},{"$error":"#DIV/0!"},{"$error":"#DIV/0!"},{"$error":"#DIV/0!"},{"$error":"#DIV/0!"},{"$error":"#DIV/0!"},{"$error":"#DIV/0!"},{"$error":"#DIV/0!"},{"$error":"#DIV/0!"},{"$error":"#DIV/0!"},{"$error":"#DIV/0!"},{"$error":"#DIV/0!"},{"$error":"#DIV/0!"},{"$error":"#DIV/0!"},{"$f":"AC$239*AC266","v":{"$error":"#DIV/0!"}},{"$f":"AD$239*AD266","v":{"$error":"#DIV/0!"}},{"$error":"#DIV/0!"},{"$f":"AF$239*AF266","v":{"$error":"#DIV/0!"}},{"$error":"#DIV/0!"},{"$error":"#DIV/0!"},{"$error":"#DIV/0!"},{"$error":"#DIV/0!"},{"$error":"#DIV/0!"},{"$error":"#DIV/0!"},{"$error":"#DIV/0!"},{"$error":"#DIV/0!"},{"$error":"#DIV/0!"},{"$error":"#DIV/0!"},{"$error":"#DIV/0!"},{"$error":"#DIV/0!"},{"$f":"AS$239*AS266","v":{"$error":"#DIV/0!"}},{"$f":"SUM(D271:AS271)","v":{"$error":"#DIV/0!"}},"Σ"]
[null,"前6","冷房時エネルギー消費量比",{"$f":"D$240/D276","v":{"$error":"#DIV/0!"}},{"$f":"E$240/E276","v":{"$error":"#DIV/0!"}},{"$f":"F$240/F276","v":{"$error":"#DIV/0!"}},{"$error":"#DIV/0!"},{"$error":"#DIV/0!"},{"$f":"I$240/I276","v":{"$error":"#DIV/0!"}},{"$error":"#DIV/0!"},{"$error":"#DIV/0!"},{"$error":"#DIV/0!"},{"$error":"#DIV/0!"},{"$error":"#DIV/0!"},{"$error":"#DIV/0!"},{"$error":"#DIV/0!"},{"$error":"#DIV/0!"},{"$error":"#DIV/0!"},{"$error":"#DIV/0!"},{"$error":"#DIV/0!"},{"$error":"#DIV/0!"},{"$error":"#DIV/0!"},{"$error":"#DIV/0!"},{"$error":"#DIV/0!"},{"$error":"#DIV/0!"},{"$error":"#DIV/0!"},{"$error":"#DIV/0!"},{"$error":"#DIV/0!"},{"$error":"#DIV/0!"},{"$error":"#DIV/0!"},{"$error":"#DIV/0!"},{"$error":"#DIV/0!"},{"$error":"#DIV/0!"},{"$error":"#DIV/0!"},{"$error":"#DIV/0!"},{"$error":"#DIV/0!"},{"$error":"#DIV/0!"},{"$error":"#DIV/0!"},{"$error":"#DIV/0!"},{"$error":"#DIV/0!"},{"$error":"#DIV/0!"},{"$error":"#DIV/0!"},{"$error":"#DIV/0!"},{"$error":"#DIV/0!"},{"$error":"#DIV/0!"},"冷房時エネルギー消費量比","εc"]
[null,null,"冷房能力",{"$f":"($V$29-1.054*$V$29)/(35-29)*(D$226-35)+$V$29","v":0},0,0,0,0,0,0,0,0,0,0,0,0,0,0,0,0,0,0,0,0,0,0,0,0,0,0,0,0,0,0,0,0,0,0,0,0,0,0,0,0,0,"冷房能力","Φc"]
[null,null,"冷房エネルギー消費量",{"$f":"($V$30-0.94*$V$30)/(35-29)*(D$226-35)+$V$30","v":0},0,0,0,0,0,0,0,0,0,0,0,0,0,0,0,0,0,0,0,0,0,0,0,0,0,0,0,0,0,0,0,0,0,0,0,0,0,0,0,0,0,"冷房エネルギー消費量","Pc"]
[null,null,"冷房COP",{"$f":"D273/(D274+$V$31*$I$32*D$240)","v":{"$error":"#DIV/0!"}},{"$f":"E273/(E274+$V$31*$I$32*E$240)","v":{"$error":"#DIV/0!"}},{"$error":"#DIV/0!"},{"$error":"#DIV/0!"},{"$error":"#DIV/0!"},{"$error":"#DIV/0!"},{"$error":"#DIV/0!"},{"$error":"#DIV/0!"},{"$error":"#DIV/0!"},{"$error":"#DIV/0!"},{"$error":"#DIV/0!"},{"$error":"#DIV/0!"},{"$error":"#DIV/0!"},{"$error":"#DIV/0!"},{"$error":"#DIV/0!"},{"$error":"#DIV/0!"},{"$error":"#DIV/0!"},{"$error":"#DIV/0!"},{"$error":"#DIV/0!"},{"$error":"#DIV/0!"},{"$error":"#DIV/0!"},{"$error":"#DIV/0!"},{"$error":"#DIV/0!"},{"$error":"#DIV/0!"},{"$error":"#DIV/0!"},{"$error":"#DIV/0!"},{"$error":"#DIV/0!"},{"$error":"#DIV/0!"},{"$error":"#DIV/0!"},{"$error":"#DIV/0!"},{"$error":"#DIV/0!"},{"$error":"#DIV/0!"},{"$error":"#DIV/0!"},{"$error":"#DIV/0!"},{"$error":"#DIV/0!"},{"$error":"#DIV/0!"},{"$error":"#DIV/0!"},{"$error":"#DIV/0!"},{"$error":"#DIV/0!"},{"$error":"#DIV/0!"},{"$error":"#DIV/0!"},{"$error":"#DIV/0!"},"冷房COP","σc"]
[null,null,"冷房COP比",{"$f":"$D275/$V$32","v":{"$error":"#DIV/0!"}},{"$f":"$E275/$V$32","v":{"$error":"#DIV/0!"}},{"$f":"$F275/$V$32","v":{"$error":"#DIV/0!"}},{"$f":"$G275/$V$32","v":{"$error":"#DIV/0!"}},{"$f":"$H275/$V$32","v":{"$error":"#DIV/0!"}},{"$f":"$I275/$V$32","v":{"$error":"#DIV/0!"}},{"$f":"$J275/$V$32","v":{"$error":"#DIV/0!"}},{"$f":"$K275/$V$32","v":{"$error":"#DIV/0!"}},{"$f":"$L275/$V$32","v":{"$error":"#DIV/0!"}},{"$f":"$M275/$V$32","v":{"$error":"#DIV/0!"}},{"$f":"$N275/$V$32","v":{"$error":"#DIV/0!"}},{"$f":"$O275/$V$32","v":{"$error":"#DIV/0!"}},{"$f":"$P275/$V$32","v":{"$error":"#DIV/0!"}},{"$f":"$Q275/$V$32","v":{"$error":"#DIV/0!"}},{"$f":"$R275/$V$32","v":{"$error":"#DIV/0!"}},{"$f":"$S275/$V$32","v":{"$error":"#DIV/0!"}},{"$f":"$T275/$V$32","v":{"$error":"#DIV/0!"}},{"$f":"$U275/$V$32","v":{"$error":"#DIV/0!"}},{"$f":"$V275/$V$32","v":{"$error":"#DIV/0!"}},{"$f":"$W275/$V$32","v":{"$error":"#DIV/0!"}},{"$f":"$X275/$V$32","v":{"$error":"#DIV/0!"}},{"$f":"$Y275/$V$32","v":{"$error":"#DIV/0!"}},{"$f":"$Z275/$V$32","v":{"$error":"#DIV/0!"}},{"$f":"$AA275/$V$32","v":{"$error":"#DIV/0!"}},{"$f":"$AB275/$V$32","v":{"$error":"#DIV/0!"}},{"$f":"$AC275/$V$32","v":{"$error":"#DIV/0!"}},{"$f":"$AD275/$V$32","v":{"$error":"#DIV/0!"}},{"$f":"$AE275/$V$32","v":{"$error":"#DIV/0!"}},{"$f":"$AF275/$V$32","v":{"$error":"#DIV/0!"}},{"$f":"$AG275/$V$32","v":{"$error":"#DIV/0!"}},{"$f":"$AH275/$V$32","v":{"$error":"#DIV/0!"}},{"$f":"$AI275/$V$32","v":{"$error":"#DIV/0!"}},{"$f":"$AJ275/$V$32","v":{"$error":"#DIV/0!"}},{"$f":"$AK275/$V$32","v":{"$error":"#DIV/0!"}},{"$f":"$AL275/$V$32","v":{"$error":"#DIV/0!"}},{"$f":"$AM275/$V$32","v":{"$error":"#DIV/0!"}},{"$f":"$AN275/$V$32","v":{"$error":"#DIV/0!"}},{"$f":"$AO275/$V$32","v":{"$error":"#DIV/0!"}},{"$f":"$AP275/$V$32","v":{"$error":"#DIV/0!"}},{"$f":"$AQ275/$V$32","v":{"$error":"#DIV/0!"}},{"$f":"$AR275/$V$32","v":{"$error":"#DIV/0!"}},{"$f":"$AS275/$V$32","v":{"$error":"#DIV/0!"}},"冷房COP比","βc"]
[null,null,"Σ",{"$f":"D$239*D272","v":{"$error":"#DIV/0!"}},{"$f":"E$239*E272","v":{"$error":"#DIV/0!"}},{"$error":"#DIV/0!"},{"$error":"#DIV/0!"},{"$error":"#DIV/0!"},{"$error":"#DIV/0!"},{"$error":"#DIV/0!"},{"$error":"#DIV/0!"},{"$error":"#DIV/0!"},{"$error":"#DIV/0!"},{"$error":"#DIV/0!"},{"$error":"#DIV/0!"},{"$error":"#DIV/0!"},{"$error":"#DIV/0!"},{"$error":"#DIV/0!"},{"$error":"#DIV/0!"},{"$error":"#DIV/0!"},{"$error":"#DIV/0!"},{"$error":"#DIV/0!"},{"$error":"#DIV/0!"},{"$error":"#DIV/0!"},{"$error":"#DIV/0!"},{"$error":"#DIV/0!"},{"$error":"#DIV/0!"},{"$error":"#DIV/0!"},{"$f":"AC$239*AC272","v":{"$error":"#DIV/0!"}},{"$f":"AD$239*AD272","v":{"$error":"#DIV/0!"}},{"$error":"#DIV/0!"},{"$f":"AF$239*AF272","v":{"$error":"#DIV/0!"}},{"$error":"#DIV/0!"},{"$error":"#DIV/0!"},{"$error":"#DIV/0!"},{"$error":"#DIV/0!"},{"$error":"#DIV/0!"},{"$error":"#DIV/0!"},{"$error":"#DIV/0!"},{"$error":"#DIV/0!"},{"$error":"#DIV/0!"},{"$error":"#DIV/0!"},{"$error":"#DIV/0!"},{"$error":"#DIV/0!"},{"$f":"AS$239*AS272","v":{"$error":"#DIV/0!"}},{"$f":"SUM(D277:AS277)","v":{"$error":"#DIV/0!"}},"Σ"]
[null,"前7","冷房時エネルギー消費量比",{"$f":"D$240/D282","v":{"$error":"#DIV/0!"}},{"$f":"E$240/E282","v":{"$error":"#DIV/0!"}},{"$f":"F$240/F282","v":{"$error":"#DIV/0!"}},{"$error":"#DIV/0!"},{"$error":"#DIV/0!"},{"$f":"I$240/I282","v":{"$error":"#DIV/0!"}},{"$error":"#DIV/0!"},{"$error":"#DIV/0!"},{"$error":"#DIV/0!"},{"$error":"#DIV/0!"},{"$error":"#DIV/0!"},{"$error":"#DIV/0!"},{"$error":"#DIV/0!"},{"$error":"#DIV/0!"},{"$error":"#DIV/0!"},{"$error":"#DIV/0!"},{"$error":"#DIV/0!"},{"$error":"#DIV/0!"},{"$error":"#DIV/0!"},{"$error":"#DIV/0!"},{"$error":"#DIV/0!"},{"$error":"#DIV/0!"},{"$error":"#DIV/0!"},{"$error":"#DIV/0!"},{"$error":"#DIV/0!"},{"$error":"#DIV/0!"},{"$error":"#DIV/0!"},{"$error":"#DIV/0!"},{"$error":"#DIV/0!"},{"$error":"#DIV/0!"},{"$error":"#DIV/0!"},{"$error":"#DIV/0!"},{"$error":"#DIV/0!"},{"$error":"#DIV/0!"},{"$error":"#DIV/0!"},{"$error":"#DIV/0!"},{"$error":"#DIV/0!"},{"$error":"#DIV/0!"},{"$error":"#DIV/0!"},{"$error":"#DIV/0!"},{"$error":"#DIV/0!"},{"$error":"#DIV/0!"},"冷房時エネルギー消費量比","εc"]
[null,null,"冷房能力",{"$f":"($W$29-1.054*$W$29)/(35-29)*(D$226-35)+$W$29","v":0},0,0,0,0,0,0,0,0,0,0,0,0,0,0,0,0,0,0,0,0,0,0,0,0,0,0,0,0,0,0,0,0,0,0,0,0,0,0,0,0,0,"冷房能力","Φc"]
[null,null,"冷房エネルギー消費量",{"$f":"($W$30-0.94*$W$30)/(35-29)*(D$226-35)+$W$30","v":0},0,0,0,0,0,0,0,0,0,0,0,0,0,0,0,0,0,0,0,0,0,0,0,0,0,0,0,0,0,0,0,0,0,0,0,0,0,0,0,0,0,"冷房エネルギー消費量","Pc"]
[null,null,"冷房COP",{"$f":"D279/(D280+$W$31*$I$32*D$240)","v":{"$error":"#DIV/0!"}},{"$f":"E279/(E280+$W$31*$I$32*E$240)","v":{"$error":"#DIV/0!"}},{"$error":"#DIV/0!"},{"$error":"#DIV/0!"},{"$error":"#DIV/0!"},{"$error":"#DIV/0!"},{"$error":"#DIV/0!"},{"$error":"#DIV/0!"},{"$error":"#DIV/0!"},{"$error":"#DIV/0!"},{"$error":"#DIV/0!"},{"$error":"#DIV/0!"},{"$error":"#DIV/0!"},{"$error":"#DIV/0!"},{"$error":"#DIV/0!"},{"$error":"#DIV/0!"},{"$error":"#DIV/0!"},{"$error":"#DIV/0!"},{"$error":"#DIV/0!"},{"$error":"#DIV/0!"},{"$error":"#DIV/0!"},{"$error":"#DIV/0!"},{"$error":"#DIV/0!"},{"$error":"#DIV/0!"},{"$error":"#DIV/0!"},{"$error":"#DIV/0!"},{"$error":"#DIV/0!"},{"$error":"#DIV/0!"},{"$error":"#DIV/0!"},{"$error":"#DIV/0!"},{"$error":"#DIV/0!"},{"$error":"#DIV/0!"},{"$error":"#DIV/0!"},{"$error":"#DIV/0!"},{"$error":"#DIV/0!"},{"$error":"#DIV/0!"},{"$error":"#DIV/0!"},{"$error":"#DIV/0!"},{"$error":"#DIV/0!"},{"$error":"#DIV/0!"},{"$error":"#DIV/0!"},{"$error":"#DIV/0!"},"冷房COP","σc"]
[null,null,"冷房COP比",{"$f":"$D281/$W$32","v":{"$error":"#DIV/0!"}},{"$f":"$E281/$W$32","v":{"$error":"#DIV/0!"}},{"$f":"$F281/$W$32","v":{"$error":"#DIV/0!"}},{"$f":"$G281/$W$32","v":{"$error":"#DIV/0!"}},{"$f":"$H281/$W$32","v":{"$error":"#DIV/0!"}},{"$f":"$I281/$W$32","v":{"$error":"#DIV/0!"}},{"$f":"$J281/$W$32","v":{"$error":"#DIV/0!"}},{"$f":"$K281/$W$32","v":{"$error":"#DIV/0!"}},{"$f":"$L281/$W$32","v":{"$error":"#DIV/0!"}},{"$f":"$M281/$W$32","v":{"$error":"#DIV/0!"}},{"$f":"$N281/$W$32","v":{"$error":"#DIV/0!"}},{"$f":"$O281/$W$32","v":{"$error":"#DIV/0!"}},{"$f":"$P281/$W$32","v":{"$error":"#DIV/0!"}},{"$f":"$Q281/$W$32","v":{"$error":"#DIV/0!"}},{"$f":"$R281/$W$32","v":{"$error":"#DIV/0!"}},{"$f":"$S281/$W$32","v":{"$error":"#DIV/0!"}},{"$f":"$T281/$W$32","v":{"$error":"#DIV/0!"}},{"$f":"$U281/$W$32","v":{"$error":"#DIV/0!"}},{"$f":"$V281/$W$32","v":{"$error":"#DIV/0!"}},{"$f":"$W281/$W$32","v":{"$error":"#DIV/0!"}},{"$f":"$X281/$W$32","v":{"$error":"#DIV/0!"}},{"$f":"$Y281/$W$32","v":{"$error":"#DIV/0!"}},{"$f":"$Z281/$W$32","v":{"$error":"#DIV/0!"}},{"$f":"$AA281/$W$32","v":{"$error":"#DIV/0!"}},{"$f":"$AB281/$W$32","v":{"$error":"#DIV/0!"}},{"$f":"$AC281/$W$32","v":{"$error":"#DIV/0!"}},{"$f":"$AD281/$W$32","v":{"$error":"#DIV/0!"}},{"$f":"$AE281/$W$32","v":{"$error":"#DIV/0!"}},{"$f":"$AF281/$W$32","v":{"$error":"#DIV/0!"}},{"$f":"$AG281/$W$32","v":{"$error":"#DIV/0!"}},{"$f":"$AH281/$W$32","v":{"$error":"#DIV/0!"}},{"$f":"$AI281/$W$32","v":{"$error":"#DIV/0!"}},{"$f":"$AJ281/$W$32","v":{"$error":"#DIV/0!"}},{"$f":"$AK281/$W$32","v":{"$error":"#DIV/0!"}},{"$f":"$AL281/$W$32","v":{"$error":"#DIV/0!"}},{"$f":"$AM281/$W$32","v":{"$error":"#DIV/0!"}},{"$f":"$AN281/$W$32","v":{"$error":"#DIV/0!"}},{"$f":"$AO281/$W$32","v":{"$error":"#DIV/0!"}},{"$f":"$AP281/$W$32","v":{"$error":"#DIV/0!"}},{"$f":"$AQ281/$W$32","v":{"$error":"#DIV/0!"}},{"$f":"$AR281/$W$32","v":{"$error":"#DIV/0!"}},{"$f":"$AS281/$W$32","v":{"$error":"#DIV/0!"}},"冷房COP比","βc"]
[null,null,"Σ",{"$f":"D$239*D278","v":{"$error":"#DIV/0!"}},{"$f":"E$239*E278","v":{"$error":"#DIV/0!"}},{"$error":"#DIV/0!"},{"$error":"#DIV/0!"},{"$error":"#DIV/0!"},{"$error":"#DIV/0!"},{"$error":"#DIV/0!"},{"$error":"#DIV/0!"},{"$error":"#DIV/0!"},{"$error":"#DIV/0!"},{"$error":"#DIV/0!"},{"$error":"#DIV/0!"},{"$error":"#DIV/0!"},{"$error":"#DIV/0!"},{"$error":"#DIV/0!"},{"$error":"#DIV/0!"},{"$error":"#DIV/0!"},{"$error":"#DIV/0!"},{"$error":"#DIV/0!"},{"$error":"#DIV/0!"},{"$error":"#DIV/0!"},{"$error":"#DIV/0!"},{"$error":"#DIV/0!"},{"$error":"#DIV/0!"},{"$error":"#DIV/0!"},{"$f":"AC$239*AC278","v":{"$error":"#DIV/0!"}},{"$f":"AD$239*AD278","v":{"$error":"#DIV/0!"}},{"$error":"#DIV/0!"},{"$f":"AF$239*AF278","v":{"$error":"#DIV/0!"}},{"$error":"#DIV/0!"},{"$error":"#DIV/0!"},{"$error":"#DIV/0!"},{"$error":"#DIV/0!"},{"$error":"#DIV/0!"},{"$error":"#DIV/0!"},{"$error":"#DIV/0!"},{"$error":"#DIV/0!"},{"$error":"#DIV/0!"},{"$error":"#DIV/0!"},{"$error":"#DIV/0!"},{"$error":"#DIV/0!"},{"$f":"AS$239*AS278","v":{"$error":"#DIV/0!"}},{"$f":"SUM(D283:AS283)","v":{"$error":"#DIV/0!"}},"Σ"]
[null,"前8","冷房時エネルギー消費量比",{"$f":"D$240/D288","v":{"$error":"#DIV/0!"}},{"$f":"E$240/E288","v":{"$error":"#DIV/0!"}},{"$f":"F$240/F288","v":{"$error":"#DIV/0!"}},{"$error":"#DIV/0!"},{"$error":"#DIV/0!"},{"$f":"I$240/I288","v":{"$error":"#DIV/0!"}},{"$error":"#DIV/0!"},{"$error":"#DIV/0!"},{"$error":"#DIV/0!"},{"$error":"#DIV/0!"},{"$error":"#DIV/0!"},{"$error":"#DIV/0!"},{"$error":"#DIV/0!"},{"$error":"#DIV/0!"},{"$error":"#DIV/0!"},{"$error":"#DIV/0!"},{"$error":"#DIV/0!"},{"$error":"#DIV/0!"},{"$error":"#DIV/0!"},{"$error":"#DIV/0!"},{"$error":"#DIV/0!"},{"$error":"#DIV/0!"},{"$error":"#DIV/0!"},{"$error":"#DIV/0!"},{"$error":"#DIV/0!"},{"$error":"#DIV/0!"},{"$error":"#DIV/0!"},{"$error":"#DIV/0!"},{"$error":"#DIV/0!"},{"$error":"#DIV/0!"},{"$error":"#DIV/0!"},{"$error":"#DIV/0!"},{"$error":"#DIV/0!"},{"$error":"#DIV/0!"},{"$error":"#DIV/0!"},{"$error":"#DIV/0!"},{"$error":"#DIV/0!"},{"$error":"#DIV/0!"},{"$error":"#DIV/0!"},{"$error":"#DIV/0!"},{"$error":"#DIV/0!"},{"$error":"#DIV/0!"},"冷房時エネルギー消費量比","εc"]
[null,null,"冷房能力",{"$f":"($X$29-1.054*$X$29)/(35-29)*(D$226-35)+$X$29","v":0},0,0,0,0,0,0,0,0,0,0,0,0,0,0,0,0,0,0,0,0,0,0,0,0,0,0,0,0,0,0,0,0,0,0,0,0,0,0,0,0,0,"冷房能力","Φc"]
[null,null,"冷房エネルギー消費量",{"$f":"($X$30-0.94*$X$30)/(35-29)*(D$226-35)+$X$30","v":0},0,0,0,0,0,0,0,0,0,0,0,0,0,0,0,0,0,0,0,0,0,0,0,0,0,0,0,0,0,0,0,0,0,0,0,0,0,0,0,0,0,"冷房エネルギー消費量","Pc"]
[null,null,"冷房COP",{"$f":"D285/(D286+$X$31*$I$32*D$240)","v":{"$error":"#DIV/0!"}},{"$f":"E285/(E286+$X$31*$I$32*E$240)","v":{"$error":"#DIV/0!"}},{"$error":"#DIV/0!"},{"$error":"#DIV/0!"},{"$error":"#DIV/0!"},{"$error":"#DIV/0!"},{"$error":"#DIV/0!"},{"$error":"#DIV/0!"},{"$error":"#DIV/0!"},{"$error":"#DIV/0!"},{"$error":"#DIV/0!"},{"$error":"#DIV/0!"},{"$error":"#DIV/0!"},{"$error":"#DIV/0!"},{"$error":"#DIV/0!"},{"$error":"#DIV/0!"},{"$error":"#DIV/0!"},{"$error":"#DIV/0!"},{"$error":"#DIV/0!"},{"$error":"#DIV/0!"},{"$error":"#DIV/0!"},{"$error":"#DIV/0!"},{"$error":"#DIV/0!"},{"$error":"#DIV/0!"},{"$error":"#DIV/0!"},{"$error":"#DIV/0!"},{"$error":"#DIV/0!"},{"$error":"#DIV/0!"},{"$error":"#DIV/0!"},{"$error":"#DIV/0!"},{"$error":"#DIV/0!"},{"$error":"#DIV/0!"},{"$error":"#DIV/0!"},{"$error":"#DIV/0!"},{"$error":"#DIV/0!"},{"$error":"#DIV/0!"},{"$error":"#DIV/0!"},{"$error":"#DIV/0!"},{"$error":"#DIV/0!"},{"$error":"#DIV/0!"},{"$error":"#DIV/0!"},{"$error":"#DIV/0!"},"冷房COP","σc"]
[null,null,"冷房COP比",{"$f":"$D287/$X$32","v":{"$error":"#DIV/0!"}},{"$f":"$E287/$X$32","v":{"$error":"#DIV/0!"}},{"$f":"$F287/$X$32","v":{"$error":"#DIV/0!"}},{"$f":"$G287/$X$32","v":{"$error":"#DIV/0!"}},{"$f":"$H287/$X$32","v":{"$error":"#DIV/0!"}},{"$f":"$I287/$X$32","v":{"$error":"#DIV/0!"}},{"$f":"$J287/$X$32","v":{"$error":"#DIV/0!"}},{"$f":"$K287/$X$32","v":{"$error":"#DIV/0!"}},{"$f":"$L287/$X$32","v":{"$error":"#DIV/0!"}},{"$f":"$M287/$X$32","v":{"$error":"#DIV/0!"}},{"$f":"$N287/$X$32","v":{"$error":"#DIV/0!"}},{"$f":"$O287/$X$32","v":{"$error":"#DIV/0!"}},{"$f":"$P287/$X$32","v":{"$error":"#DIV/0!"}},{"$f":"$Q287/$X$32","v":{"$error":"#DIV/0!"}},{"$f":"$R287/$X$32","v":{"$error":"#DIV/0!"}},{"$f":"$S287/$X$32","v":{"$error":"#DIV/0!"}},{"$f":"$T287/$X$32","v":{"$error":"#DIV/0!"}},{"$f":"$U287/$X$32","v":{"$error":"#DIV/0!"}},{"$f":"$V287/$X$32","v":{"$error":"#DIV/0!"}},{"$f":"$W287/$X$32","v":{"$error":"#DIV/0!"}},{"$f":"$X287/$X$32","v":{"$error":"#DIV/0!"}},{"$f":"$Y287/$X$32","v":{"$error":"#DIV/0!"}},{"$f":"$Z287/$X$32","v":{"$error":"#DIV/0!"}},{"$f":"$AA287/$X$32","v":{"$error":"#DIV/0!"}},{"$f":"$AB287/$X$32","v":{"$error":"#DIV/0!"}},{"$f":"$AC287/$X$32","v":{"$error":"#DIV/0!"}},{"$f":"$AD287/$X$32","v":{"$error":"#DIV/0!"}},{"$f":"$AE287/$X$32","v":{"$error":"#DIV/0!"}},{"$f":"$AF287/$X$32","v":{"$error":"#DIV/0!"}},{"$f":"$AG287/$X$32","v":{"$error":"#DIV/0!"}},{"$f":"$AH287/$X$32","v":{"$error":"#DIV/0!"}},{"$f":"$AI287/$X$32","v":{"$error":"#DIV/0!"}},{"$f":"$AJ287/$X$32","v":{"$error":"#DIV/0!"}},{"$f":"$AK287/$X$32","v":{"$error":"#DIV/0!"}},{"$f":"$AL287/$X$32","v":{"$error":"#DIV/0!"}},{"$f":"$AM287/$X$32","v":{"$error":"#DIV/0!"}},{"$f":"$AN287/$X$32","v":{"$error":"#DIV/0!"}},{"$f":"$AO287/$X$32","v":{"$error":"#DIV/0!"}},{"$f":"$AP287/$X$32","v":{"$error":"#DIV/0!"}},{"$f":"$AQ287/$X$32","v":{"$error":"#DIV/0!"}},{"$f":"$AR287/$X$32","v":{"$error":"#DIV/0!"}},{"$f":"$AS287/$X$32","v":{"$error":"#DIV/0!"}},"冷房COP比","βc"]
[null,null,"Σ",{"$f":"D$239*D284","v":{"$error":"#DIV/0!"}},{"$f":"E$239*E284","v":{"$error":"#DIV/0!"}},{"$error":"#DIV/0!"},{"$error":"#DIV/0!"},{"$error":"#DIV/0!"},{"$error":"#DIV/0!"},{"$error":"#DIV/0!"},{"$error":"#DIV/0!"},{"$error":"#DIV/0!"},{"$error":"#DIV/0!"},{"$error":"#DIV/0!"},{"$error":"#DIV/0!"},{"$error":"#DIV/0!"},{"$error":"#DIV/0!"},{"$error":"#DIV/0!"},{"$error":"#DIV/0!"},{"$error":"#DIV/0!"},{"$error":"#DIV/0!"},{"$error":"#DIV/0!"},{"$error":"#DIV/0!"},{"$error":"#DIV/0!"},{"$error":"#DIV/0!"},{"$error":"#DIV/0!"},{"$error":"#DIV/0!"},{"$error":"#DIV/0!"},{"$f":"AC$239*AC284","v":{"$error":"#DIV/0!"}},{"$f":"AD$239*AD284","v":{"$error":"#DIV/0!"}},{"$error":"#DIV/0!"},{"$f":"AF$239*AF284","v":{"$error":"#DIV/0!"}},{"$error":"#DIV/0!"},{"$error":"#DIV/0!"},{"$error":"#DIV/0!"},{"$error":"#DIV/0!"},{"$error":"#DIV/0!"},{"$error":"#DIV/0!"},{"$error":"#DIV/0!"},{"$error":"#DIV/0!"},{"$error":"#DIV/0!"},{"$error":"#DIV/0!"},{"$error":"#DIV/0!"},{"$error":"#DIV/0!"},{"$f":"AS$239*AS284","v":{"$error":"#DIV/0!"}},{"$f":"SUM(D289:AS289)","v":{"$error":"#DIV/0!"}},"Σ"]
[null,"前9","冷房時エネルギー消費量比",{"$f":"D$240/D294","v":{"$error":"#DIV/0!"}},{"$f":"E$240/E294","v":{"$error":"#DIV/0!"}},{"$f":"F$240/F294","v":{"$error":"#DIV/0!"}},{"$error":"#DIV/0!"},{"$error":"#DIV/0!"},{"$f":"I$240/I294","v":{"$error":"#DIV/0!"}},{"$error":"#DIV/0!"},{"$error":"#DIV/0!"},{"$error":"#DIV/0!"},{"$error":"#DIV/0!"},{"$error":"#DIV/0!"},{"$error":"#DIV/0!"},{"$error":"#DIV/0!"},{"$error":"#DIV/0!"},{"$error":"#DIV/0!"},{"$error":"#DIV/0!"},{"$error":"#DIV/0!"},{"$error":"#DIV/0!"},{"$error":"#DIV/0!"},{"$error":"#DIV/0!"},{"$error":"#DIV/0!"},{"$error":"#DIV/0!"},{"$error":"#DIV/0!"},{"$error":"#DIV/0!"},{"$error":"#DIV/0!"},{"$error":"#DIV/0!"},{"$f":"AD$240/AD294","v":{"$error":"#DIV/0!"}},{"$error":"#DIV/0!"},{"$error":"#DIV/0!"},{"$error":"#DIV/0!"},{"$error":"#DIV/0!"},{"$error":"#DIV/0!"},{"$error":"#DIV/0!"},{"$error":"#DIV/0!"},{"$error":"#DIV/0!"},{"$error":"#DIV/0!"},{"$error":"#DIV/0!"},{"$error":"#DIV/0!"},{"$error":"#DIV/0!"},{"$error":"#DIV/0!"},{"$error":"#DIV/0!"},{"$error":"#DIV/0!"},"冷房時エネルギー消費量比","εc"]
[null,null,"冷房能力",{"$f":"($Y$29-1.054*$Y$29)/(35-29)*(D$226-35)+$Y$29","v":0},0,0,0,0,0,0,0,0,0,0,0,0,0,0,0,0,0,0,0,0,0,0,0,0,0,0,0,0,0,0,0,0,0,0,0,0,0,0,0,0,0,"冷房能力","Φc"]
[null,null,"冷房エネルギー消費量",{"$f":"($Y$30-0.94*$Y$30)/(35-29)*(D$226-35)+$Y$30","v":0},0,0,0,0,0,0,0,0,0,0,0,0,0,0,0,0,0,0,0,0,0,0,0,0,0,0,0,0,0,0,0,0,0,0,0,0,0,0,0,0,0,"冷房エネルギー消費量","Pc"]
[null,null,"冷房COP",{"$f":"D291/(D292+$Y$31*$I$32*D$240)","v":{"$error":"#DIV/0!"}},{"$f":"E291/(E292+$Y$31*$I$32*E$240)","v":{"$error":"#DIV/0!"}},{"$error":"#DIV/0!"},{"$error":"#DIV/0!"},{"$error":"#DIV/0!"},{"$error":"#DIV/0!"},{"$error":"#DIV/0!"},{"$error":"#DIV/0!"},{"$error":"#DIV/0!"},{"$error":"#DIV/0!"},{"$error":"#DIV/0!"},{"$error":"#DIV/0!"},{"$error":"#DIV/0!"},{"$error":"#DIV/0!"},{"$error":"#DIV/0!"},{"$error":"#DIV/0!"},{"$error":"#DIV/0!"},{"$error":"#DIV/0!"},{"$error":"#DIV/0!"},{"$error":"#DIV/0!"},{"$error":"#DIV/0!"},{"$error":"#DIV/0!"},{"$error":"#DIV/0!"},{"$error":"#DIV/0!"},{"$error":"#DIV/0!"},{"$error":"#DIV/0!"},{"$error":"#DIV/0!"},{"$error":"#DIV/0!"},{"$error":"#DIV/0!"},{"$error":"#DIV/0!"},{"$error":"#DIV/0!"},{"$error":"#DIV/0!"},{"$error":"#DIV/0!"},{"$error":"#DIV/0!"},{"$error":"#DIV/0!"},{"$error":"#DIV/0!"},{"$error":"#DIV/0!"},{"$error":"#DIV/0!"},{"$error":"#DIV/0!"},{"$error":"#DIV/0!"},{"$error":"#DIV/0!"},{"$error":"#DIV/0!"},"冷房COP","σc"]
[null,null,"冷房COP比",{"$f":"$D293/$Y$32","v":{"$error":"#DIV/0!"}},{"$f":"$E293/$Y$32","v":{"$error":"#DIV/0!"}},{"$f":"$F293/$Y$32","v":{"$error":"#DIV/0!"}},{"$f":"$G293/$Y$32","v":{"$error":"#DIV/0!"}},{"$f":"$H293/$Y$32","v":{"$error":"#DIV/0!"}},{"$f":"$I293/$Y$32","v":{"$error":"#DIV/0!"}},{"$f":"$J293/$Y$32","v":{"$error":"#DIV/0!"}},{"$f":"$K293/$Y$32","v":{"$error":"#DIV/0!"}},{"$f":"$L293/$Y$32","v":{"$error":"#DIV/0!"}},{"$f":"$M293/$Y$32","v":{"$error":"#DIV/0!"}},{"$f":"$N293/$Y$32","v":{"$error":"#DIV/0!"}},{"$f":"$O293/$Y$32","v":{"$error":"#DIV/0!"}},{"$f":"$P293/$Y$32","v":{"$error":"#DIV/0!"}},{"$f":"$Q293/$Y$32","v":{"$error":"#DIV/0!"}},{"$f":"$R293/$Y$32","v":{"$error":"#DIV/0!"}},{"$f":"$S293/$Y$32","v":{"$error":"#DIV/0!"}},{"$f":"$T293/$Y$32","v":{"$error":"#DIV/0!"}},{"$f":"$U293/$Y$32","v":{"$error":"#DIV/0!"}},{"$f":"$V293/$Y$32","v":{"$error":"#DIV/0!"}},{"$f":"$W293/$Y$32","v":{"$error":"#DIV/0!"}},{"$f":"$X293/$Y$32","v":{"$error":"#DIV/0!"}},{"$f":"$Y293/$Y$32","v":{"$error":"#DIV/0!"}},{"$f":"$Z293/$Y$32","v":{"$error":"#DIV/0!"}},{"$f":"$AA293/$Y$32","v":{"$error":"#DIV/0!"}},{"$f":"$AB293/$Y$32","v":{"$error":"#DIV/0!"}},{"$f":"$AC293/$Y$32","v":{"$error":"#DIV/0!"}},{"$f":"$AD293/$Y$32","v":{"$error":"#DIV/0!"}},{"$f":"$AE293/$Y$32","v":{"$error":"#DIV/0!"}},{"$f":"$AF293/$Y$32","v":{"$error":"#DIV/0!"}},{"$f":"$AG293/$Y$32","v":{"$error":"#DIV/0!"}},{"$f":"$AH293/$Y$32","v":{"$error":"#DIV/0!"}},{"$f":"$AI293/$Y$32","v":{"$error":"#DIV/0!"}},{"$f":"$AJ293/$Y$32","v":{"$error":"#DIV/0!"}},{"$f":"$AK293/$Y$32","v":{"$error":"#DIV/0!"}},{"$f":"$AL293/$Y$32","v":{"$error":"#DIV/0!"}},{"$f":"$AM293/$Y$32","v":{"$error":"#DIV/0!"}},{"$f":"$AN293/$Y$32","v":{"$error":"#DIV/0!"}},{"$f":"$AO293/$Y$32","v":{"$error":"#DIV/0!"}},{"$f":"$AP293/$Y$32","v":{"$error":"#DIV/0!"}},{"$f":"$AQ293/$Y$32","v":{"$error":"#DIV/0!"}},{"$f":"$AR293/$Y$32","v":{"$error":"#DIV/0!"}},{"$f":"$AS293/$Y$32","v":{"$error":"#DIV/0!"}},"冷房COP比","βc"]
[null,null,"Σ",{"$f":"D$239*D290","v":{"$error":"#DIV/0!"}},{"$f":"E$239*E290","v":{"$error":"#DIV/0!"}},{"$error":"#DIV/0!"},{"$error":"#DIV/0!"},{"$error":"#DIV/0!"},{"$error":"#DIV/0!"},{"$error":"#DIV/0!"},{"$error":"#DIV/0!"},{"$error":"#DIV/0!"},{"$error":"#DIV/0!"},{"$error":"#DIV/0!"},{"$error":"#DIV/0!"},{"$error":"#DIV/0!"},{"$error":"#DIV/0!"},{"$error":"#DIV/0!"},{"$error":"#DIV/0!"},{"$error":"#DIV/0!"},{"$error":"#DIV/0!"},{"$error":"#DIV/0!"},{"$error":"#DIV/0!"},{"$error":"#DIV/0!"},{"$error":"#DIV/0!"},{"$error":"#DIV/0!"},{"$error":"#DIV/0!"},{"$error":"#DIV/0!"},{"$f":"AC$239*AC290","v":{"$error":"#DIV/0!"}},{"$f":"AD$239*AD290","v":{"$error":"#DIV/0!"}},{"$error":"#DIV/0!"},{"$f":"AF$239*AF290","v":{"$error":"#DIV/0!"}},{"$error":"#DIV/0!"},{"$error":"#DIV/0!"},{"$error":"#DIV/0!"},{"$error":"#DIV/0!"},{"$error":"#DIV/0!"},{"$error":"#DIV/0!"},{"$error":"#DIV/0!"},{"$error":"#DIV/0!"},{"$error":"#DIV/0!"},{"$error":"#DIV/0!"},{"$error":"#DIV/0!"},{"$error":"#DIV/0!"},{"$f":"AS$239*AS290","v":{"$error":"#DIV/0!"}},{"$f":"SUM(D295:AS295)","v":{"$error":"#DIV/0!"}},"Σ"]
[null,"前10","冷房時エネルギー消費量比",{"$f":"D$240/D300","v":{"$error":"#DIV/0!"}},{"$f":"E$240/E300","v":{"$error":"#DIV/0!"}},{"$f":"F$240/F300","v":{"$error":"#DIV/0!"}},{"$error":"#DIV/0!"},{"$error":"#DIV/0!"},{"$f":"I$240/I300","v":{"$error":"#DIV/0!"}},{"$error":"#DIV/0!"},{"$error":"#DIV/0!"},{"$error":"#DIV/0!"},{"$error":"#DIV/0!"},{"$error":"#DIV/0!"},{"$error":"#DIV/0!"},{"$error":"#DIV/0!"},{"$error":"#DIV/0!"},{"$error":"#DIV/0!"},{"$error":"#DIV/0!"},{"$error":"#DIV/0!"},{"$error":"#DIV/0!"},{"$error":"#DIV/0!"},{"$error":"#DIV/0!"},{"$error":"#DIV/0!"},{"$error":"#DIV/0!"},{"$error":"#DIV/0!"},{"$error":"#DIV/0!"},{"$error":"#DIV/0!"},{"$error":"#DIV/0!"},{"$error":"#DIV/0!"},{"$error":"#DIV/0!"},{"$error":"#DIV/0!"},{"$error":"#DIV/0!"},{"$error":"#DIV/0!"},{"$error":"#DIV/0!"},{"$error":"#DIV/0!"},{"$error":"#DIV/0!"},{"$error":"#DIV/0!"},{"$error":"#DIV/0!"},{"$error":"#DIV/0!"},{"$error":"#DIV/0!"},{"$error":"#DIV/0!"},{"$error":"#DIV/0!"},{"$error":"#DIV/0!"},{"$error":"#DIV/0!"},"冷房時エネルギー消費量比","εc"]
[null,null,"冷房能力",{"$f":"($Z$29-1.054*$Z$29)/(35-29)*(D$226-35)+$Z$29","v":0},0,0,0,0,0,0,0,0,0,0,0,0,0,0,0,0,0,0,0,0,0,0,0,0,0,0,0,0,0,0,0,0,0,0,0,0,0,0,0,0,0,"冷房能力","Φc"]
[null,null,"冷房エネルギー消費量",{"$f":"($Z$30-0.94*$Z$30)/(35-29)*(D$226-35)+$Z$30","v":0},0,0,0,0,0,0,0,0,0,0,0,0,0,0,0,0,0,0,0,0,0,0,0,0,0,0,0,0,0,0,0,0,0,0,0,0,0,0,0,0,0,"冷房エネルギー消費量","Pc"]
[null,null,"冷房COP",{"$f":"D297/(D298+$Z$31*$I$32*D$240)","v":{"$error":"#DIV/0!"}},{"$f":"E297/(E298+$Z$31*$I$32*E$240)","v":{"$error":"#DIV/0!"}},{"$error":"#DIV/0!"},{"$error":"#DIV/0!"},{"$error":"#DIV/0!"},{"$error":"#DIV/0!"},{"$error":"#DIV/0!"},{"$error":"#DIV/0!"},{"$error":"#DIV/0!"},{"$error":"#DIV/0!"},{"$error":"#DIV/0!"},{"$error":"#DIV/0!"},{"$error":"#DIV/0!"},{"$error":"#DIV/0!"},{"$error":"#DIV/0!"},{"$error":"#DIV/0!"},{"$error":"#DIV/0!"},{"$error":"#DIV/0!"},{"$error":"#DIV/0!"},{"$error":"#DIV/0!"},{"$error":"#DIV/0!"},{"$error":"#DIV/0!"},{"$error":"#DIV/0!"},{"$error":"#DIV/0!"},{"$error":"#DIV/0!"},{"$error":"#DIV/0!"},{"$error":"#DIV/0!"},{"$error":"#DIV/0!"},{"$error":"#DIV/0!"},{"$error":"#DIV/0!"},{"$error":"#DIV/0!"},{"$error":"#DIV/0!"},{"$error":"#DIV/0!"},{"$error":"#DIV/0!"},{"$error":"#DIV/0!"},{"$error":"#DIV/0!"},{"$error":"#DIV/0!"},{"$error":"#DIV/0!"},{"$error":"#DIV/0!"},{"$error":"#DIV/0!"},{"$error":"#DIV/0!"},{"$error":"#DIV/0!"},"冷房COP","σc"]
[null,null,"冷房COP比",{"$f":"$D299/$Z$32","v":{"$error":"#DIV/0!"}},{"$f":"$E299/$Z$32","v":{"$error":"#DIV/0!"}},{"$f":"$F299/$Z$32","v":{"$error":"#DIV/0!"}},{"$f":"$G299/$Z$32","v":{"$error":"#DIV/0!"}},{"$f":"$H299/$Z$32","v":{"$error":"#DIV/0!"}},{"$f":"$I299/$Z$32","v":{"$error":"#DIV/0!"}},{"$f":"$J299/$Z$32","v":{"$error":"#DIV/0!"}},{"$f":"$K299/$Z$32","v":{"$error":"#DIV/0!"}},{"$f":"$L299/$Z$32","v":{"$error":"#DIV/0!"}},{"$f":"$M299/$Z$32","v":{"$error":"#DIV/0!"}},{"$f":"$N299/$Z$32","v":{"$error":"#DIV/0!"}},{"$f":"$O299/$Z$32","v":{"$error":"#DIV/0!"}},{"$f":"$P299/$Z$32","v":{"$error":"#DIV/0!"}},{"$f":"$Q299/$Z$32","v":{"$error":"#DIV/0!"}},{"$f":"$R299/$Z$32","v":{"$error":"#DIV/0!"}},{"$f":"$S299/$Z$32","v":{"$error":"#DIV/0!"}},{"$f":"$T299/$Z$32","v":{"$error":"#DIV/0!"}},{"$f":"$U299/$Z$32","v":{"$error":"#DIV/0!"}},{"$f":"$V299/$Z$32","v":{"$error":"#DIV/0!"}},{"$f":"$W299/$Z$32","v":{"$error":"#DIV/0!"}},{"$f":"$X299/$Z$32","v":{"$error":"#DIV/0!"}},{"$f":"$Y299/$Z$32","v":{"$error":"#DIV/0!"}},{"$f":"$Z299/$Z$32","v":{"$error":"#DIV/0!"}},{"$f":"$AA299/$Z$32","v":{"$error":"#DIV/0!"}},{"$f":"$AB299/$Z$32","v":{"$error":"#DIV/0!"}},{"$f":"$AC299/$Z$32","v":{"$error":"#DIV/0!"}},{"$f":"$AD299/$Z$32","v":{"$error":"#DIV/0!"}},{"$f":"$AE299/$Z$32","v":{"$error":"#DIV/0!"}},{"$f":"$AF299/$Z$32","v":{"$error":"#DIV/0!"}},{"$f":"$AG299/$Z$32","v":{"$error":"#DIV/0!"}},{"$f":"$AH299/$Z$32","v":{"$error":"#DIV/0!"}},{"$f":"$AI299/$Z$32","v":{"$error":"#DIV/0!"}},{"$f":"$AJ299/$Z$32","v":{"$error":"#DIV/0!"}},{"$f":"$AK299/$Z$32","v":{"$error":"#DIV/0!"}},{"$f":"$AL299/$Z$32","v":{"$error":"#DIV/0!"}},{"$f":"$AM299/$Z$32","v":{"$error":"#DIV/0!"}},{"$f":"$AN299/$Z$32","v":{"$error":"#DIV/0!"}},{"$f":"$AO299/$Z$32","v":{"$error":"#DIV/0!"}},{"$f":"$AP299/$Z$32","v":{"$error":"#DIV/0!"}},{"$f":"$AQ299/$Z$32","v":{"$error":"#DIV/0!"}},{"$f":"$AR299/$Z$32","v":{"$error":"#DIV/0!"}},{"$f":"$AS299/$Z$32","v":{"$error":"#DIV/0!"}},"冷房COP比","βc"]
[null,null,"Σ",{"$f":"D$239*D296","v":{"$error":"#DIV/0!"}},{"$f":"E$239*E296","v":{"$error":"#DIV/0!"}},{"$error":"#DIV/0!"},{"$error":"#DIV/0!"},{"$error":"#DIV/0!"},{"$error":"#DIV/0!"},{"$error":"#DIV/0!"},{"$error":"#DIV/0!"},{"$error":"#DIV/0!"},{"$error":"#DIV/0!"},{"$error":"#DIV/0!"},{"$error":"#DIV/0!"},{"$error":"#DIV/0!"},{"$error":"#DIV/0!"},{"$error":"#DIV/0!"},{"$error":"#DIV/0!"},{"$error":"#DIV/0!"},{"$error":"#DIV/0!"},{"$error":"#DIV/0!"},{"$error":"#DIV/0!"},{"$error":"#DIV/0!"},{"$error":"#DIV/0!"},{"$error":"#DIV/0!"},{"$error":"#DIV/0!"},{"$error":"#DIV/0!"},{"$f":"AC$239*AC296","v":{"$error":"#DIV/0!"}},{"$f":"AD$239*AD296","v":{"$error":"#DIV/0!"}},{"$error":"#DIV/0!"},{"$f":"AF$239*AF296","v":{"$error":"#DIV/0!"}},{"$error":"#DIV/0!"},{"$error":"#DIV/0!"},{"$error":"#DIV/0!"},{"$error":"#DIV/0!"},{"$error":"#DIV/0!"},{"$error":"#DIV/0!"},{"$error":"#DIV/0!"},{"$error":"#DIV/0!"},{"$error":"#DIV/0!"},{"$error":"#DIV/0!"},{"$error":"#DIV/0!"},{"$error":"#DIV/0!"},{"$f":"AS$239*AS296","v":{"$error":"#DIV/0!"}},{"$f":"SUM(D301:AS301)","v":{"$error":"#DIV/0!"}},"Σ"]
[]
[null,"後1","冷房時エネルギー消費量比",{"$f":"D$240/D307","v":{"$error":"#DIV/0!"}},{"$f":"E$240/E307","v":{"$error":"#DIV/0!"}},{"$f":"F$240/F307","v":{"$error":"#DIV/0!"}},{"$f":"G$240/G307","v":{"$error":"#DIV/0!"}},{"$error":"#DIV/0!"},{"$f":"I$240/I307","v":{"$error":"#DIV/0!"}},{"$f":"J$240/J307","v":{"$error":"#DIV/0!"}},{"$error":"#DIV/0!"},{"$error":"#DIV/0!"},{"$error":"#DIV/0!"},{"$error":"#DIV/0!"},{"$error":"#DIV/0!"},{"$error":"#DIV/0!"},{"$error":"#DIV/0!"},{"$error":"#DIV/0!"},{"$error":"#DIV/0!"},{"$error":"#DIV/0!"},{"$error":"#DIV/0!"},{"$error":"#DIV/0!"},{"$error":"#DIV/0!"},{"$error":"#DIV/0!"},{"$error":"#DIV/0!"},{"$error":"#DIV/0!"},{"$error":"#DIV/0!"},{"$error":"#DIV/0!"},{"$error":"#DIV/0!"},{"$error":"#DIV/0!"},{"$error":"#DIV/0!"},{"$error":"#DIV/0!"},{"$error":"#DIV/0!"},{"$error":"#DIV/0!"},{"$error":"#DIV/0!"},{"$error":"#DIV/0!"},{"$error":"#DIV/0!"},{"$error":"#DIV/0!"},{"$error":"#DIV/0!"},{"$error":"#DIV/0!"},{"$error":"#DIV/0!"},{"$error":"#DIV/0!"},{"$error":"#DIV/0!"},{"$error":"#DIV/0!"},{"$error":"#DIV/0!"},"冷房時エネルギー消費量比","εc"]
[null,null,"冷房能力",{"$f":"($Q$43-1.054*$Q$43)/(35-29)*(D$226-35)+$Q$43","v":0},0,0,0,0,0,0,0,0,0,0,0,0,0,0,0,0,0,0,0,0,0,0,0,0,0,0,0,0,0,0,0,0,0,0,0,0,0,0,0,0,0,"冷房能力","Φc"]
[null,null,"冷房エネルギー消費量",{"$f":"($Q$44-0.94*$Q$44)/(35-29)*(D$226-35)+$Q$44","v":0},0,0,0,0,0,0,0,0,0,0,0,0,0,0,0,0,0,0,0,0,0,0,0,0,0,0,0,0,0,0,0,0,0,0,0,0,0,0,0,0,0,"冷房エネルギー消費量","Pc"]
[null,null,"冷房COP",{"$f":"D304/(D305+$Q$45*$I$46*D$240)","v":{"$error":"#DIV/0!"}},{"$f":"E304/(E305+$Q$45*$I$46*E$240)","v":{"$error":"#DIV/0!"}},{"$error":"#DIV/0!"},{"$error":"#DIV/0!"},{"$error":"#DIV/0!"},{"$error":"#DIV/0!"},{"$error":"#DIV/0!"},{"$error":"#DIV/0!"},{"$error":"#DIV/0!"},{"$error":"#DIV/0!"},{"$error":"#DIV/0!"},{"$error":"#DIV/0!"},{"$error":"#DIV/0!"},{"$error":"#DIV/0!"},{"$error":"#DIV/0!"},{"$error":"#DIV/0!"},{"$error":"#DIV/0!"},{"$error":"#DIV/0!"},{"$error":"#DIV/0!"},{"$error":"#DIV/0!"},{"$error":"#DIV/0!"},{"$error":"#DIV/0!"},{"$error":"#DIV/0!"},{"$error":"#DIV/0!"},{"$error":"#DIV/0!"},{"$error":"#DIV/0!"},{"$error":"#DIV/0!"},{"$error":"#DIV/0!"},{"$error":"#DIV/0!"},{"$error":"#DIV/0!"},{"$error":"#DIV/0!"},{"$error":"#DIV/0!"},{"$error":"#DIV/0!"},{"$error":"#DIV/0!"},{"$error":"#DIV/0!"},{"$error":"#DIV/0!"},{"$error":"#DIV/0!"},{"$error":"#DIV/0!"},{"$error":"#DIV/0!"},{"$error":"#DIV/0!"},{"$error":"#DIV/0!"},{"$error":"#DIV/0!"},"冷房COP","σc"]
[null,null,"冷房COP比",{"$f":"$D306/$Q$46","v":{"$error":"#DIV/0!"}},{"$f":"$E306/$Q$46","v":{"$error":"#DIV/0!"}},{"$f":"$F306/$Q$46","v":{"$error":"#DIV/0!"}},{"$f":"$G306/$Q$46","v":{"$error":"#DIV/0!"}},{"$f":"$H306/$Q$46","v":{"$error":"#DIV/0!"}},{"$f":"$I306/$Q$46","v":{"$error":"#DIV/0!"}},{"$f":"$J306/$Q$46","v":{"$error":"#DIV/0!"}},{"$f":"$K306/$Q$46","v":{"$error":"#DIV/0!"}},{"$f":"$L306/$Q$46","v":{"$error":"#DIV/0!"}},{"$f":"$M306/$Q$46","v":{"$error":"#DIV/0!"}},{"$f":"$N306/$Q$46","v":{"$error":"#DIV/0!"}},{"$f":"$O306/$Q$46","v":{"$error":"#DIV/0!"}},{"$f":"$P306/$Q$46","v":{"$error":"#DIV/0!"}},{"$f":"$Q306/$Q$46","v":{"$error":"#DIV/0!"}},{"$f":"$R306/$Q$46","v":{"$error":"#DIV/0!"}},{"$f":"$S306/$Q$46","v":{"$error":"#DIV/0!"}},{"$f":"$T306/$Q$46","v":{"$error":"#DIV/0!"}},{"$f":"$U306/$Q$46","v":{"$error":"#DIV/0!"}},{"$f":"$V306/$Q$46","v":{"$error":"#DIV/0!"}},{"$f":"$W306/$Q$46","v":{"$error":"#DIV/0!"}},{"$f":"$X306/$Q$46","v":{"$error":"#DIV/0!"}},{"$f":"$Y306/$Q$46","v":{"$error":"#DIV/0!"}},{"$f":"$Z306/$Q$46","v":{"$error":"#DIV/0!"}},{"$f":"$AA306/$Q$46","v":{"$error":"#DIV/0!"}},{"$f":"$AB306/$Q$46","v":{"$error":"#DIV/0!"}},{"$f":"$AC306/$Q$46","v":{"$error":"#DIV/0!"}},{"$f":"$AD306/$Q$46","v":{"$error":"#DIV/0!"}},{"$f":"$AE306/$Q$46","v":{"$error":"#DIV/0!"}},{"$f":"$AF306/$Q$46","v":{"$error":"#DIV/0!"}},{"$f":"$AG306/$Q$46","v":{"$error":"#DIV/0!"}},{"$f":"$AH306/$Q$46","v":{"$error":"#DIV/0!"}},{"$f":"$AI306/$Q$46","v":{"$error":"#DIV/0!"}},{"$f":"$AJ306/$Q$46","v":{"$error":"#DIV/0!"}},{"$f":"$AK306/$Q$46","v":{"$error":"#DIV/0!"}},{"$f":"$AL306/$Q$46","v":{"$error":"#DIV/0!"}},{"$f":"$AM306/$Q$46","v":{"$error":"#DIV/0!"}},{"$f":"$AN306/$Q$46","v":{"$error":"#DIV/0!"}},{"$f":"$AO306/$Q$46","v":{"$error":"#DIV/0!"}},{"$f":"$AP306/$Q$46","v":{"$error":"#DIV/0!"}},{"$f":"$AQ306/$Q$46","v":{"$error":"#DIV/0!"}},{"$f":"$AR306/$Q$46","v":{"$error":"#DIV/0!"}},{"$f":"$AS306/$Q$46","v":{"$error":"#DIV/0!"}},"冷房COP比","βc"]
[null,null,"Σ",{"$f":"D$239*D303","v":{"$error":"#DIV/0!"}},{"$f":"E$239*E303","v":{"$error":"#DIV/0!"}},{"$error":"#DIV/0!"},{"$error":"#DIV/0!"},{"$error":"#DIV/0!"},{"$error":"#DIV/0!"},{"$error":"#DIV/0!"},{"$error":"#DIV/0!"},{"$error":"#DIV/0!"},{"$error":"#DIV/0!"},{"$error":"#DIV/0!"},{"$error":"#DIV/0!"},{"$error":"#DIV/0!"},{"$error":"#DIV/0!"},{"$error":"#DIV/0!"},{"$error":"#DIV/0!"},{"$error":"#DIV/0!"},{"$error":"#DIV/0!"},{"$error":"#DIV/0!"},{"$error":"#DIV/0!"},{"$error":"#DIV/0!"},{"$error":"#DIV/0!"},{"$error":"#DIV/0!"},{"$error":"#DIV/0!"},{"$error":"#DIV/0!"},{"$f":"AC$239*AC303","v":{"$error":"#DIV/0!"}},{"$f":"AD$239*AD303","v":{"$error":"#DIV/0!"}},{"$f":"AE$239*AE303","v":{"$error":"#DIV/0!"}},{"$f":"AF$239*AF303","v":{"$error":"#DIV/0!"}},{"$f":"AG$239*AG303","v":{"$error":"#DIV/0!"}},{"$error":"#DIV/0!"},{"$error":"#DIV/0!"},{"$error":"#DIV/0!"},{"$error":"#DIV/0!"},{"$error":"#DIV/0!"},{"$error":"#DIV/0!"},{"$error":"#DIV/0!"},{"$error":"#DIV/0!"},{"$error":"#DIV/0!"},{"$error":"#DIV/0!"},{"$error":"#DIV/0!"},{"$f":"AS$239*AS303","v":{"$error":"#DIV/0!"}},{"$f":"SUM(D308:AS308)","v":{"$error":"#DIV/0!"}},"Σ"]
[null,"後2","冷房時エネルギー消費量比",{"$f":"D$240/D313","v":{"$error":"#DIV/0!"}},{"$f":"E$240/E313","v":{"$error":"#DIV/0!"}},{"$f":"F$240/F313","v":{"$error":"#DIV/0!"}},{"$f":"G$240/G313","v":{"$error":"#DIV/0!"}},{"$error":"#DIV/0!"},{"$f":"I$240/I313","v":{"$error":"#DIV/0!"}},{"$f":"J$240/J313","v":{"$error":"#DIV/0!"}},{"$error":"#DIV/0!"},{"$error":"#DIV/0!"},{"$error":"#DIV/0!"},{"$error":"#DIV/0!"},{"$error":"#DIV/0!"},{"$error":"#DIV/0!"},{"$error":"#DIV/0!"},{"$error":"#DIV/0!"},{"$error":"#DIV/0!"},{"$error":"#DIV/0!"},{"$error":"#DIV/0!"},{"$error":"#DIV/0!"},{"$error":"#DIV/0!"},{"$error":"#DIV/0!"},{"$error":"#DIV/0!"},{"$error":"#DIV/0!"},{"$error":"#DIV/0!"},{"$error":"#DIV/0!"},{"$error":"#DIV/0!"},{"$error":"#DIV/0!"},{"$error":"#DIV/0!"},{"$error":"#DIV/0!"},{"$error":"#DIV/0!"},{"$error":"#DIV/0!"},{"$error":"#DIV/0!"},{"$error":"#DIV/0!"},{"$error":"#DIV/0!"},{"$error":"#DIV/0!"},{"$error":"#DIV/0!"},{"$error":"#DIV/0!"},{"$error":"#DIV/0!"},{"$error":"#DIV/0!"},{"$error":"#DIV/0!"},{"$error":"#DIV/0!"},{"$error":"#DIV/0!"},"冷房時エネルギー消費量比","εc"]
[null,null,"冷房能力",{"$f":"($R$43-1.054*$R$43)/(35-29)*(D$226-35)+$R$43","v":0},0,0,0,0,0,0,0,0,0,0,0,0,0,0,0,0,0,0,0,0,0,0,0,0,0,0,0,0,0,0,0,0,0,0,0,0,0,0,0,0,0,"冷房能力","Φc"]
[null,null,"冷房エネルギー消費量",{"$f":"($R$44-0.94*$R$44)/(35-29)*(D$226-35)+$R$44","v":0},0,0,0,0,0,0,0,0,0,0,0,0,0,0,0,0,0,0,0,0,0,0,0,0,0,0,0,0,0,0,0,0,0,0,0,0,0,0,0,0,0,"冷房エネルギー消費量","Pc"]
[null,null,"冷房COP",{"$f":"D310/(D311+$R$45*$I$46*D$240)","v":{"$error":"#DIV/0!"}},{"$f":"E310/(E311+$R$45*$I$46*E$240)","v":{"$error":"#DIV/0!"}},{"$error":"#DIV/0!"},{"$error":"#DIV/0!"},{"$error":"#DIV/0!"},{"$error":"#DIV/0!"},{"$error":"#DIV/0!"},{"$error":"#DIV/0!"},{"$error":"#DIV/0!"},{"$error":"#DIV/0!"},{"$error":"#DIV/0!"},{"$error":"#DIV/0!"},{"$error":"#DIV/0!"},{"$error":"#DIV/0!"},{"$error":"#DIV/0!"},{"$error":"#DIV/0!"},{"$error":"#DIV/0!"},{"$error":"#DIV/0!"},{"$error":"#DIV/0!"},{"$error":"#DIV/0!"},{"$error":"#DIV/0!"},{"$error":"#DIV/0!"},{"$error":"#DIV/0!"},{"$error":"#DIV/0!"},{"$error":"#DIV/0!"},{"$error":"#DIV/0!"},{"$error":"#DIV/0!"},{"$error":"#DIV/0!"},{"$error":"#DIV/0!"},{"$error":"#DIV/0!"},{"$error":"#DIV/0!"},{"$error":"#DIV/0!"},{"$error":"#DIV/0!"},{"$error":"#DIV/0!"},{"$error":"#DIV/0!"},{"$error":"#DIV/0!"},{"$error":"#DIV/0!"},{"$error":"#DIV/0!"},{"$error":"#DIV/0!"},{"$error":"#DIV/0!"},{"$error":"#DIV/0!"},{"$error":"#DIV/0!"},"冷房COP","σc"]
[null,null,"冷房COP比",{"$f":"$D312/$R$46","v":{"$error":"#DIV/0!"}},{"$f":"$E312/$R$46","v":{"$error":"#DIV/0!"}},{"$f":"$F312/$R$46","v":{"$error":"#DIV/0!"}},{"$f":"$G312/$R$46","v":{"$error":"#DIV/0!"}},{"$f":"$H312/$R$46","v":{"$error":"#DIV/0!"}},{"$f":"$I312/$R$46","v":{"$error":"#DIV/0!"}},{"$f":"$J312/$R$46","v":{"$error":"#DIV/0!"}},{"$f":"$K312/$R$46","v":{"$error":"#DIV/0!"}},{"$f":"$L312/$R$46","v":{"$error":"#DIV/0!"}},{"$f":"$M312/$R$46","v":{"$error":"#DIV/0!"}},{"$f":"$N312/$R$46","v":{"$error":"#DIV/0!"}},{"$f":"$O312/$R$46","v":{"$error":"#DIV/0!"}},{"$f":"$P312/$R$46","v":{"$error":"#DIV/0!"}},{"$f":"$Q312/$R$46","v":{"$error":"#DIV/0!"}},{"$f":"$R312/$R$46","v":{"$error":"#DIV/0!"}},{"$f":"$S312/$R$46","v":{"$error":"#DIV/0!"}},{"$f":"$T312/$R$46","v":{"$error":"#DIV/0!"}},{"$f":"$U312/$R$46","v":{"$error":"#DIV/0!"}},{"$f":"$V312/$R$46","v":{"$error":"#DIV/0!"}},{"$f":"$W312/$R$46","v":{"$error":"#DIV/0!"}},{"$f":"$X312/$R$46","v":{"$error":"#DIV/0!"}},{"$f":"$Y312/$R$46","v":{"$error":"#DIV/0!"}},{"$f":"$Z312/$R$46","v":{"$error":"#DIV/0!"}},{"$f":"$AA312/$R$46","v":{"$error":"#DIV/0!"}},{"$f":"$AB312/$R$46","v":{"$error":"#DIV/0!"}},{"$f":"$AC312/$R$46","v":{"$error":"#DIV/0!"}},{"$f":"$AD312/$R$46","v":{"$error":"#DIV/0!"}},{"$f":"$AE312/$R$46","v":{"$error":"#DIV/0!"}},{"$f":"$AF312/$R$46","v":{"$error":"#DIV/0!"}},{"$f":"$AG312/$R$46","v":{"$error":"#DIV/0!"}},{"$f":"$AH312/$R$46","v":{"$error":"#DIV/0!"}},{"$f":"$AI312/$R$46","v":{"$error":"#DIV/0!"}},{"$f":"$AJ312/$R$46","v":{"$error":"#DIV/0!"}},{"$f":"$AK312/$R$46","v":{"$error":"#DIV/0!"}},{"$f":"$AL312/$R$46","v":{"$error":"#DIV/0!"}},{"$f":"$AM312/$R$46","v":{"$error":"#DIV/0!"}},{"$f":"$AN312/$R$46","v":{"$error":"#DIV/0!"}},{"$f":"$AO312/$R$46","v":{"$error":"#DIV/0!"}},{"$f":"$AP312/$R$46","v":{"$error":"#DIV/0!"}},{"$f":"$AQ312/$R$46","v":{"$error":"#DIV/0!"}},{"$f":"$AR312/$R$46","v":{"$error":"#DIV/0!"}},{"$f":"$AS312/$R$46","v":{"$error":"#DIV/0!"}},"冷房COP比","βc"]
[null,null,"Σ",{"$f":"D$239*D309","v":{"$error":"#DIV/0!"}},{"$f":"E$239*E309","v":{"$error":"#DIV/0!"}},{"$error":"#DIV/0!"},{"$error":"#DIV/0!"},{"$error":"#DIV/0!"},{"$error":"#DIV/0!"},{"$error":"#DIV/0!"},{"$error":"#DIV/0!"},{"$error":"#DIV/0!"},{"$error":"#DIV/0!"},{"$error":"#DIV/0!"},{"$error":"#DIV/0!"},{"$error":"#DIV/0!"},{"$error":"#DIV/0!"},{"$error":"#DIV/0!"},{"$error":"#DIV/0!"},{"$error":"#DIV/0!"},{"$error":"#DIV/0!"},{"$error":"#DIV/0!"},{"$error":"#DIV/0!"},{"$error":"#DIV/0!"},{"$error":"#DIV/0!"},{"$error":"#DIV/0!"},{"$error":"#DIV/0!"},{"$error":"#DIV/0!"},{"$f":"AC$239*AC309","v":{"$error":"#DIV/0!"}},{"$error":"#DIV/0!"},{"$error":"#DIV/0!"},{"$f":"AF$239*AF309","v":{"$error":"#DIV/0!"}},{"$error":"#DIV/0!"},{"$error":"#DIV/0!"},{"$error":"#DIV/0!"},{"$error":"#DIV/0!"},{"$error":"#DIV/0!"},{"$error":"#DIV/0!"},{"$error":"#DIV/0!"},{"$error":"#DIV/0!"},{"$error":"#DIV/0!"},{"$error":"#DIV/0!"},{"$error":"#DIV/0!"},{"$error":"#DIV/0!"},{"$f":"AS$239*AS309","v":{"$error":"#DIV/0!"}},{"$f":"SUM(D314:AS314)","v":{"$error":"#DIV/0!"}},"Σ"]
[null,"後3","冷房時エネルギー消費量比",{"$f":"D$240/D319","v":{"$error":"#DIV/0!"}},{"$f":"E$240/E319","v":{"$error":"#DIV/0!"}},{"$f":"F$240/F319","v":{"$error":"#DIV/0!"}},{"$f":"G$240/G319","v":{"$error":"#DIV/0!"}},{"$error":"#DIV/0!"},{"$f":"I$240/I319","v":{"$error":"#DIV/0!"}},{"$f":"J$240/J319","v":{"$error":"#DIV/0!"}},{"$error":"#DIV/0!"},{"$error":"#DIV/0!"},{"$error":"#DIV/0!"},{"$error":"#DIV/0!"},{"$error":"#DIV/0!"},{"$error":"#DIV/0!"},{"$error":"#DIV/0!"},{"$error":"#DIV/0!"},{"$error":"#DIV/0!"},{"$error":"#DIV/0!"},{"$error":"#DIV/0!"},{"$error":"#DIV/0!"},{"$error":"#DIV/0!"},{"$error":"#DIV/0!"},{"$error":"#DIV/0!"},{"$error":"#DIV/0!"},{"$error":"#DIV/0!"},{"$error":"#DIV/0!"},{"$error":"#DIV/0!"},{"$error":"#DIV/0!"},{"$error":"#DIV/0!"},{"$error":"#DIV/0!"},{"$error":"#DIV/0!"},{"$error":"#DIV/0!"},{"$error":"#DIV/0!"},{"$error":"#DIV/0!"},{"$error":"#DIV/0!"},{"$error":"#DIV/0!"},{"$error":"#DIV/0!"},{"$error":"#DIV/0!"},{"$error":"#DIV/0!"},{"$error":"#DIV/0!"},{"$error":"#DIV/0!"},{"$error":"#DIV/0!"},{"$error":"#DIV/0!"},"冷房時エネルギー消費量比","εc"]
[null,null,"冷房能力",{"$f":"($S$43-1.054*$S$43)/(35-29)*(D$226-35)+$S$43","v":0},0,0,0,0,0,0,0,0,0,0,0,0,0,0,0,0,0,0,0,0,0,0,0,0,0,0,0,0,0,0,0,0,0,0,0,0,0,0,0,0,0,"冷房能力","Φc"]
[null,null,"冷房エネルギー消費量",{"$f":"($S$44-0.94*$S$44)/(35-29)*(D$226-35)+$S$44","v":0},0,0,0,0,0,0,0,0,0,0,0,0,0,0,0,0,0,0,0,0,0,0,0,0,0,0,0,0,0,0,0,0,0,0,0,0,0,0,0,0,0,"冷房エネルギー消費量","Pc"]
[null,null,"冷房COP",{"$f":"D316/(D317+$S$45*$I$46*D$240)","v":{"$error":"#DIV/0!"}},{"$f":"E316/(E317+$S$45*$I$46*E$240)","v":{"$error":"#DIV/0!"}},{"$error":"#DIV/0!"},{"$error":"#DIV/0!"},{"$error":"#DIV/0!"},{"$error":"#DIV/0!"},{"$error":"#DIV/0!"},{"$error":"#DIV/0!"},{"$error":"#DIV/0!"},{"$error":"#DIV/0!"},{"$error":"#DIV/0!"},{"$error":"#DIV/0!"},{"$error":"#DIV/0!"},{"$error":"#DIV/0!"},{"$error":"#DIV/0!"},{"$error":"#DIV/0!"},{"$error":"#DIV/0!"},{"$error":"#DIV/0!"},{"$error":"#DIV/0!"},{"$error":"#DIV/0!"},{"$error":"#DIV/0!"},{"$error":"#DIV/0!"},{"$error":"#DIV/0!"},{"$error":"#DIV/0!"},{"$error":"#DIV/0!"},{"$error":"#DIV/0!"},{"$error":"#DIV/0!"},{"$error":"#DIV/0!"},{"$error":"#DIV/0!"},{"$error":"#DIV/0!"},{"$error":"#DIV/0!"},{"$error":"#DIV/0!"},{"$error":"#DIV/0!"},{"$error":"#DIV/0!"},{"$error":"#DIV/0!"},{"$error":"#DIV/0!"},{"$error":"#DIV/0!"},{"$error":"#DIV/0!"},{"$error":"#DIV/0!"},{"$error":"#DIV/0!"},{"$error":"#DIV/0!"},{"$error":"#DIV/0!"},"冷房COP","σc"]
[null,null,"冷房COP比",{"$f":"$D318/$S$46","v":{"$error":"#DIV/0!"}},{"$f":"$E318/$S$46","v":{"$error":"#DIV/0!"}},{"$f":"$F318/$S$46","v":{"$error":"#DIV/0!"}},{"$f":"$G318/$S$46","v":{"$error":"#DIV/0!"}},{"$f":"$H318/$S$46","v":{"$error":"#DIV/0!"}},{"$f":"$I318/$S$46","v":{"$error":"#DIV/0!"}},{"$f":"$J318/$S$46","v":{"$error":"#DIV/0!"}},{"$f":"$K318/$S$46","v":{"$error":"#DIV/0!"}},{"$f":"$L318/$S$46","v":{"$error":"#DIV/0!"}},{"$f":"$M318/$S$46","v":{"$error":"#DIV/0!"}},{"$f":"$N318/$S$46","v":{"$error":"#DIV/0!"}},{"$f":"$O318/$S$46","v":{"$error":"#DIV/0!"}},{"$f":"$P318/$S$46","v":{"$error":"#DIV/0!"}},{"$f":"$Q318/$S$46","v":{"$error":"#DIV/0!"}},{"$f":"$R318/$S$46","v":{"$error":"#DIV/0!"}},{"$f":"$S318/$S$46","v":{"$error":"#DIV/0!"}},{"$f":"$T318/$S$46","v":{"$error":"#DIV/0!"}},{"$f":"$U318/$S$46","v":{"$error":"#DIV/0!"}},{"$f":"$V318/$S$46","v":{"$error":"#DIV/0!"}},{"$f":"$W318/$S$46","v":{"$error":"#DIV/0!"}},{"$f":"$X318/$S$46","v":{"$error":"#DIV/0!"}},{"$f":"$Y318/$S$46","v":{"$error":"#DIV/0!"}},{"$f":"$Z318/$S$46","v":{"$error":"#DIV/0!"}},{"$f":"$AA318/$S$46","v":{"$error":"#DIV/0!"}},{"$f":"$AB318/$S$46","v":{"$error":"#DIV/0!"}},{"$f":"$AC318/$S$46","v":{"$error":"#DIV/0!"}},{"$f":"$AD318/$S$46","v":{"$error":"#DIV/0!"}},{"$f":"$AE318/$S$46","v":{"$error":"#DIV/0!"}},{"$f":"$AF318/$S$46","v":{"$error":"#DIV/0!"}},{"$f":"$AG318/$S$46","v":{"$error":"#DIV/0!"}},{"$f":"$AH318/$S$46","v":{"$error":"#DIV/0!"}},{"$f":"$AI318/$S$46","v":{"$error":"#DIV/0!"}},{"$f":"$AJ318/$S$46","v":{"$error":"#DIV/0!"}},{"$f":"$AK318/$S$46","v":{"$error":"#DIV/0!"}},{"$f":"$AL318/$S$46","v":{"$error":"#DIV/0!"}},{"$f":"$AM318/$S$46","v":{"$error":"#DIV/0!"}},{"$f":"$AN318/$S$46","v":{"$error":"#DIV/0!"}},{"$f":"$AO318/$S$46","v":{"$error":"#DIV/0!"}},{"$f":"$AP318/$S$46","v":{"$error":"#DIV/0!"}},{"$f":"$AQ318/$S$46","v":{"$error":"#DIV/0!"}},{"$f":"$AR318/$S$46","v":{"$error":"#DIV/0!"}},{"$f":"$AS318/$S$46","v":{"$error":"#DIV/0!"}},"冷房COP比","βc"]
[null,null,"Σ",{"$f":"D$239*D315","v":{"$error":"#DIV/0!"}},{"$f":"E$239*E315","v":{"$error":"#DIV/0!"}},{"$error":"#DIV/0!"},{"$error":"#DIV/0!"},{"$error":"#DIV/0!"},{"$error":"#DIV/0!"},{"$error":"#DIV/0!"},{"$error":"#DIV/0!"},{"$error":"#DIV/0!"},{"$error":"#DIV/0!"},{"$error":"#DIV/0!"},{"$error":"#DIV/0!"},{"$error":"#DIV/0!"},{"$error":"#DIV/0!"},{"$error":"#DIV/0!"},{"$error":"#DIV/0!"},{"$error":"#DIV/0!"},{"$error":"#DIV/0!"},{"$error":"#DIV/0!"},{"$error":"#DIV/0!"},{"$error":"#DIV/0!"},{"$error":"#DIV/0!"},{"$error":"#DIV/0!"},{"$error":"#DIV/0!"},{"$error":"#DIV/0!"},{"$f":"AC$239*AC315","v":{"$error":"#DIV/0!"}},{"$error":"#DIV/0!"},{"$error":"#DIV/0!"},{"$f":"AF$239*AF315","v":{"$error":"#DIV/0!"}},{"$error":"#DIV/0!"},{"$error":"#DIV/0!"},{"$error":"#DIV/0!"},{"$error":"#DIV/0!"},{"$error":"#DIV/0!"},{"$error":"#DIV/0!"},{"$error":"#DIV/0!"},{"$error":"#DIV/0!"},{"$error":"#DIV/0!"},{"$error":"#DIV/0!"},{"$error":"#DIV/0!"},{"$error":"#DIV/0!"},{"$f":"AS$239*AS315","v":{"$error":"#DIV/0!"}},{"$f":"SUM(D320:AS320)","v":{"$error":"#DIV/0!"}},"Σ"]
[null,"後4","冷房時エネルギー消費量比",{"$f":"D$240/D325","v":{"$error":"#DIV/0!"}},{"$f":"E$240/E325","v":{"$error":"#DIV/0!"}},{"$f":"F$240/F325","v":{"$error":"#DIV/0!"}},{"$f":"G$240/G325","v":{"$error":"#DIV/0!"}},{"$error":"#DIV/0!"},{"$f":"I$240/I325","v":{"$error":"#DIV/0!"}},{"$f":"J$240/J325","v":{"$error":"#DIV/0!"}},{"$error":"#DIV/0!"},{"$error":"#DIV/0!"},{"$error":"#DIV/0!"},{"$error":"#DIV/0!"},{"$error":"#DIV/0!"},{"$error":"#DIV/0!"},{"$error":"#DIV/0!"},{"$error":"#DIV/0!"},{"$error":"#DIV/0!"},{"$error":"#DIV/0!"},{"$error":"#DIV/0!"},{"$error":"#DIV/0!"},{"$error":"#DIV/0!"},{"$error":"#DIV/0!"},{"$error":"#DIV/0!"},{"$error":"#DIV/0!"},{"$error":"#DIV/0!"},{"$error":"#DIV/0!"},{"$error":"#DIV/0!"},{"$error":"#DIV/0!"},{"$error":"#DIV/0!"},{"$error":"#DIV/0!"},{"$error":"#DIV/0!"},{"$error":"#DIV/0!"},{"$error":"#DIV/0!"},{"$error":"#DIV/0!"},{"$error":"#DIV/0!"},{"$error":"#DIV/0!"},{"$error":"#DIV/0!"},{"$error":"#DIV/0!"},{"$error":"#DIV/0!"},{"$error":"#DIV/0!"},{"$error":"#DIV/0!"},{"$error":"#DIV/0!"},{"$error":"#DIV/0!"},"冷房時エネルギー消費量比","εc"]
[null,null,"冷房能力",{"$f":"($T$43-1.054*$T$43)/(35-29)*(D$226-35)+$T$43","v":0},0,0,0,0,0,0,0,0,0,0,0,0,0,0,0,0,0,0,0,0,0,0,0,0,0,0,0,0,0,0,0,0,0,0,0,0,0,0,0,0,0,"冷房能力","Φc"]
[null,null,"冷房エネルギー消費量",{"$f":"($T$44-0.94*$T$44)/(35-29)*(D$226-35)+$T$44","v":0},0,0,0,0,0,0,0,0,0,0,0,0,0,0,0,0,0,0,0,0,0,0,0,0,0,0,0,0,0,0,0,0,0,0,0,0,0,0,0,0,0,"冷房エネルギー消費量","Pc"]
[null,null,"冷房COP",{"$f":"D322/(D323+$T$45*$I$46*D$240)","v":{"$error":"#DIV/0!"}},{"$f":"E322/(E323+$T$45*$I$46*E$240)","v":{"$error":"#DIV/0!"}},{"$error":"#DIV/0!"},{"$error":"#DIV/0!"},{"$error":"#DIV/0!"},{"$error":"#DIV/0!"},{"$error":"#DIV/0!"},{"$error":"#DIV/0!"},{"$error":"#DIV/0!"},{"$error":"#DIV/0!"},{"$error":"#DIV/0!"},{"$error":"#DIV/0!"},{"$error":"#DIV/0!"},{"$error":"#DIV/0!"},{"$error":"#DIV/0!"},{"$error":"#DIV/0!"},{"$error":"#DIV/0!"},{"$error":"#DIV/0!"},{"$error":"#DIV/0!"},{"$error":"#DIV/0!"},{"$error":"#DIV/0!"},{"$error":"#DIV/0!"},{"$error":"#DIV/0!"},{"$error":"#DIV/0!"},{"$error":"#DIV/0!"},{"$error":"#DIV/0!"},{"$error":"#DIV/0!"},{"$error":"#DIV/0!"},{"$error":"#DIV/0!"},{"$error":"#DIV/0!"},{"$error":"#DIV/0!"},{"$error":"#DIV/0!"},{"$error":"#DIV/0!"},{"$error":"#DIV/0!"},{"$error":"#DIV/0!"},{"$error":"#DIV/0!"},{"$error":"#DIV/0!"},{"$error":"#DIV/0!"},{"$error":"#DIV/0!"},{"$error":"#DIV/0!"},{"$error":"#DIV/0!"},{"$error":"#DIV/0!"},"冷房COP","σc"]
[null,null,"冷房COP比",{"$f":"$D324/$T$46","v":{"$error":"#DIV/0!"}},{"$f":"$E324/$T$46","v":{"$error":"#DIV/0!"}},{"$f":"$F324/$T$46","v":{"$error":"#DIV/0!"}},{"$f":"$G324/$T$46","v":{"$error":"#DIV/0!"}},{"$f":"$H324/$T$46","v":{"$error":"#DIV/0!"}},{"$f":"$I324/$T$46","v":{"$error":"#DIV/0!"}},{"$f":"$J324/$T$46","v":{"$error":"#DIV/0!"}},{"$f":"$K324/$T$46","v":{"$error":"#DIV/0!"}},{"$f":"$L324/$T$46","v":{"$error":"#DIV/0!"}},{"$f":"$M324/$T$46","v":{"$error":"#DIV/0!"}},{"$f":"$N324/$T$46","v":{"$error":"#DIV/0!"}},{"$f":"$O324/$T$46","v":{"$error":"#DIV/0!"}},{"$f":"$P324/$T$46","v":{"$error":"#DIV/0!"}},{"$f":"$Q324/$T$46","v":{"$error":"#DIV/0!"}},{"$f":"$R324/$T$46","v":{"$error":"#DIV/0!"}},{"$f":"$S324/$T$46","v":{"$error":"#DIV/0!"}},{"$f":"$T324/$T$46","v":{"$error":"#DIV/0!"}},{"$f":"$U324/$T$46","v":{"$error":"#DIV/0!"}},{"$f":"$V324/$T$46","v":{"$error":"#DIV/0!"}},{"$f":"$W324/$T$46","v":{"$error":"#DIV/0!"}},{"$f":"$X324/$T$46","v":{"$error":"#DIV/0!"}},{"$f":"$Y324/$T$46","v":{"$error":"#DIV/0!"}},{"$f":"$Z324/$T$46","v":{"$error":"#DIV/0!"}},{"$f":"$AA324/$T$46","v":{"$error":"#DIV/0!"}},{"$f":"$AB324/$T$46","v":{"$error":"#DIV/0!"}},{"$f":"$AC324/$T$46","v":{"$error":"#DIV/0!"}},{"$f":"$AD324/$T$46","v":{"$error":"#DIV/0!"}},{"$f":"$AE324/$T$46","v":{"$error":"#DIV/0!"}},{"$f":"$AF324/$T$46","v":{"$error":"#DIV/0!"}},{"$f":"$AG324/$T$46","v":{"$error":"#DIV/0!"}},{"$f":"$AH324/$T$46","v":{"$error":"#DIV/0!"}},{"$f":"$AI324/$T$46","v":{"$error":"#DIV/0!"}},{"$f":"$AJ324/$T$46","v":{"$error":"#DIV/0!"}},{"$f":"$AK324/$T$46","v":{"$error":"#DIV/0!"}},{"$f":"$AL324/$T$46","v":{"$error":"#DIV/0!"}},{"$f":"$AM324/$T$46","v":{"$error":"#DIV/0!"}},{"$f":"$AN324/$T$46","v":{"$error":"#DIV/0!"}},{"$f":"$AO324/$T$46","v":{"$error":"#DIV/0!"}},{"$f":"$AP324/$T$46","v":{"$error":"#DIV/0!"}},{"$f":"$AQ324/$T$46","v":{"$error":"#DIV/0!"}},{"$f":"$AR324/$T$46","v":{"$error":"#DIV/0!"}},{"$f":"$AS324/$T$46","v":{"$error":"#DIV/0!"}},"冷房COP比","βc"]
[null,null,"Σ",{"$f":"D$239*D321","v":{"$error":"#DIV/0!"}},{"$f":"E$239*E321","v":{"$error":"#DIV/0!"}},{"$error":"#DIV/0!"},{"$error":"#DIV/0!"},{"$error":"#DIV/0!"},{"$error":"#DIV/0!"},{"$error":"#DIV/0!"},{"$error":"#DIV/0!"},{"$error":"#DIV/0!"},{"$error":"#DIV/0!"},{"$error":"#DIV/0!"},{"$error":"#DIV/0!"},{"$error":"#DIV/0!"},{"$error":"#DIV/0!"},{"$error":"#DIV/0!"},{"$error":"#DIV/0!"},{"$error":"#DIV/0!"},{"$error":"#DIV/0!"},{"$error":"#DIV/0!"},{"$error":"#DIV/0!"},{"$error":"#DIV/0!"},{"$error":"#DIV/0!"},{"$error":"#DIV/0!"},{"$error":"#DIV/0!"},{"$error":"#DIV/0!"},{"$f":"AC$239*AC321","v":{"$error":"#DIV/0!"}},{"$error":"#DIV/0!"},{"$error":"#DIV/0!"},{"$f":"AF$239*AF321","v":{"$error":"#DIV/0!"}},{"$error":"#DIV/0!"},{"$error":"#DIV/0!"},{"$error":"#DIV/0!"},{"$error":"#DIV/0!"},{"$error":"#DIV/0!"},{"$error":"#DIV/0!"},{"$error":"#DIV/0!"},{"$error":"#DIV/0!"},{"$error":"#DIV/0!"},{"$error":"#DIV/0!"},{"$error":"#DIV/0!"},{"$error":"#DIV/0!"},{"$f":"AS$239*AS321","v":{"$error":"#DIV/0!"}},{"$f":"SUM(D326:AS326)","v":{"$error":"#DIV/0!"}},"Σ"]
[null,"後5","冷房時エネルギー消費量比",{"$f":"D$240/D331","v":{"$error":"#DIV/0!"}},{"$f":"E$240/E331","v":{"$error":"#DIV/0!"}},{"$f":"F$240/F331","v":{"$error":"#DIV/0!"}},{"$f":"G$240/G331","v":{"$error":"#DIV/0!"}},{"$error":"#DIV/0!"},{"$f":"I$240/I331","v":{"$error":"#DIV/0!"}},{"$f":"J$240/J331","v":{"$error":"#DIV/0!"}},{"$error":"#DIV/0!"},{"$error":"#DIV/0!"},{"$error":"#DIV/0!"},{"$error":"#DIV/0!"},{"$error":"#DIV/0!"},{"$error":"#DIV/0!"},{"$error":"#DIV/0!"},{"$error":"#DIV/0!"},{"$error":"#DIV/0!"},{"$error":"#DIV/0!"},{"$error":"#DIV/0!"},{"$error":"#DIV/0!"},{"$error":"#DIV/0!"},{"$error":"#DIV/0!"},{"$error":"#DIV/0!"},{"$error":"#DIV/0!"},{"$error":"#DIV/0!"},{"$error":"#DIV/0!"},{"$error":"#DIV/0!"},{"$error":"#DIV/0!"},{"$error":"#DIV/0!"},{"$error":"#DIV/0!"},{"$error":"#DIV/0!"},{"$error":"#DIV/0!"},{"$error":"#DIV/0!"},{"$error":"#DIV/0!"},{"$error":"#DIV/0!"},{"$error":"#DIV/0!"},{"$error":"#DIV/0!"},{"$error":"#DIV/0!"},{"$error":"#DIV/0!"},{"$error":"#DIV/0!"},{"$error":"#DIV/0!"},{"$error":"#DIV/0!"},{"$error":"#DIV/0!"},"冷房時エネルギー消費量比","εc"]
[null,null,"冷房能力",{"$f":"($U$43-1.054*$U$43)/(35-29)*(D$226-35)+$U$43","v":0},0,0,0,0,0,0,0,0,0,0,0,0,0,0,0,0,0,0,0,0,0,0,0,0,0,0,0,0,0,0,0,0,0,0,0,0,0,0,0,0,0,"冷房能力","Φc"]
[null,null,"冷房エネルギー消費量",{"$f":"($U$44-0.94*$U$44)/(35-29)*(D$226-35)+$U$44","v":0},0,0,0,0,0,0,0,0,0,0,0,0,0,0,0,0,0,0,0,0,0,0,0,0,0,0,0,0,0,0,0,0,0,0,0,0,0,0,0,0,0,"冷房エネルギー消費量","Pc"]
[null,null,"冷房COP",{"$f":"D328/(D329+$U$45*$I$46*D$240)","v":{"$error":"#DIV/0!"}},{"$f":"E328/(E329+$U$45*$I$46*E$240)","v":{"$error":"#DIV/0!"}},{"$error":"#DIV/0!"},{"$error":"#DIV/0!"},{"$error":"#DIV/0!"},{"$error":"#DIV/0!"},{"$error":"#DIV/0!"},{"$error":"#DIV/0!"},{"$error":"#DIV/0!"},{"$error":"#DIV/0!"},{"$error":"#DIV/0!"},{"$error":"#DIV/0!"},{"$error":"#DIV/0!"},{"$error":"#DIV/0!"},{"$error":"#DIV/0!"},{"$error":"#DIV/0!"},{"$error":"#DIV/0!"},{"$error":"#DIV/0!"},{"$error":"#DIV/0!"},{"$error":"#DIV/0!"},{"$error":"#DIV/0!"},{"$error":"#DIV/0!"},{"$error":"#DIV/0!"},{"$error":"#DIV/0!"},{"$error":"#DIV/0!"},{"$error":"#DIV/0!"},{"$error":"#DIV/0!"},{"$error":"#DIV/0!"},{"$error":"#DIV/0!"},{"$error":"#DIV/0!"},{"$error":"#DIV/0!"},{"$error":"#DIV/0!"},{"$error":"#DIV/0!"},{"$error":"#DIV/0!"},{"$error":"#DIV/0!"},{"$error":"#DIV/0!"},{"$error":"#DIV/0!"},{"$error":"#DIV/0!"},{"$error":"#DIV/0!"},{"$error":"#DIV/0!"},{"$error":"#DIV/0!"},{"$error":"#DIV/0!"},"冷房COP","σc"]
[null,null,"冷房COP比",{"$f":"$D330/$U$46","v":{"$error":"#DIV/0!"}},{"$f":"$E330/$U$46","v":{"$error":"#DIV/0!"}},{"$f":"$F330/$U$46","v":{"$error":"#DIV/0!"}},{"$f":"$G330/$U$46","v":{"$error":"#DIV/0!"}},{"$f":"$H330/$U$46","v":{"$error":"#DIV/0!"}},{"$f":"$I330/$U$46","v":{"$error":"#DIV/0!"}},{"$f":"$J330/$U$46","v":{"$error":"#DIV/0!"}},{"$f":"$K330/$U$46","v":{"$error":"#DIV/0!"}},{"$f":"$L330/$U$46","v":{"$error":"#DIV/0!"}},{"$f":"$M330/$U$46","v":{"$error":"#DIV/0!"}},{"$f":"$N330/$U$46","v":{"$error":"#DIV/0!"}},{"$f":"$O330/$U$46","v":{"$error":"#DIV/0!"}},{"$f":"$P330/$U$46","v":{"$error":"#DIV/0!"}},{"$f":"$Q330/$U$46","v":{"$error":"#DIV/0!"}},{"$f":"$R330/$U$46","v":{"$error":"#DIV/0!"}},{"$f":"$S330/$U$46","v":{"$error":"#DIV/0!"}},{"$f":"$T330/$U$46","v":{"$error":"#DIV/0!"}},{"$f":"$U330/$U$46","v":{"$error":"#DIV/0!"}},{"$f":"$V330/$U$46","v":{"$error":"#DIV/0!"}},{"$f":"$W330/$U$46","v":{"$error":"#DIV/0!"}},{"$f":"$X330/$U$46","v":{"$error":"#DIV/0!"}},{"$f":"$Y330/$U$46","v":{"$error":"#DIV/0!"}},{"$f":"$Z330/$U$46","v":{"$error":"#DIV/0!"}},{"$f":"$AA330/$U$46","v":{"$error":"#DIV/0!"}},{"$f":"$AB330/$U$46","v":{"$error":"#DIV/0!"}},{"$f":"$AC330/$U$46","v":{"$error":"#DIV/0!"}},{"$f":"$AD330/$U$46","v":{"$error":"#DIV/0!"}},{"$f":"$AE330/$U$46","v":{"$error":"#DIV/0!"}},{"$f":"$AF330/$U$46","v":{"$error":"#DIV/0!"}},{"$f":"$AG330/$U$46","v":{"$error":"#DIV/0!"}},{"$f":"$AH330/$U$46","v":{"$error":"#DIV/0!"}},{"$f":"$AI330/$U$46","v":{"$error":"#DIV/0!"}},{"$f":"$AJ330/$U$46","v":{"$error":"#DIV/0!"}},{"$f":"$AK330/$U$46","v":{"$error":"#DIV/0!"}},{"$f":"$AL330/$U$46","v":{"$error":"#DIV/0!"}},{"$f":"$AM330/$U$46","v":{"$error":"#DIV/0!"}},{"$f":"$AN330/$U$46","v":{"$error":"#DIV/0!"}},{"$f":"$AO330/$U$46","v":{"$error":"#DIV/0!"}},{"$f":"$AP330/$U$46","v":{"$error":"#DIV/0!"}},{"$f":"$AQ330/$U$46","v":{"$error":"#DIV/0!"}},{"$f":"$AR330/$U$46","v":{"$error":"#DIV/0!"}},{"$f":"$AS330/$U$46","v":{"$error":"#DIV/0!"}},"冷房COP比","βc"]
[null,null,"Σ",{"$f":"D$239*D327","v":{"$error":"#DIV/0!"}},{"$f":"E$239*E327","v":{"$error":"#DIV/0!"}},{"$error":"#DIV/0!"},{"$error":"#DIV/0!"},{"$error":"#DIV/0!"},{"$error":"#DIV/0!"},{"$error":"#DIV/0!"},{"$error":"#DIV/0!"},{"$error":"#DIV/0!"},{"$error":"#DIV/0!"},{"$error":"#DIV/0!"},{"$error":"#DIV/0!"},{"$error":"#DIV/0!"},{"$error":"#DIV/0!"},{"$error":"#DIV/0!"},{"$error":"#DIV/0!"},{"$error":"#DIV/0!"},{"$error":"#DIV/0!"},{"$f":"V$239*V327","v":{"$error":"#DIV/0!"}},{"$error":"#DIV/0!"},{"$error":"#DIV/0!"},{"$error":"#DIV/0!"},{"$error":"#DIV/0!"},{"$error":"#DIV/0!"},{"$error":"#DIV/0!"},{"$f":"AC$239*AC327","v":{"$error":"#DIV/0!"}},{"$error":"#DIV/0!"},{"$error":"#DIV/0!"},{"$f":"AF$239*AF327","v":{"$error":"#DIV/0!"}},{"$error":"#DIV/0!"},{"$error":"#DIV/0!"},{"$error":"#DIV/0!"},{"$error":"#DIV/0!"},{"$error":"#DIV/0!"},{"$error":"#DIV/0!"},{"$error":"#DIV/0!"},{"$error":"#DIV/0!"},{"$error":"#DIV/0!"},{"$error":"#DIV/0!"},{"$error":"#DIV/0!"},{"$error":"#DIV/0!"},{"$f":"AS$239*AS327","v":{"$error":"#DIV/0!"}},{"$f":"SUM(D332:AS332)","v":{"$error":"#DIV/0!"}},"Σ"]
[null,"後6","冷房時エネルギー消費量比",{"$f":"D$240/D337","v":{"$error":"#DIV/0!"}},{"$f":"E$240/E337","v":{"$error":"#DIV/0!"}},{"$f":"F$240/F337","v":{"$error":"#DIV/0!"}},{"$f":"G$240/G337","v":{"$error":"#DIV/0!"}},{"$error":"#DIV/0!"},{"$f":"I$240/I337","v":{"$error":"#DIV/0!"}},{"$f":"J$240/J337","v":{"$error":"#DIV/0!"}},{"$error":"#DIV/0!"},{"$error":"#DIV/0!"},{"$error":"#DIV/0!"},{"$error":"#DIV/0!"},{"$error":"#DIV/0!"},{"$error":"#DIV/0!"},{"$error":"#DIV/0!"},{"$error":"#DIV/0!"},{"$error":"#DIV/0!"},{"$error":"#DIV/0!"},{"$error":"#DIV/0!"},{"$error":"#DIV/0!"},{"$error":"#DIV/0!"},{"$error":"#DIV/0!"},{"$error":"#DIV/0!"},{"$error":"#DIV/0!"},{"$error":"#DIV/0!"},{"$error":"#DIV/0!"},{"$error":"#DIV/0!"},{"$error":"#DIV/0!"},{"$error":"#DIV/0!"},{"$error":"#DIV/0!"},{"$error":"#DIV/0!"},{"$error":"#DIV/0!"},{"$error":"#DIV/0!"},{"$error":"#DIV/0!"},{"$error":"#DIV/0!"},{"$error":"#DIV/0!"},{"$error":"#DIV/0!"},{"$error":"#DIV/0!"},{"$error":"#DIV/0!"},{"$error":"#DIV/0!"},{"$error":"#DIV/0!"},{"$error":"#DIV/0!"},{"$error":"#DIV/0!"},"冷房時エネルギー消費量比","εc"]
[null,null,"冷房能力",{"$f":"($V$43-1.054*$V$43)/(35-29)*(D$226-35)+$V$43","v":0},0,0,0,0,0,0,0,0,0,0,0,0,0,0,0,0,0,0,0,0,0,0,0,0,0,0,0,0,0,0,0,0,0,0,0,0,0,0,0,0,0,"冷房能力","Φc"]
[null,null,"冷房エネルギー消費量",{"$f":"($V$44-0.94*$V$44)/(35-29)*(D$226-35)+$V$44","v":0},0,0,0,0,0,0,0,0,0,0,0,0,0,0,0,0,0,0,0,0,0,0,0,0,0,0,0,0,0,0,0,0,0,0,0,0,0,0,0,0,0,"冷房エネルギー消費量","Pc"]
[null,null,"冷房COP",{"$f":"D334/(D335+$V$45*$I$46*D$240)","v":{"$error":"#DIV/0!"}},{"$f":"E334/(E335+$V$45*$I$46*E$240)","v":{"$error":"#DIV/0!"}},{"$f":"F334/(F335+$V$45*$I$46*F$240)","v":{"$error":"#DIV/0!"}},{"$error":"#DIV/0!"},{"$error":"#DIV/0!"},{"$error":"#DIV/0!"},{"$error":"#DIV/0!"},{"$error":"#DIV/0!"},{"$error":"#DIV/0!"},{"$error":"#DIV/0!"},{"$error":"#DIV/0!"},{"$error":"#DIV/0!"},{"$error":"#DIV/0!"},{"$error":"#DIV/0!"},{"$error":"#DIV/0!"},{"$error":"#DIV/0!"},{"$error":"#DIV/0!"},{"$error":"#DIV/0!"},{"$error":"#DIV/0!"},{"$error":"#DIV/0!"},{"$error":"#DIV/0!"},{"$error":"#DIV/0!"},{"$error":"#DIV/0!"},{"$error":"#DIV/0!"},{"$error":"#DIV/0!"},{"$error":"#DIV/0!"},{"$error":"#DIV/0!"},{"$error":"#DIV/0!"},{"$error":"#DIV/0!"},{"$error":"#DIV/0!"},{"$error":"#DIV/0!"},{"$error":"#DIV/0!"},{"$error":"#DIV/0!"},{"$error":"#DIV/0!"},{"$error":"#DIV/0!"},{"$error":"#DIV/0!"},{"$error":"#DIV/0!"},{"$error":"#DIV/0!"},{"$error":"#DIV/0!"},{"$error":"#DIV/0!"},{"$error":"#DIV/0!"},{"$error":"#DIV/0!"},"冷房COP","σc"]
[null,null,"冷房COP比",{"$f":"$D336/$V$46","v":{"$error":"#DIV/0!"}},{"$f":"$E336/$V$46","v":{"$error":"#DIV/0!"}},{"$f":"$F336/$V$46","v":{"$error":"#DIV/0!"}},{"$f":"$G336/$V$46","v":{"$error":"#DIV/0!"}},{"$f":"$H336/$V$46","v":{"$error":"#DIV/0!"}},{"$f":"$I336/$V$46","v":{"$error":"#DIV/0!"}},{"$f":"$J336/$V$46","v":{"$error":"#DIV/0!"}},{"$f":"$K336/$V$46","v":{"$error":"#DIV/0!"}},{"$f":"$L336/$V$46","v":{"$error":"#DIV/0!"}},{"$f":"$M336/$V$46","v":{"$error":"#DIV/0!"}},{"$f":"$N336/$V$46","v":{"$error":"#DIV/0!"}},{"$f":"$O336/$V$46","v":{"$error":"#DIV/0!"}},{"$f":"$P336/$V$46","v":{"$error":"#DIV/0!"}},{"$f":"$Q336/$V$46","v":{"$error":"#DIV/0!"}},{"$f":"$R336/$V$46","v":{"$error":"#DIV/0!"}},{"$f":"$S336/$V$46","v":{"$error":"#DIV/0!"}},{"$f":"$T336/$V$46","v":{"$error":"#DIV/0!"}},{"$f":"$U336/$V$46","v":{"$error":"#DIV/0!"}},{"$f":"$V336/$V$46","v":{"$error":"#DIV/0!"}},{"$f":"$W336/$V$46","v":{"$error":"#DIV/0!"}},{"$f":"$X336/$V$46","v":{"$error":"#DIV/0!"}},{"$f":"$Y336/$V$46","v":{"$error":"#DIV/0!"}},{"$f":"$Z336/$V$46","v":{"$error":"#DIV/0!"}},{"$f":"$AA336/$V$46","v":{"$error":"#DIV/0!"}},{"$f":"$AB336/$V$46","v":{"$error":"#DIV/0!"}},{"$f":"$AC336/$V$46","v":{"$error":"#DIV/0!"}},{"$f":"$AD336/$V$46","v":{"$error":"#DIV/0!"}},{"$f":"$AE336/$V$46","v":{"$error":"#DIV/0!"}},{"$f":"$AF336/$V$46","v":{"$error":"#DIV/0!"}},{"$f":"$AG336/$V$46","v":{"$error":"#DIV/0!"}},{"$f":"$AH336/$V$46","v":{"$error":"#DIV/0!"}},{"$f":"$AI336/$V$46","v":{"$error":"#DIV/0!"}},{"$f":"$AJ336/$V$46","v":{"$error":"#DIV/0!"}},{"$f":"$AK336/$V$46","v":{"$error":"#DIV/0!"}},{"$f":"$AL336/$V$46","v":{"$error":"#DIV/0!"}},{"$f":"$AM336/$V$46","v":{"$error":"#DIV/0!"}},{"$f":"$AN336/$V$46","v":{"$error":"#DIV/0!"}},{"$f":"$AO336/$V$46","v":{"$error":"#DIV/0!"}},{"$f":"$AP336/$V$46","v":{"$error":"#DIV/0!"}},{"$f":"$AQ336/$V$46","v":{"$error":"#DIV/0!"}},{"$f":"$AR336/$V$46","v":{"$error":"#DIV/0!"}},{"$f":"$AS336/$V$46","v":{"$error":"#DIV/0!"}},"冷房COP比","βc"]
[null,null,"Σ",{"$f":"D$239*D333","v":{"$error":"#DIV/0!"}},{"$f":"E$239*E333","v":{"$error":"#DIV/0!"}},{"$error":"#DIV/0!"},{"$error":"#DIV/0!"},{"$error":"#DIV/0!"},{"$error":"#DIV/0!"},{"$error":"#DIV/0!"},{"$error":"#DIV/0!"},{"$error":"#DIV/0!"},{"$error":"#DIV/0!"},{"$error":"#DIV/0!"},{"$error":"#DIV/0!"},{"$error":"#DIV/0!"},{"$error":"#DIV/0!"},{"$f":"R$239*R333","v":{"$error":"#DIV/0!"}},{"$error":"#DIV/0!"},{"$error":"#DIV/0!"},{"$error":"#DIV/0!"},{"$error":"#DIV/0!"},{"$error":"#DIV/0!"},{"$error":"#DIV/0!"},{"$error":"#DIV/0!"},{"$error":"#DIV/0!"},{"$error":"#DIV/0!"},{"$error":"#DIV/0!"},{"$f":"AC$239*AC333","v":{"$error":"#DIV/0!"}},{"$error":"#DIV/0!"},{"$error":"#DIV/0!"},{"$f":"AF$239*AF333","v":{"$error":"#DIV/0!"}},{"$error":"#DIV/0!"},{"$error":"#DIV/0!"},{"$error":"#DIV/0!"},{"$error":"#DIV/0!"},{"$error":"#DIV/0!"},{"$error":"#DIV/0!"},{"$error":"#DIV/0!"},{"$error":"#DIV/0!"},{"$error":"#DIV/0!"},{"$error":"#DIV/0!"},{"$error":"#DIV/0!"},{"$error":"#DIV/0!"},{"$f":"AS$239*AS333","v":{"$error":"#DIV/0!"}},{"$f":"SUM(D338:AS338)","v":{"$error":"#DIV/0!"}},"Σ"]
[null,"後7","冷房時エネルギー消費量比",{"$f":"D$240/D343","v":{"$error":"#DIV/0!"}},{"$f":"E$240/E343","v":{"$error":"#DIV/0!"}},{"$f":"F$240/F343","v":{"$error":"#DIV/0!"}},{"$f":"G$240/G343","v":{"$error":"#DIV/0!"}},{"$error":"#DIV/0!"},{"$f":"I$240/I343","v":{"$error":"#DIV/0!"}},{"$f":"J$240/J343","v":{"$error":"#DIV/0!"}},{"$error":"#DIV/0!"},{"$error":"#DIV/0!"},{"$error":"#DIV/0!"},{"$error":"#DIV/0!"},{"$error":"#DIV/0!"},{"$error":"#DIV/0!"},{"$error":"#DIV/0!"},{"$error":"#DIV/0!"},{"$error":"#DIV/0!"},{"$error":"#DIV/0!"},{"$error":"#DIV/0!"},{"$error":"#DIV/0!"},{"$error":"#DIV/0!"},{"$error":"#DIV/0!"},{"$error":"#DIV/0!"},{"$error":"#DIV/0!"},{"$error":"#DIV/0!"},{"$error":"#DIV/0!"},{"$error":"#DIV/0!"},{"$error":"#DIV/0!"},{"$error":"#DIV/0!"},{"$error":"#DIV/0!"},{"$error":"#DIV/0!"},{"$error":"#DIV/0!"},{"$error":"#DIV/0!"},{"$error":"#DIV/0!"},{"$error":"#DIV/0!"},{"$error":"#DIV/0!"},{"$error":"#DIV/0!"},{"$error":"#DIV/0!"},{"$error":"#DIV/0!"},{"$error":"#DIV/0!"},{"$error":"#DIV/0!"},{"$error":"#DIV/0!"},{"$error":"#DIV/0!"},"冷房時エネルギー消費量比","εc"]
[null,null,"冷房能力",{"$f":"($W$43-1.054*$W$43)/(35-29)*(D$226-35)+$W$43","v":0},0,0,0,0,0,0,0,0,0,0,0,0,0,0,0,0,0,0,0,0,0,0,0,0,0,0,0,0,0,0,0,0,0,0,0,0,0,0,0,0,0,"冷房能力","Φc"]
[null,null,"冷房エネルギー消費量",{"$f":"($W$44-0.94*$W$44)/(35-29)*(D$226-35)+$W$44","v":0},0,0,0,0,0,0,0,0,0,0,0,0,0,0,0,0,0,0,0,0,0,0,0,0,0,0,0,0,0,0,0,0,0,0,0,0,0,0,0,0,0,"冷房エネルギー消費量","Pc"]
[null,null,"冷房COP",{"$f":"D340/(D341+$W$45*$I$46*D$240)","v":{"$error":"#DIV/0!"}},{"$f":"E340/(E341+$W$45*$I$46*E$240)","v":{"$error":"#DIV/0!"}},{"$error":"#DIV/0!"},{"$error":"#DIV/0!"},{"$error":"#DIV/0!"},{"$error":"#DIV/0!"},{"$error":"#DIV/0!"},{"$error":"#DIV/0!"},{"$error":"#DIV/0!"},{"$error":"#DIV/0!"},{"$error":"#DIV/0!"},{"$error":"#DIV/0!"},{"$error":"#DIV/0!"},{"$error":"#DIV/0!"},{"$error":"#DIV/0!"},{"$error":"#DIV/0!"},{"$error":"#DIV/0!"},{"$error":"#DIV/0!"},{"$error":"#DIV/0!"},{"$error":"#DIV/0!"},{"$error":"#DIV/0!"},{"$error":"#DIV/0!"},{"$error":"#DIV/0!"},{"$error":"#DIV/0!"},{"$error":"#DIV/0!"},{"$error":"#DIV/0!"},{"$error":"#DIV/0!"},{"$error":"#DIV/0!"},{"$error":"#DIV/0!"},{"$error":"#DIV/0!"},{"$error":"#DIV/0!"},{"$error":"#DIV/0!"},{"$error":"#DIV/0!"},{"$error":"#DIV/0!"},{"$error":"#DIV/0!"},{"$error":"#DIV/0!"},{"$error":"#DIV/0!"},{"$error":"#DIV/0!"},{"$error":"#DIV/0!"},{"$error":"#DIV/0!"},{"$error":"#DIV/0!"},{"$error":"#DIV/0!"},"冷房COP","σc"]
[null,null,"冷房COP比",{"$f":"$D342/$W$46","v":{"$error":"#DIV/0!"}},{"$f":"$E342/$W$46","v":{"$error":"#DIV/0!"}},{"$f":"$F342/$W$46","v":{"$error":"#DIV/0!"}},{"$f":"$G342/$W$46","v":{"$error":"#DIV/0!"}},{"$f":"$H342/$W$46","v":{"$error":"#DIV/0!"}},{"$f":"$I342/$W$46","v":{"$error":"#DIV/0!"}},{"$f":"$J342/$W$46","v":{"$error":"#DIV/0!"}},{"$f":"$K342/$W$46","v":{"$error":"#DIV/0!"}},{"$f":"$L342/$W$46","v":{"$error":"#DIV/0!"}},{"$f":"$M342/$W$46","v":{"$error":"#DIV/0!"}},{"$f":"$N342/$W$46","v":{"$error":"#DIV/0!"}},{"$f":"$O342/$W$46","v":{"$error":"#DIV/0!"}},{"$f":"$P342/$W$46","v":{"$error":"#DIV/0!"}},{"$f":"$Q342/$W$46","v":{"$error":"#DIV/0!"}},{"$f":"$R342/$W$46","v":{"$error":"#DIV/0!"}},{"$f":"$S342/$W$46","v":{"$error":"#DIV/0!"}},{"$f":"$T342/$W$46","v":{"$error":"#DIV/0!"}},{"$f":"$U342/$W$46","v":{"$error":"#DIV/0!"}},{"$f":"$V342/$W$46","v":{"$error":"#DIV/0!"}},{"$f":"$W342/$W$46","v":{"$error":"#DIV/0!"}},{"$f":"$X342/$W$46","v":{"$error":"#DIV/0!"}},{"$f":"$Y342/$W$46","v":{"$error":"#DIV/0!"}},{"$f":"$Z342/$W$46","v":{"$error":"#DIV/0!"}},{"$f":"$AA342/$W$46","v":{"$error":"#DIV/0!"}},{"$f":"$AB342/$W$46","v":{"$error":"#DIV/0!"}},{"$f":"$AC342/$W$46","v":{"$error":"#DIV/0!"}},{"$f":"$AD342/$W$46","v":{"$error":"#DIV/0!"}},{"$f":"$AE342/$W$46","v":{"$error":"#DIV/0!"}},{"$f":"$AF342/$W$46","v":{"$error":"#DIV/0!"}},{"$f":"$AG342/$W$46","v":{"$error":"#DIV/0!"}},{"$f":"$AH342/$W$46","v":{"$error":"#DIV/0!"}},{"$f":"$AI342/$W$46","v":{"$error":"#DIV/0!"}},{"$f":"$AJ342/$W$46","v":{"$error":"#DIV/0!"}},{"$f":"$AK342/$W$46","v":{"$error":"#DIV/0!"}},{"$f":"$AL342/$W$46","v":{"$error":"#DIV/0!"}},{"$f":"$AM342/$W$46","v":{"$error":"#DIV/0!"}},{"$f":"$AN342/$W$46","v":{"$error":"#DIV/0!"}},{"$f":"$AO342/$W$46","v":{"$error":"#DIV/0!"}},{"$f":"$AP342/$W$46","v":{"$error":"#DIV/0!"}},{"$f":"$AQ342/$W$46","v":{"$error":"#DIV/0!"}},{"$f":"$AR342/$W$46","v":{"$error":"#DIV/0!"}},{"$f":"$AS342/$W$46","v":{"$error":"#DIV/0!"}},"冷房COP比","βc"]
[null,null,"Σ",{"$f":"D$239*D339","v":{"$error":"#DIV/0!"}},{"$f":"E$239*E339","v":{"$error":"#DIV/0!"}},{"$error":"#DIV/0!"},{"$error":"#DIV/0!"},{"$error":"#DIV/0!"},{"$error":"#DIV/0!"},{"$error":"#DIV/0!"},{"$error":"#DIV/0!"},{"$error":"#DIV/0!"},{"$error":"#DIV/0!"},{"$error":"#DIV/0!"},{"$f":"O$239*O339","v":{"$error":"#DIV/0!"}},{"$error":"#DIV/0!"},{"$error":"#DIV/0!"},{"$error":"#DIV/0!"},{"$error":"#DIV/0!"},{"$error":"#DIV/0!"},{"$error":"#DIV/0!"},{"$error":"#DIV/0!"},{"$error":"#DIV/0!"},{"$error":"#DIV/0!"},{"$error":"#DIV/0!"},{"$error":"#DIV/0!"},{"$error":"#DIV/0!"},{"$error":"#DIV/0!"},{"$f":"AC$239*AC339","v":{"$error":"#DIV/0!"}},{"$error":"#DIV/0!"},{"$error":"#DIV/0!"},{"$f":"AF$239*AF339","v":{"$error":"#DIV/0!"}},{"$error":"#DIV/0!"},{"$error":"#DIV/0!"},{"$error":"#DIV/0!"},{"$error":"#DIV/0!"},{"$error":"#DIV/0!"},{"$error":"#DIV/0!"},{"$error":"#DIV/0!"},{"$error":"#DIV/0!"},{"$error":"#DIV/0!"},{"$error":"#DIV/0!"},{"$error":"#DIV/0!"},{"$error":"#DIV/0!"},{"$f":"AS$239*AS339","v":{"$error":"#DIV/0!"}},{"$f":"SUM(D344:AS344)","v":{"$error":"#DIV/0!"}},"Σ"]
[null,"後8","冷房時エネルギー消費量比",{"$f":"D$240/D349","v":{"$error":"#DIV/0!"}},{"$f":"E$240/E349","v":{"$error":"#DIV/0!"}},{"$f":"F$240/F349","v":{"$error":"#DIV/0!"}},{"$f":"G$240/G349","v":{"$error":"#DIV/0!"}},{"$error":"#DIV/0!"},{"$f":"I$240/I349","v":{"$error":"#DIV/0!"}},{"$f":"J$240/J349","v":{"$error":"#DIV/0!"}},{"$error":"#DIV/0!"},{"$error":"#DIV/0!"},{"$error":"#DIV/0!"},{"$error":"#DIV/0!"},{"$error":"#DIV/0!"},{"$error":"#DIV/0!"},{"$error":"#DIV/0!"},{"$error":"#DIV/0!"},{"$error":"#DIV/0!"},{"$error":"#DIV/0!"},{"$error":"#DIV/0!"},{"$error":"#DIV/0!"},{"$error":"#DIV/0!"},{"$error":"#DIV/0!"},{"$error":"#DIV/0!"},{"$error":"#DIV/0!"},{"$error":"#DIV/0!"},{"$error":"#DIV/0!"},{"$error":"#DIV/0!"},{"$error":"#DIV/0!"},{"$error":"#DIV/0!"},{"$error":"#DIV/0!"},{"$error":"#DIV/0!"},{"$error":"#DIV/0!"},{"$error":"#DIV/0!"},{"$error":"#DIV/0!"},{"$error":"#DIV/0!"},{"$error":"#DIV/0!"},{"$error":"#DIV/0!"},{"$error":"#DIV/0!"},{"$error":"#DIV/0!"},{"$error":"#DIV/0!"},{"$error":"#DIV/0!"},{"$error":"#DIV/0!"},{"$f":"AS$240/AS349","v":{"$error":"#DIV/0!"}},"冷房時エネルギー消費量比","εc"]
[null,null,"冷房能力",{"$f":"($X$43-1.054*$X$43)/(35-29)*(D$226-35)+$X$43","v":0},0,0,0,0,0,0,0,0,0,0,0,0,0,0,0,0,0,0,0,0,0,0,0,0,0,0,0,0,0,0,0,0,0,0,0,0,0,0,0,0,0,"冷房能力","Φc"]
[null,null,"冷房エネルギー消費量",{"$f":"($X$44-0.94*$X$44)/(35-29)*(D$226-35)+$X$44","v":0},0,0,0,0,0,0,0,0,0,0,0,0,0,0,0,0,0,0,0,0,0,0,0,0,0,0,0,0,0,0,0,0,0,0,0,0,0,0,0,0,0,"冷房エネルギー消費量","Pc"]
[null,null,"冷房COP",{"$f":"D346/(D347+$X$45*$I$46*D$240)","v":{"$error":"#DIV/0!"}},{"$f":"E346/(E347+$X$45*$I$46*E$240)","v":{"$error":"#DIV/0!"}},{"$error":"#DIV/0!"},{"$error":"#DIV/0!"},{"$error":"#DIV/0!"},{"$error":"#DIV/0!"},{"$error":"#DIV/0!"},{"$error":"#DIV/0!"},{"$error":"#DIV/0!"},{"$error":"#DIV/0!"},{"$error":"#DIV/0!"},{"$error":"#DIV/0!"},{"$error":"#DIV/0!"},{"$error":"#DIV/0!"},{"$error":"#DIV/0!"},{"$error":"#DIV/0!"},{"$error":"#DIV/0!"},{"$error":"#DIV/0!"},{"$error":"#DIV/0!"},{"$error":"#DIV/0!"},{"$error":"#DIV/0!"},{"$error":"#DIV/0!"},{"$error":"#DIV/0!"},{"$error":"#DIV/0!"},{"$error":"#DIV/0!"},{"$error":"#DIV/0!"},{"$error":"#DIV/0!"},{"$error":"#DIV/0!"},{"$error":"#DIV/0!"},{"$error":"#DIV/0!"},{"$error":"#DIV/0!"},{"$error":"#DIV/0!"},{"$error":"#DIV/0!"},{"$error":"#DIV/0!"},{"$error":"#DIV/0!"},{"$error":"#DIV/0!"},{"$error":"#DIV/0!"},{"$error":"#DIV/0!"},{"$error":"#DIV/0!"},{"$error":"#DIV/0!"},{"$error":"#DIV/0!"},{"$error":"#DIV/0!"},"冷房COP","σc"]
[null,null,"冷房COP比",{"$f":"$D348/$X$46","v":{"$error":"#DIV/0!"}},{"$f":"$E348/$X$46","v":{"$error":"#DIV/0!"}},{"$f":"$F348/$X$46","v":{"$error":"#DIV/0!"}},{"$f":"$G348/$X$46","v":{"$error":"#DIV/0!"}},{"$f":"$H348/$X$46","v":{"$error":"#DIV/0!"}},{"$f":"$I348/$X$46","v":{"$error":"#DIV/0!"}},{"$f":"$J348/$X$46","v":{"$error":"#DIV/0!"}},{"$f":"$K348/$X$46","v":{"$error":"#DIV/0!"}},{"$f":"$L348/$X$46","v":{"$error":"#DIV/0!"}},{"$f":"$M348/$X$46","v":{"$error":"#DIV/0!"}},{"$f":"$N348/$X$46","v":{"$error":"#DIV/0!"}},{"$f":"$O348/$X$46","v":{"$error":"#DIV/0!"}},{"$f":"$P348/$X$46","v":{"$error":"#DIV/0!"}},{"$f":"$Q348/$X$46","v":{"$error":"#DIV/0!"}},{"$f":"$R348/$X$46","v":{"$error":"#DIV/0!"}},{"$f":"$S348/$X$46","v":{"$error":"#DIV/0!"}},{"$f":"$T348/$X$46","v":{"$error":"#DIV/0!"}},{"$f":"$U348/$X$46","v":{"$error":"#DIV/0!"}},{"$f":"$V348/$X$46","v":{"$error":"#DIV/0!"}},{"$f":"$W348/$X$46","v":{"$error":"#DIV/0!"}},{"$f":"$X348/$X$46","v":{"$error":"#DIV/0!"}},{"$f":"$Y348/$X$46","v":{"$error":"#DIV/0!"}},{"$f":"$Z348/$X$46","v":{"$error":"#DIV/0!"}},{"$f":"$AA348/$X$46","v":{"$error":"#DIV/0!"}},{"$f":"$AB348/$X$46","v":{"$error":"#DIV/0!"}},{"$f":"$AC348/$X$46","v":{"$error":"#DIV/0!"}},{"$f":"$AD348/$X$46","v":{"$error":"#DIV/0!"}},{"$f":"$AE348/$X$46","v":{"$error":"#DIV/0!"}},{"$f":"$AF348/$X$46","v":{"$error":"#DIV/0!"}},{"$f":"$AG348/$X$46","v":{"$error":"#DIV/0!"}},{"$f":"$AH348/$X$46","v":{"$error":"#DIV/0!"}},{"$f":"$AI348/$X$46","v":{"$error":"#DIV/0!"}},{"$f":"$AJ348/$X$46","v":{"$error":"#DIV/0!"}},{"$f":"$AK348/$X$46","v":{"$error":"#DIV/0!"}},{"$f":"$AL348/$X$46","v":{"$error":"#DIV/0!"}},{"$f":"$AM348/$X$46","v":{"$error":"#DIV/0!"}},{"$f":"$AN348/$X$46","v":{"$error":"#DIV/0!"}},{"$f":"$AO348/$X$46","v":{"$error":"#DIV/0!"}},{"$f":"$AP348/$X$46","v":{"$error":"#DIV/0!"}},{"$f":"$AQ348/$X$46","v":{"$error":"#DIV/0!"}},{"$f":"$AR348/$X$46","v":{"$error":"#DIV/0!"}},{"$f":"$AS348/$X$46","v":{"$error":"#DIV/0!"}},"冷房COP比","βc"]
[null,null,"Σ",{"$f":"D$239*D345","v":{"$error":"#DIV/0!"}},{"$f":"E$239*E345","v":{"$error":"#DIV/0!"}},{"$error":"#DIV/0!"},{"$error":"#DIV/0!"},{"$error":"#DIV/0!"},{"$error":"#DIV/0!"},{"$error":"#DIV/0!"},{"$error":"#DIV/0!"},{"$error":"#DIV/0!"},{"$error":"#DIV/0!"},{"$error":"#DIV/0!"},{"$error":"#DIV/0!"},{"$error":"#DIV/0!"},{"$error":"#DIV/0!"},{"$error":"#DIV/0!"},{"$error":"#DIV/0!"},{"$error":"#DIV/0!"},{"$error":"#DIV/0!"},{"$error":"#DIV/0!"},{"$error":"#DIV/0!"},{"$error":"#DIV/0!"},{"$error":"#DIV/0!"},{"$error":"#DIV/0!"},{"$error":"#DIV/0!"},{"$error":"#DIV/0!"},{"$f":"AC$239*AC345","v":{"$error":"#DIV/0!"}},{"$error":"#DIV/0!"},{"$error":"#DIV/0!"},{"$f":"AF$239*AF345","v":{"$error":"#DIV/0!"}},{"$error":"#DIV/0!"},{"$error":"#DIV/0!"},{"$error":"#DIV/0!"},{"$error":"#DIV/0!"},{"$error":"#DIV/0!"},{"$error":"#DIV/0!"},{"$error":"#DIV/0!"},{"$error":"#DIV/0!"},{"$error":"#DIV/0!"},{"$error":"#DIV/0!"},{"$error":"#DIV/0!"},{"$error":"#DIV/0!"},{"$f":"AS$239*AS345","v":{"$error":"#DIV/0!"}},{"$f":"SUM(D350:AS350)","v":{"$error":"#DIV/0!"}},"Σ"]
[null,"後9","冷房時エネルギー消費量比",{"$f":"D$240/D355","v":{"$error":"#DIV/0!"}},{"$f":"E$240/E355","v":{"$error":"#DIV/0!"}},{"$f":"F$240/F355","v":{"$error":"#DIV/0!"}},{"$f":"G$240/G355","v":{"$error":"#DIV/0!"}},{"$error":"#DIV/0!"},{"$f":"I$240/I355","v":{"$error":"#DIV/0!"}},{"$f":"J$240/J355","v":{"$error":"#DIV/0!"}},{"$error":"#DIV/0!"},{"$error":"#DIV/0!"},{"$error":"#DIV/0!"},{"$error":"#DIV/0!"},{"$error":"#DIV/0!"},{"$error":"#DIV/0!"},{"$error":"#DIV/0!"},{"$error":"#DIV/0!"},{"$error":"#DIV/0!"},{"$error":"#DIV/0!"},{"$error":"#DIV/0!"},{"$error":"#DIV/0!"},{"$error":"#DIV/0!"},{"$error":"#DIV/0!"},{"$error":"#DIV/0!"},{"$error":"#DIV/0!"},{"$error":"#DIV/0!"},{"$error":"#DIV/0!"},{"$error":"#DIV/0!"},{"$error":"#DIV/0!"},{"$error":"#DIV/0!"},{"$error":"#DIV/0!"},{"$error":"#DIV/0!"},{"$error":"#DIV/0!"},{"$error":"#DIV/0!"},{"$error":"#DIV/0!"},{"$error":"#DIV/0!"},{"$error":"#DIV/0!"},{"$error":"#DIV/0!"},{"$error":"#DIV/0!"},{"$error":"#DIV/0!"},{"$error":"#DIV/0!"},{"$error":"#DIV/0!"},{"$error":"#DIV/0!"},{"$f":"AS$240/AS355","v":{"$error":"#DIV/0!"}},"冷房時エネルギー消費量比","εc"]
[null,null,"冷房能力",{"$f":"($Y$43-1.054*$Y$43)/(35-29)*(D$226-35)+$Y$43","v":0},0,0,0,0,0,0,0,0,0,0,0,0,0,0,0,0,0,0,0,0,0,0,0,0,0,0,0,0,0,0,0,0,0,0,0,0,0,0,0,0,0,"冷房能力","Φc"]
[null,null,"冷房エネルギー消費量",{"$f":"($Y$44-0.94*$Y$44)/(35-29)*(D$226-35)+$Y$44","v":0},0,0,0,0,0,0,0,0,0,0,0,0,0,0,0,0,0,0,0,0,0,0,0,0,0,0,0,0,0,0,0,0,0,0,0,0,0,0,0,0,0,"冷房エネルギー消費量","Pc"]
[null,null,"冷房COP",{"$f":"D352/(D353+$Y$45*$I$46*D$240)","v":{"$error":"#DIV/0!"}},{"$f":"E352/(E353+$Y$45*$I$46*E$240)","v":{"$error":"#DIV/0!"}},{"$error":"#DIV/0!"},{"$error":"#DIV/0!"},{"$error":"#DIV/0!"},{"$error":"#DIV/0!"},{"$error":"#DIV/0!"},{"$error":"#DIV/0!"},{"$error":"#DIV/0!"},{"$error":"#DIV/0!"},{"$error":"#DIV/0!"},{"$error":"#DIV/0!"},{"$error":"#DIV/0!"},{"$error":"#DIV/0!"},{"$error":"#DIV/0!"},{"$error":"#DIV/0!"},{"$error":"#DIV/0!"},{"$error":"#DIV/0!"},{"$error":"#DIV/0!"},{"$error":"#DIV/0!"},{"$error":"#DIV/0!"},{"$error":"#DIV/0!"},{"$error":"#DIV/0!"},{"$error":"#DIV/0!"},{"$error":"#DIV/0!"},{"$error":"#DIV/0!"},{"$error":"#DIV/0!"},{"$error":"#DIV/0!"},{"$error":"#DIV/0!"},{"$error":"#DIV/0!"},{"$error":"#DIV/0!"},{"$error":"#DIV/0!"},{"$error":"#DIV/0!"},{"$error":"#DIV/0!"},{"$error":"#DIV/0!"},{"$error":"#DIV/0!"},{"$error":"#DIV/0!"},{"$error":"#DIV/0!"},{"$error":"#DIV/0!"},{"$error":"#DIV/0!"},{"$error":"#DIV/0!"},{"$error":"#DIV/0!"},"冷房COP","σc"]
[null,null,"冷房COP比",{"$f":"$D354/$Y$46","v":{"$error":"#DIV/0!"}},{"$f":"$E354/$Y$46","v":{"$error":"#DIV/0!"}},{"$f":"$F354/$Y$46","v":{"$error":"#DIV/0!"}},{"$f":"$G354/$Y$46","v":{"$error":"#DIV/0!"}},{"$f":"$H354/$Y$46","v":{"$error":"#DIV/0!"}},{"$f":"$I354/$Y$46","v":{"$error":"#DIV/0!"}},{"$f":"$J354/$Y$46","v":{"$error":"#DIV/0!"}},{"$f":"$K354/$Y$46","v":{"$error":"#DIV/0!"}},{"$f":"$L354/$Y$46","v":{"$error":"#DIV/0!"}},{"$f":"$M354/$Y$46","v":{"$error":"#DIV/0!"}},{"$f":"$N354/$Y$46","v":{"$error":"#DIV/0!"}},{"$f":"$O354/$Y$46","v":{"$error":"#DIV/0!"}},{"$f":"$P354/$Y$46","v":{"$error":"#DIV/0!"}},{"$f":"$Q354/$Y$46","v":{"$error":"#DIV/0!"}},{"$f":"$R354/$Y$46","v":{"$error":"#DIV/0!"}},{"$f":"$S354/$Y$46","v":{"$error":"#DIV/0!"}},{"$f":"$T354/$Y$46","v":{"$error":"#DIV/0!"}},{"$f":"$U354/$Y$46","v":{"$error":"#DIV/0!"}},{"$f":"$V354/$Y$46","v":{"$error":"#DIV/0!"}},{"$f":"$W354/$Y$46","v":{"$error":"#DIV/0!"}},{"$f":"$X354/$Y$46","v":{"$error":"#DIV/0!"}},{"$f":"$Y354/$Y$46","v":{"$error":"#DIV/0!"}},{"$f":"$Z354/$Y$46","v":{"$error":"#DIV/0!"}},{"$f":"$AA354/$Y$46","v":{"$error":"#DIV/0!"}},{"$f":"$AB354/$Y$46","v":{"$error":"#DIV/0!"}},{"$f":"$AC354/$Y$46","v":{"$error":"#DIV/0!"}},{"$f":"$AD354/$Y$46","v":{"$error":"#DIV/0!"}},{"$f":"$AE354/$Y$46","v":{"$error":"#DIV/0!"}},{"$f":"$AF354/$Y$46","v":{"$error":"#DIV/0!"}},{"$f":"$AG354/$Y$46","v":{"$error":"#DIV/0!"}},{"$f":"$AH354/$Y$46","v":{"$error":"#DIV/0!"}},{"$f":"$AI354/$Y$46","v":{"$error":"#DIV/0!"}},{"$f":"$AJ354/$Y$46","v":{"$error":"#DIV/0!"}},{"$f":"$AK354/$Y$46","v":{"$error":"#DIV/0!"}},{"$f":"$AL354/$Y$46","v":{"$error":"#DIV/0!"}},{"$f":"$AM354/$Y$46","v":{"$error":"#DIV/0!"}},{"$f":"$AN354/$Y$46","v":{"$error":"#DIV/0!"}},{"$f":"$AO354/$Y$46","v":{"$error":"#DIV/0!"}},{"$f":"$AP354/$Y$46","v":{"$error":"#DIV/0!"}},{"$f":"$AQ354/$Y$46","v":{"$error":"#DIV/0!"}},{"$f":"$AR354/$Y$46","v":{"$error":"#DIV/0!"}},{"$f":"$AS354/$Y$46","v":{"$error":"#DIV/0!"}},"冷房COP比","βc"]
[null,null,"Σ",{"$f":"D$239*D351","v":{"$error":"#DIV/0!"}},{"$f":"E$239*E351","v":{"$error":"#DIV/0!"}},{"$error":"#DIV/0!"},{"$error":"#DIV/0!"},{"$error":"#DIV/0!"},{"$error":"#DIV/0!"},{"$error":"#DIV/0!"},{"$error":"#DIV/0!"},{"$error":"#DIV/0!"},{"$error":"#DIV/0!"},{"$error":"#DIV/0!"},{"$f":"O$239*O351","v":{"$error":"#DIV/0!"}},{"$error":"#DIV/0!"},{"$error":"#DIV/0!"},{"$error":"#DIV/0!"},{"$error":"#DIV/0!"},{"$error":"#DIV/0!"},{"$error":"#DIV/0!"},{"$error":"#DIV/0!"},{"$error":"#DIV/0!"},{"$error":"#DIV/0!"},{"$error":"#DIV/0!"},{"$error":"#DIV/0!"},{"$error":"#DIV/0!"},{"$error":"#DIV/0!"},{"$f":"AC$239*AC351","v":{"$error":"#DIV/0!"}},{"$error":"#DIV/0!"},{"$error":"#DIV/0!"},{"$f":"AF$239*AF351","v":{"$error":"#DIV/0!"}},{"$error":"#DIV/0!"},{"$error":"#DIV/0!"},{"$error":"#DIV/0!"},{"$error":"#DIV/0!"},{"$error":"#DIV/0!"},{"$error":"#DIV/0!"},{"$error":"#DIV/0!"},{"$error":"#DIV/0!"},{"$error":"#DIV/0!"},{"$error":"#DIV/0!"},{"$error":"#DIV/0!"},{"$error":"#DIV/0!"},{"$f":"AS$239*AS351","v":{"$error":"#DIV/0!"}},{"$f":"SUM(D356:AS356)","v":{"$error":"#DIV/0!"}},"Σ"]
[null,"後10","冷房時エネルギー消費量比",{"$f":"D$240/D361","v":{"$error":"#DIV/0!"}},{"$f":"E$240/E361","v":{"$error":"#DIV/0!"}},{"$f":"F$240/F361","v":{"$error":"#DIV/0!"}},{"$f":"G$240/G361","v":{"$error":"#DIV/0!"}},{"$error":"#DIV/0!"},{"$f":"I$240/I361","v":{"$error":"#DIV/0!"}},{"$f":"J$240/J361","v":{"$error":"#DIV/0!"}},{"$error":"#DIV/0!"},{"$error":"#DIV/0!"},{"$error":"#DIV/0!"},{"$error":"#DIV/0!"},{"$error":"#DIV/0!"},{"$error":"#DIV/0!"},{"$error":"#DIV/0!"},{"$error":"#DIV/0!"},{"$error":"#DIV/0!"},{"$error":"#DIV/0!"},{"$error":"#DIV/0!"},{"$error":"#DIV/0!"},{"$error":"#DIV/0!"},{"$error":"#DIV/0!"},{"$error":"#DIV/0!"},{"$error":"#DIV/0!"},{"$error":"#DIV/0!"},{"$error":"#DIV/0!"},{"$error":"#DIV/0!"},{"$error":"#DIV/0!"},{"$error":"#DIV/0!"},{"$error":"#DIV/0!"},{"$error":"#DIV/0!"},{"$error":"#DIV/0!"},{"$error":"#DIV/0!"},{"$error":"#DIV/0!"},{"$error":"#DIV/0!"},{"$error":"#DIV/0!"},{"$error":"#DIV/0!"},{"$error":"#DIV/0!"},{"$error":"#DIV/0!"},{"$error":"#DIV/0!"},{"$error":"#DIV/0!"},{"$error":"#DIV/0!"},{"$error":"#DIV/0!"},"冷房時エネルギー消費量比","εc"]
[null,null,"冷房能力",{"$f":"($Z$43-1.054*$Z$43)/(35-29)*(D$226-35)+$Z$43","v":0},0,0,0,0,0,0,0,0,0,0,0,0,0,0,0,0,0,0,0,0,0,0,0,0,0,0,0,0,0,0,0,0,0,0,0,0,0,0,0,0,0,"冷房能力","Φc"]
[null,null,"冷房エネルギー消費量",{"$f":"($Z$44-0.94*$Z$44)/(35-29)*(D$226-35)+$Z$44","v":0},0,0,0,0,0,0,0,0,0,0,0,0,0,0,0,0,0,0,0,0,0,0,0,0,0,0,0,0,0,0,0,0,0,0,0,0,0,0,0,0,0,"冷房エネルギー消費量","Pc"]
[null,null,"冷房COP",{"$f":"D358/(D359+$Z$45*$I$46*D$240)","v":{"$error":"#DIV/0!"}},{"$f":"E358/(E359+$Z$45*$I$46*E$240)","v":{"$error":"#DIV/0!"}},{"$error":"#DIV/0!"},{"$error":"#DIV/0!"},{"$error":"#DIV/0!"},{"$error":"#DIV/0!"},{"$error":"#DIV/0!"},{"$error":"#DIV/0!"},{"$error":"#DIV/0!"},{"$error":"#DIV/0!"},{"$error":"#DIV/0!"},{"$error":"#DIV/0!"},{"$error":"#DIV/0!"},{"$error":"#DIV/0!"},{"$error":"#DIV/0!"},{"$error":"#DIV/0!"},{"$error":"#DIV/0!"},{"$error":"#DIV/0!"},{"$error":"#DIV/0!"},{"$error":"#DIV/0!"},{"$error":"#DIV/0!"},{"$error":"#DIV/0!"},{"$error":"#DIV/0!"},{"$error":"#DIV/0!"},{"$error":"#DIV/0!"},{"$error":"#DIV/0!"},{"$error":"#DIV/0!"},{"$error":"#DIV/0!"},{"$error":"#DIV/0!"},{"$error":"#DIV/0!"},{"$error":"#DIV/0!"},{"$error":"#DIV/0!"},{"$error":"#DIV/0!"},{"$error":"#DIV/0!"},{"$error":"#DIV/0!"},{"$error":"#DIV/0!"},{"$error":"#DIV/0!"},{"$error":"#DIV/0!"},{"$error":"#DIV/0!"},{"$error":"#DIV/0!"},{"$error":"#DIV/0!"},{"$error":"#DIV/0!"},"冷房COP","σc"]
[null,null,"冷房COP比",{"$f":"$D360/$Z$46","v":{"$error":"#DIV/0!"}},{"$f":"$E360/$Z$46","v":{"$error":"#DIV/0!"}},{"$f":"$F360/$Z$46","v":{"$error":"#DIV/0!"}},{"$f":"$G360/$Z$46","v":{"$error":"#DIV/0!"}},{"$f":"$H360/$Z$46","v":{"$error":"#DIV/0!"}},{"$f":"$I360/$Z$46","v":{"$error":"#DIV/0!"}},{"$f":"$J360/$Z$46","v":{"$error":"#DIV/0!"}},{"$f":"$K360/$Z$46","v":{"$error":"#DIV/0!"}},{"$f":"$L360/$Z$46","v":{"$error":"#DIV/0!"}},{"$f":"$M360/$Z$46","v":{"$error":"#DIV/0!"}},{"$f":"$N360/$Z$46","v":{"$error":"#DIV/0!"}},{"$f":"$O360/$Z$46","v":{"$error":"#DIV/0!"}},{"$f":"$P360/$Z$46","v":{"$error":"#DIV/0!"}},{"$f":"$Q360/$Z$46","v":{"$error":"#DIV/0!"}},{"$f":"$R360/$Z$46","v":{"$error":"#DIV/0!"}},{"$f":"$S360/$Z$46","v":{"$error":"#DIV/0!"}},{"$f":"$T360/$Z$46","v":{"$error":"#DIV/0!"}},{"$f":"$U360/$Z$46","v":{"$error":"#DIV/0!"}},{"$f":"$V360/$Z$46","v":{"$error":"#DIV/0!"}},{"$f":"$W360/$Z$46","v":{"$error":"#DIV/0!"}},{"$f":"$X360/$Z$46","v":{"$error":"#DIV/0!"}},{"$f":"$Y360/$Z$46","v":{"$error":"#DIV/0!"}},{"$f":"$Z360/$Z$46","v":{"$error":"#DIV/0!"}},{"$f":"$AA360/$Z$46","v":{"$error":"#DIV/0!"}},{"$f":"$AB360/$Z$46","v":{"$error":"#DIV/0!"}},{"$f":"$AC360/$Z$46","v":{"$error":"#DIV/0!"}},{"$f":"$AD360/$Z$46","v":{"$error":"#DIV/0!"}},{"$f":"$AE360/$Z$46","v":{"$error":"#DIV/0!"}},{"$f":"$AF360/$Z$46","v":{"$error":"#DIV/0!"}},{"$f":"$AG360/$Z$46","v":{"$error":"#DIV/0!"}},{"$f":"$AH360/$Z$46","v":{"$error":"#DIV/0!"}},{"$f":"$AI360/$Z$46","v":{"$error":"#DIV/0!"}},{"$f":"$AJ360/$Z$46","v":{"$error":"#DIV/0!"}},{"$f":"$AK360/$Z$46","v":{"$error":"#DIV/0!"}},{"$f":"$AL360/$Z$46","v":{"$error":"#DIV/0!"}},{"$f":"$AM360/$Z$46","v":{"$error":"#DIV/0!"}},{"$f":"$AN360/$Z$46","v":{"$error":"#DIV/0!"}},{"$f":"$AO360/$Z$46","v":{"$error":"#DIV/0!"}},{"$f":"$AP360/$Z$46","v":{"$error":"#DIV/0!"}},{"$f":"$AQ360/$Z$46","v":{"$error":"#DIV/0!"}},{"$f":"$AR360/$Z$46","v":{"$error":"#DIV/0!"}},{"$f":"$AS360/$Z$46","v":{"$error":"#DIV/0!"}},"冷房COP比","βc"]
[null,null,"Σ",{"$f":"D$239*D357","v":{"$error":"#DIV/0!"}},{"$f":"E$239*E357","v":{"$error":"#DIV/0!"}},{"$error":"#DIV/0!"},{"$error":"#DIV/0!"},{"$error":"#DIV/0!"},{"$error":"#DIV/0!"},{"$error":"#DIV/0!"},{"$error":"#DIV/0!"},{"$error":"#DIV/0!"},{"$error":"#DIV/0!"},{"$f":"N$239*N357","v":{"$error":"#DIV/0!"}},{"$error":"#DIV/0!"},{"$error":"#DIV/0!"},{"$error":"#DIV/0!"},{"$error":"#DIV/0!"},{"$error":"#DIV/0!"},{"$error":"#DIV/0!"},{"$error":"#DIV/0!"},{"$error":"#DIV/0!"},{"$error":"#DIV/0!"},{"$error":"#DIV/0!"},{"$error":"#DIV/0!"},{"$error":"#DIV/0!"},{"$error":"#DIV/0!"},{"$error":"#DIV/0!"},{"$f":"AC$239*AC357","v":{"$error":"#DIV/0!"}},{"$error":"#DIV/0!"},{"$error":"#DIV/0!"},{"$f":"AF$239*AF357","v":{"$error":"#DIV/0!"}},{"$error":"#DIV/0!"},{"$error":"#DIV/0!"},{"$error":"#DIV/0!"},{"$error":"#DIV/0!"},{"$error":"#DIV/0!"},{"$error":"#DIV/0!"},{"$error":"#DIV/0!"},{"$error":"#DIV/0!"},{"$error":"#DIV/0!"},{"$error":"#DIV/0!"},{"$error":"#DIV/0!"},{"$error":"#DIV/0!"},{"$f":"AS$239*AS357","v":{"$error":"#DIV/0!"}},{"$f":"SUM(D362:AS362)","v":{"$error":"#DIV/0!"}},"Σ"]
[]
[null,null,"暖房期間中　温度(T)が発生する時間[hour]"]
[null,null,null," 温度(T)",null,null,null,null,null,null,null,null,null,null,null,null,null,null,null,null,null,null,null,null,null,null,null,null,null,null,null,null,null,null,null,null,null,null,null,null,null,null,null,null,null,null,"月単位"]
[null,null,"月",-6,-5,-4,-3,-2,-1,0,1,2,3,4,5,6,7,8,9,10,11,12,13,14,15,16,17,18,19,20,21,22,23,24,25,26,27,28,29,30,31,32,33,34,35,"月","前1","前2","前3","前4","前5","前6","前7","前8","前9","前10",null,"後1","後2","後3","後4","後5","後6","後7","後8","後9","後10"]
[null,null,4,{"$f":"COUNTIF($D$211:$AA$211,$D$366)*$AB$12","v":0},{"$f":"COUNTIF($D$211:$AA$211,$E$366)*$AB$12","v":0},{"$f":"COUNTIF($D$211:$AA$211,$F$366)*$AB$12","v":0},{"$f":"COUNTIF($D$211:$AA$211,$G$366)*$AB$12","v":0},{"$f":"COUNTIF($D$211:$AA$211,$H$366)*$AB$12","v":0},{"$f":"COUNTIF($D$211:$AA$211,$I$366)*$AB$12","v":0},{"$f":"COUNTIF($D$211:$AA$211,$J$366)*$AB$12","v":0},{"$f":"COUNTIF($D$211:$AA$211,$K$366)*$AB$12","v":0},{"$f":"COUNTIF($D$211:$AA$211,$L$366)*$AB$12","v":0},{"$f":"COUNTIF($D$211:$AA$211,$M$366)*$AB$12","v":0},{"$f":"COUNTIF($D$211:$AA$211,$N$366)*$AB$12","v":0},{"$f":"COUNTIF($D$211:$AA$211,$O$366)*$AB$12","v":0},{"$f":"COUNTIF($D$211:$AA$211,$P$366)*$AB$12","v":0},{"$f":"COUNTIF($D$211:$AA$211,$Q$366)*$AB$12","v":0},{"$f":"COUNTIF($D$211:$AA$211,$R$366)*$AB$12","v":0},{"$f":"COUNTIF($D$211:$AA$211,$S$366)*$AB$12","v":0},{"$f":"COUNTIF($D$211:$AA$211,$T$366)*$AB$12","v":0},{"$f":"COUNTIF($D$211:$AA$211,$U$366)*$AB$12","v":0},{"$f":"COUNTIF($D$211:$AA$211,$V$366)*$AB$12","v":0},{"$f":"COUNTIF($D$211:$AA$211,$W$366)*$AB$12","v":0},{"$f":"COUNTIF($D$211:$AA$211,$X$366)*$AB$12","v":0},{"$f":"COUNTIF($D$211:$AA$211,$Y$366)*$AB$12","v":0},{"$f":"COUNTIF($D$211:$AA$211,$Z$366)*$AB$12","v":0},{"$f":"COUNTIF($D$211:$AA$211,$AA$366)*$AB$12","v":0},{"$f":"COUNTIF($D$211:$AA$211,$AB$366)*$AB$12","v":0},{"$f":"COUNTIF($D$211:$AA$211,$AC$366)*$AB$12","v":0},{"$f":"COUNTIF($D$211:$AA$211,$AD$366)*$AB$12","v":0},{"$f":"COUNTIF($D$211:$AA$211,$AE$366)*$AB$12","v":0},{"$f":"COUNTIF($D$211:$AA$211,$AF$366)*$AB$12","v":0},{"$f":"COUNTIF($D$211:$AA$211,$AG$366)*$AB$12","v":0},{"$f":"COUNTIF($D$211:$AA$211,$AH$366)*$AB$12","v":0},{"$f":"COUNTIF($D$211:$AA$211,$AI$366)*$AB$12","v":0},{"$f":"COUNTIF($D$211:$AA$211,$AJ$366)*$AB$12","v":0},{"$f":"COUNTIF($D$211:$AA$211,$AK$366)*$AB$12","v":0},{"$f":"COUNTIF($D$211:$AA$211,$AL$366)*$AB$12","v":0},{"$f":"COUNTIF($D$211:$AA$211,$AM$366)*$AB$12","v":0},{"$f":"COUNTIF($D$211:$AA$211,$AN$366)*$AB$12","v":0},{"$f":"COUNTIF($D$211:$AA$211,$AO$366)*$AB$12","v":0},{"$f":"COUNTIF($D$211:$AA$211,$AP$366)*$AB$12","v":0},{"$f":"COUNTIF($D$211:$AA$211,$AQ$366)*$AB$12","v":0},{"$f":"COUNTIF($D$211:$AA$211,$AR$366)*$AB$12","v":0},{"$f":"COUNTIF($D$211:$AA$211,$AS$366)*$AB$12","v":0},4,{"$f":"IFERROR(SUMPRODUCT($D367:$AS367,$D$384:$AS$384,$D$382:$AS$382,$D$392:$AS$392),\"\")","v":0},{"$f":"IFERROR(SUMPRODUCT($D367:$AS367,$D$394:$AS$394,$D$382:$AS$382,$D$402:$AS$402),\"\")","v":""},{"$f":"IFERROR(SUMPRODUCT($D367:$AS367,$D$404:$AS$404,$D$382:$AS$382,$D$412:$AS$412),\"\")","v":""},{"$f":"IFERROR(SUMPRODUCT($D367:$AS367,$D$414:$AS$414,$D$382:$AS$382,$D$422:$AS$422),\"\")","v":""},{"$f":"IFERROR(SUMPRODUCT($D367:$AS367,$D$424:$AS$424,$D$382:$AS$382,$D$432:$AS$432),\"\")","v":""},{"$f":"IFERROR(SUMPRODUCT($D367:$AS367,$D$434:$AS$434,$D$382:$AS$382,$D$442:$AS$442),\"\")","v":""},{"$f":"IFERROR(SUMPRODUCT($D367:$AS367,$D$444:$AS$444,$D$382:$AS$382,$D$452:$AS$452),\"\")","v":""},{"$f":"IFERROR(SUMPRODUCT($D367:$AS367,$D$454:$AS$454,$D$382:$AS$382,$D$462:$AS$462),\"\")","v":""},{"$f":"IFERROR(SUMPRODUCT($D367:$AS367,$D$464:$AS$464,$D$382:$AS$382,$D$472:$AS$472),\"\")","v":""},{"$f":"IFERROR(SUMPRODUCT($D367:$AS367,$D$474:$AS$474,$D$382:$AS$382,$D$482:$AS$482),\"\")","v":""},null,{"$f":"IFERROR(SUMPRODUCT($D367:$AS367,$D$485:$AS$485,$D$382:$AS$382,$D$493:$AS$493),\"\")","v":""},{"$f":"IFERROR(SUMPRODUCT($D367:$AS367,$D$495:$AS$495,$D$382:$AS$382,$D$503:$AS$503),\"\")","v":""},{"$f":"IFERROR(SUMPRODUCT($D367:$AS367,$D$505:$AS$505,$D$382:$AS$382,$D$513:$AS$513),\"\")","v":""},{"$f":"IFERROR(SUMPRODUCT($D367:$AS367,$D$515:$AS$515,$D$382:$AS$382,$D$523:$AS$523),\"\")","v":""},{"$f":"IFERROR(SUMPRODUCT($D367:$AS367,$D$525:$AS$525,$D$382:$AS$382,$D$533:$AS$533),\"\")","v":""},{"$f":"IFERROR(SUMPRODUCT($D367:$AS367,$D$535:$AS$535,$D$382:$AS$382,$D$543:$AS$543),\"\")","v":""},{"$f":"IFERROR(SUMPRODUCT($D367:$AS367,$D$545:$AS$545,$D$382:$AS$382,$D$553:$AS$553),\"\")","v":""},{"$f":"IFERROR(SUMPRODUCT($D367:$AS367,$D$555:$AS$555,$D$382:$AS$382,$D$563:$AS$563),\"\")","v":""},{"$f":"IFERROR(SUMPRODUCT($D367:$AS367,$D$565:$AS$565,$D$382:$AS$382,$D$573:$AS$573),\"\")","v":""},{"$f":"IFERROR(SUMPRODUCT($D367:$AS367,$D$575:$AS$575,$D$382:$AS$382,$D$583:$AS$583),\"\")","v":""}]
[null,null,5,{"$f":"COUNTIF($D$212:$AA$212,$D$366)*$AB$13","v":0},{"$f":"COUNTIF($D$212:$AA$212,$E$366)*$AB$13","v":0},{"$f":"COUNTIF($D$212:$AA$212,$F$366)*$AB$13","v":0},{"$f":"COUNTIF($D$212:$AA$212,$G$366)*$AB$13","v":0},{"$f":"COUNTIF($D$212:$AA$212,$H$366)*$AB$13","v":0},{"$f":"COUNTIF($D$212:$AA$212,$I$366)*$AB$13","v":0},{"$f":"COUNTIF($D$212:$AA$212,$J$366)*$AB$13","v":0},{"$f":"COUNTIF($D$212:$AA$212,$K$366)*$AB$13","v":0},{"$f":"COUNTIF($D$212:$AA$212,$L$366)*$AB$13","v":0},{"$f":"COUNTIF($D$212:$AA$212,$M$366)*$AB$13","v":0},{"$f":"COUNTIF($D$212:$AA$212,$N$366)*$AB$13","v":0},{"$f":"COUNTIF($D$212:$AA$212,$O$366)*$AB$13","v":0},{"$f":"COUNTIF($D$212:$AA$212,$P$366)*$AB$13","v":0},{"$f":"COUNTIF($D$212:$AA$212,$Q$366)*$AB$13","v":0},{"$f":"COUNTIF($D$212:$AA$212,$R$366)*$AB$13","v":0},{"$f":"COUNTIF($D$212:$AA$212,$S$366)*$AB$13","v":0},{"$f":"COUNTIF($D$212:$AA$212,$T$366)*$AB$13","v":0},{"$f":"COUNTIF($D$212:$AA$212,$U$366)*$AB$13","v":0},{"$f":"COUNTIF($D$212:$AA$212,$V$366)*$AB$13","v":0},{"$f":"COUNTIF($D$212:$AA$212,$W$366)*$AB$13","v":0},{"$f":"COUNTIF($D$212:$AA$212,$X$366)*$AB$13","v":0},{"$f":"COUNTIF($D$212:$AA$212,$Y$366)*$AB$13","v":0},{"$f":"COUNTIF($D$212:$AA$212,$Z$366)*$AB$13","v":0},{"$f":"COUNTIF($D$212:$AA$212,$AA$366)*$AB$13","v":0},{"$f":"COUNTIF($D$212:$AA$212,$AB$366)*$AB$13","v":0},{"$f":"COUNTIF($D$212:$AA$212,$AC$366)*$AB$13","v":0},{"$f":"COUNTIF($D$212:$AA$212,$AD$366)*$AB$13","v":0},{"$f":"COUNTIF($D$212:$AA$212,$AE$366)*$AB$13","v":0},{"$f":"COUNTIF($D$212:$AA$212,$AF$366)*$AB$13","v":0},{"$f":"COUNTIF($D$212:$AA$212,$AG$366)*$AB$13","v":0},{"$f":"COUNTIF($D$212:$AA$212,$AH$366)*$AB$13","v":0},{"$f":"COUNTIF($D$212:$AA$212,$AI$366)*$AB$13","v":0},{"$f":"COUNTIF($D$212:$AA$212,$AJ$366)*$AB$13","v":0},{"$f":"COUNTIF($D$212:$AA$212,$AK$366)*$AB$13","v":0},{"$f":"COUNTIF($D$212:$AA$212,$AL$366)*$AB$13","v":0},{"$f":"COUNTIF($D$212:$AA$212,$AM$366)*$AB$13","v":0},{"$f":"COUNTIF($D$212:$AA$212,$AN$366)*$AB$13","v":0},{"$f":"COUNTIF($D$212:$AA$212,$AO$366)*$AB$13","v":0},{"$f":"COUNTIF($D$212:$AA$212,$AP$366)*$AB$13","v":0},{"$f":"COUNTIF($D$212:$AA$212,$AQ$366)*$AB$13","v":0},{"$f":"COUNTIF($D$212:$AA$212,$AR$366)*$AB$13","v":0},{"$f":"COUNTIF($D$212:$AA$212,$AS$366)*$AB$13","v":0},5,{"$f":"IFERROR(SUMPRODUCT($D368:$AS368,$D$384:$AS$384,$D$382:$AS$382,$D$392:$AS$392),\"\")","v":0},{"$f":"IFERROR(SUMPRODUCT($D368:$AS368,$D$394:$AS$394,$D$382:$AS$382,$D$402:$AS$402),\"\")","v":""},{"$f":"IFERROR(SUMPRODUCT($D368:$AS368,$D$404:$AS$404,$D$382:$AS$382,$D$412:$AS$412),\"\")","v":""},{"$f":"IFERROR(SUMPRODUCT($D368:$AS368,$D$414:$AS$414,$D$382:$AS$382,$D$422:$AS$422),\"\")","v":""},{"$f":"IFERROR(SUMPRODUCT($D368:$AS368,$D$424:$AS$424,$D$382:$AS$382,$D$432:$AS$432),\"\")","v":""},{"$f":"IFERROR(SUMPRODUCT($D368:$AS368,$D$434:$AS$434,$D$382:$AS$382,$D$442:$AS$442),\"\")","v":""},{"$f":"IFERROR(SUMPRODUCT($D368:$AS368,$D$444:$AS$444,$D$382:$AS$382,$D$452:$AS$452),\"\")","v":""},{"$f":"IFERROR(SUMPRODUCT($D368:$AS368,$D$454:$AS$454,$D$382:$AS$382,$D$462:$AS$462),\"\")","v":""},{"$f":"IFERROR(SUMPRODUCT($D368:$AS368,$D$464:$AS$464,$D$382:$AS$382,$D$472:$AS$472),\"\")","v":""},{"$f":"IFERROR(SUMPRODUCT($D368:$AS368,$D$474:$AS$474,$D$382:$AS$382,$D$482:$AS$482),\"\")","v":""},null,{"$f":"IFERROR(SUMPRODUCT($D368:$AS368,$D$485:$AS$485,$D$382:$AS$382,$D$493:$AS$493),\"\")","v":""},{"$f":"IFERROR(SUMPRODUCT($D368:$AS368,$D$495:$AS$495,$D$382:$AS$382,$D$503:$AS$503),\"\")","v":""},{"$f":"IFERROR(SUMPRODUCT($D368:$AS368,$D$505:$AS$505,$D$382:$AS$382,$D$513:$AS$513),\"\")","v":""},{"$f":"IFERROR(SUMPRODUCT($D368:$AS368,$D$515:$AS$515,$D$382:$AS$382,$D$523:$AS$523),\"\")","v":""},{"$f":"IFERROR(SUMPRODUCT($D368:$AS368,$D$525:$AS$525,$D$382:$AS$382,$D$533:$AS$533),\"\")","v":""},{"$f":"IFERROR(SUMPRODUCT($D368:$AS368,$D$535:$AS$535,$D$382:$AS$382,$D$543:$AS$543),\"\")","v":""},{"$f":"IFERROR(SUMPRODUCT($D368:$AS368,$D$545:$AS$545,$D$382:$AS$382,$D$553:$AS$553),\"\")","v":""},{"$f":"IFERROR(SUMPRODUCT($D368:$AS368,$D$555:$AS$555,$D$382:$AS$382,$D$563:$AS$563),\"\")","v":""},{"$f":"IFERROR(SUMPRODUCT($D368:$AS368,$D$565:$AS$565,$D$382:$AS$382,$D$573:$AS$573),\"\")","v":""},{"$f":"IFERROR(SUMPRODUCT($D368:$AS368,$D$575:$AS$575,$D$382:$AS$382,$D$583:$AS$583),\"\")","v":""}]
[null,null,6,{"$f":"COUNTIF($D$213:$AA$213,$D$366)*$AB$14","v":0},{"$f":"COUNTIF($D$213:$AA$213,$E$366)*$AB$14","v":0},{"$f":"COUNTIF($D$213:$AA$213,$F$366)*$AB$14","v":0},{"$f":"COUNTIF($D$213:$AA$213,$G$366)*$AB$14","v":0},{"$f":"COUNTIF($D$213:$AA$213,$H$366)*$AB$14","v":0},{"$f":"COUNTIF($D$213:$AA$213,$I$366)*$AB$14","v":0},{"$f":"COUNTIF($D$213:$AA$213,$J$366)*$AB$14","v":0},{"$f":"COUNTIF($D$213:$AA$213,$K$366)*$AB$14","v":0},{"$f":"COUNTIF($D$213:$AA$213,$L$366)*$AB$14","v":0},{"$f":"COUNTIF($D$213:$AA$213,$M$366)*$AB$14","v":0},{"$f":"COUNTIF($D$213:$AA$213,$N$366)*$AB$14","v":0},{"$f":"COUNTIF($D$213:$AA$213,$O$366)*$AB$14","v":0},{"$f":"COUNTIF($D$213:$AA$213,$P$366)*$AB$14","v":0},{"$f":"COUNTIF($D$213:$AA$213,$Q$366)*$AB$14","v":0},{"$f":"COUNTIF($D$213:$AA$213,$R$366)*$AB$14","v":0},{"$f":"COUNTIF($D$213:$AA$213,$S$366)*$AB$14","v":0},{"$f":"COUNTIF($D$213:$AA$213,$T$366)*$AB$14","v":0},{"$f":"COUNTIF($D$213:$AA$213,$U$366)*$AB$14","v":0},{"$f":"COUNTIF($D$213:$AA$213,$V$366)*$AB$14","v":0},{"$f":"COUNTIF($D$213:$AA$213,$W$366)*$AB$14","v":0},{"$f":"COUNTIF($D$213:$AA$213,$X$366)*$AB$14","v":0},{"$f":"COUNTIF($D$213:$AA$213,$Y$366)*$AB$14","v":0},{"$f":"COUNTIF($D$213:$AA$213,$Z$366)*$AB$14","v":0},{"$f":"COUNTIF($D$213:$AA$213,$AA$366)*$AB$14","v":0},{"$f":"COUNTIF($D$213:$AA$213,$AB$366)*$AB$14","v":0},{"$f":"COUNTIF($D$213:$AA$213,$AC$366)*$AB$14","v":0},{"$f":"COUNTIF($D$213:$AA$213,$AD$366)*$AB$14","v":0},{"$f":"COUNTIF($D$213:$AA$213,$AE$366)*$AB$14","v":0},{"$f":"COUNTIF($D$213:$AA$213,$AF$366)*$AB$14","v":0},{"$f":"COUNTIF($D$213:$AA$213,$AG$366)*$AB$14","v":0},{"$f":"COUNTIF($D$213:$AA$213,$AH$366)*$AB$14","v":0},{"$f":"COUNTIF($D$213:$AA$213,$AI$366)*$AB$14","v":0},{"$f":"COUNTIF($D$213:$AA$213,$AJ$366)*$AB$14","v":0},{"$f":"COUNTIF($D$213:$AA$213,$AK$366)*$AB$14","v":0},{"$f":"COUNTIF($D$213:$AA$213,$AL$366)*$AB$14","v":0},{"$f":"COUNTIF($D$213:$AA$213,$AM$366)*$AB$14","v":0},{"$f":"COUNTIF($D$213:$AA$213,$AN$366)*$AB$14","v":0},{"$f":"COUNTIF($D$213:$AA$213,$AO$366)*$AB$14","v":0},{"$f":"COUNTIF($D$213:$AA$213,$AP$366)*$AB$14","v":0},{"$f":"COUNTIF($D$213:$AA$213,$AQ$366)*$AB$14","v":0},{"$f":"COUNTIF($D$213:$AA$213,$AR$366)*$AB$14","v":0},{"$f":"COUNTIF($D$213:$AA$213,$AS$366)*$AB$14","v":0},6,0,"","","","","","","","","",null,"","","","","","","","","",""]
[null,null,7,{"$f":"COUNTIF($D$214:$AA$214,$D$366)*$AB$15","v":0},{"$f":"COUNTIF($D$214:$AA$214,$E$366)*$AB$15","v":0},{"$f":"COUNTIF($D$214:$AA$214,$F$366)*$AB$15","v":0},{"$f":"COUNTIF($D$214:$AA$214,$G$366)*$AB$15","v":0},{"$f":"COUNTIF($D$214:$AA$214,$H$366)*$AB$15","v":0},{"$f":"COUNTIF($D$214:$AA$214,$I$366)*$AB$15","v":0},{"$f":"COUNTIF($D$214:$AA$214,$J$366)*$AB$15","v":0},{"$f":"COUNTIF($D$214:$AA$214,$K$366)*$AB$15","v":0},{"$f":"COUNTIF($D$214:$AA$214,$L$366)*$AB$15","v":0},{"$f":"COUNTIF($D$214:$AA$214,$M$366)*$AB$15","v":0},{"$f":"COUNTIF($D$214:$AA$214,$N$366)*$AB$15","v":0},{"$f":"COUNTIF($D$214:$AA$214,$O$366)*$AB$15","v":0},{"$f":"COUNTIF($D$214:$AA$214,$P$366)*$AB$15","v":0},{"$f":"COUNTIF($D$214:$AA$214,$Q$366)*$AB$15","v":0},{"$f":"COUNTIF($D$214:$AA$214,$R$366)*$AB$15","v":0},{"$f":"COUNTIF($D$214:$AA$214,$S$366)*$AB$15","v":0},{"$f":"COUNTIF($D$214:$AA$214,$T$366)*$AB$15","v":0},{"$f":"COUNTIF($D$214:$AA$214,$U$366)*$AB$15","v":0},{"$f":"COUNTIF($D$214:$AA$214,$V$366)*$AB$15","v":0},{"$f":"COUNTIF($D$214:$AA$214,$W$366)*$AB$15","v":0},{"$f":"COUNTIF($D$214:$AA$214,$X$366)*$AB$15","v":0},{"$f":"COUNTIF($D$214:$AA$214,$Y$366)*$AB$15","v":0},{"$f":"COUNTIF($D$214:$AA$214,$Z$366)*$AB$15","v":0},{"$f":"COUNTIF($D$214:$AA$214,$AA$366)*$AB$15","v":0},{"$f":"COUNTIF($D$214:$AA$214,$AB$366)*$AB$15","v":0},{"$f":"COUNTIF($D$214:$AA$214,$AC$366)*$AB$15","v":0},{"$f":"COUNTIF($D$214:$AA$214,$AD$366)*$AB$15","v":0},{"$f":"COUNTIF($D$214:$AA$214,$AE$366)*$AB$15","v":0},{"$f":"COUNTIF($D$214:$AA$214,$AF$366)*$AB$15","v":0},{"$f":"COUNTIF($D$214:$AA$214,$AG$366)*$AB$15","v":0},{"$f":"COUNTIF($D$214:$AA$214,$AH$366)*$AB$15","v":0},{"$f":"COUNTIF($D$214:$AA$214,$AI$366)*$AB$15","v":0},{"$f":"COUNTIF($D$214:$AA$214,$AJ$366)*$AB$15","v":0},{"$f":"COUNTIF($D$214:$AA$214,$AK$366)*$AB$15","v":0},{"$f":"COUNTIF($D$214:$AA$214,$AL$366)*$AB$15","v":0},{"$f":"COUNTIF($D$214:$AA$214,$AM$366)*$AB$15","v":0},{"$f":"COUNTIF($D$214:$AA$214,$AN$366)*$AB$15","v":0},{"$f":"COUNTIF($D$214:$AA$214,$AO$366)*$AB$15","v":0},{"$f":"COUNTIF($D$214:$AA$214,$AP$366)*$AB$15","v":0},{"$f":"COUNTIF($D$214:$AA$214,$AQ$366)*$AB$15","v":0},{"$f":"COUNTIF($D$214:$AA$214,$AR$366)*$AB$15","v":0},{"$f":"COUNTIF($D$214:$AA$214,$AS$366)*$AB$15","v":0},7,0,"","","","","","","","","",null,"","","","","","","","","",""]
[null,null,8,{"$f":"COUNTIF($D$215:$AA$215,$D$366)*$AB$16","v":0},{"$f":"COUNTIF($D$215:$AA$215,$E$366)*$AB$16","v":0},{"$f":"COUNTIF($D$215:$AA$215,$F$366)*$AB$16","v":0},{"$f":"COUNTIF($D$215:$AA$215,$G$366)*$AB$16","v":0},{"$f":"COUNTIF($D$215:$AA$215,$H$366)*$AB$16","v":0},{"$f":"COUNTIF($D$215:$AA$215,$I$366)*$AB$16","v":0},{"$f":"COUNTIF($D$215:$AA$215,$J$366)*$AB$16","v":0},{"$f":"COUNTIF($D$215:$AA$215,$K$366)*$AB$16","v":0},{"$f":"COUNTIF($D$215:$AA$215,$L$366)*$AB$16","v":0},{"$f":"COUNTIF($D$215:$AA$215,$M$366)*$AB$16","v":0},{"$f":"COUNTIF($D$215:$AA$215,$N$366)*$AB$16","v":0},{"$f":"COUNTIF($D$215:$AA$215,$O$366)*$AB$16","v":0},{"$f":"COUNTIF($D$215:$AA$215,$P$366)*$AB$16","v":0},{"$f":"COUNTIF($D$215:$AA$215,$Q$366)*$AB$16","v":0},{"$f":"COUNTIF($D$215:$AA$215,$R$366)*$AB$16","v":0},{"$f":"COUNTIF($D$215:$AA$215,$S$366)*$AB$16","v":0},{"$f":"COUNTIF($D$215:$AA$215,$T$366)*$AB$16","v":0},{"$f":"COUNTIF($D$215:$AA$215,$U$366)*$AB$16","v":0},{"$f":"COUNTIF($D$215:$AA$215,$V$366)*$AB$16","v":0},{"$f":"COUNTIF($D$215:$AA$215,$W$366)*$AB$16","v":0},{"$f":"COUNTIF($D$215:$AA$215,$X$366)*$AB$16","v":0},{"$f":"COUNTIF($D$215:$AA$215,$Y$366)*$AB$16","v":0},{"$f":"COUNTIF($D$215:$AA$215,$Z$366)*$AB$16","v":0},{"$f":"COUNTIF($D$215:$AA$215,$AA$366)*$AB$16","v":0},{"$f":"COUNTIF($D$215:$AA$215,$AB$366)*$AB$16","v":0},{"$f":"COUNTIF($D$215:$AA$215,$AC$366)*$AB$16","v":0},{"$f":"COUNTIF($D$215:$AA$215,$AD$366)*$AB$16","v":0},{"$f":"COUNTIF($D$215:$AA$215,$AE$366)*$AB$16","v":0},{"$f":"COUNTIF($D$215:$AA$215,$AF$366)*$AB$16","v":0},{"$f":"COUNTIF($D$215:$AA$215,$AG$366)*$AB$16","v":0},{"$f":"COUNTIF($D$215:$AA$215,$AH$366)*$AB$16","v":0},{"$f":"COUNTIF($D$215:$AA$215,$AI$366)*$AB$16","v":0},{"$f":"COUNTIF($D$215:$AA$215,$AJ$366)*$AB$16","v":0},{"$f":"COUNTIF($D$215:$AA$215,$AK$366)*$AB$16","v":0},{"$f":"COUNTIF($D$215:$AA$215,$AL$366)*$AB$16","v":0},{"$f":"COUNTIF($D$215:$AA$215,$AM$366)*$AB$16","v":0},{"$f":"COUNTIF($D$215:$AA$215,$AN$366)*$AB$16","v":0},{"$f":"COUNTIF($D$215:$AA$215,$AO$366)*$AB$16","v":0},{"$f":"COUNTIF($D$215:$AA$215,$AP$366)*$AB$16","v":0},{"$f":"COUNTIF($D$215:$AA$215,$AQ$366)*$AB$16","v":0},{"$f":"COUNTIF($D$215:$AA$215,$AR$366)*$AB$16","v":0},{"$f":"COUNTIF($D$215:$AA$215,$AS$366)*$AB$16","v":0},8,0,"","","","","","","","","",null,"","","","","","","","","",""]
[null,null,9,{"$f":"COUNTIF($D$216:$AA$216,$D$366)*$AB$17","v":0},{"$f":"COUNTIF($D$216:$AA$216,$E$366)*$AB$17","v":0},{"$f":"COUNTIF($D$216:$AA$216,$F$366)*$AB$17","v":0},{"$f":"COUNTIF($D$216:$AA$216,$G$366)*$AB$17","v":0},{"$f":"COUNTIF($D$216:$AA$216,$H$366)*$AB$17","v":0},{"$f":"COUNTIF($D$216:$AA$216,$I$366)*$AB$17","v":0},{"$f":"COUNTIF($D$216:$AA$216,$J$366)*$AB$17","v":0},{"$f":"COUNTIF($D$216:$AA$216,$K$366)*$AB$17","v":0},{"$f":"COUNTIF($D$216:$AA$216,$L$366)*$AB$17","v":0},{"$f":"COUNTIF($D$216:$AA$216,$M$366)*$AB$17","v":0},{"$f":"COUNTIF($D$216:$AA$216,$N$366)*$AB$17","v":0},{"$f":"COUNTIF($D$216:$AA$216,$O$366)*$AB$17","v":0},{"$f":"COUNTIF($D$216:$AA$216,$P$366)*$AB$17","v":0},{"$f":"COUNTIF($D$216:$AA$216,$Q$366)*$AB$17","v":0},{"$f":"COUNTIF($D$216:$AA$216,$R$366)*$AB$17","v":0},{"$f":"COUNTIF($D$216:$AA$216,$S$366)*$AB$17","v":0},{"$f":"COUNTIF($D$216:$AA$216,$T$366)*$AB$17","v":0},{"$f":"COUNTIF($D$216:$AA$216,$U$366)*$AB$17","v":0},{"$f":"COUNTIF($D$216:$AA$216,$V$366)*$AB$17","v":0},{"$f":"COUNTIF($D$216:$AA$216,$W$366)*$AB$17","v":0},{"$f":"COUNTIF($D$216:$AA$216,$X$366)*$AB$17","v":0},{"$f":"COUNTIF($D$216:$AA$216,$Y$366)*$AB$17","v":0},{"$f":"COUNTIF($D$216:$AA$216,$Z$366)*$AB$17","v":0},{"$f":"COUNTIF($D$216:$AA$216,$AA$366)*$AB$17","v":0},{"$f":"COUNTIF($D$216:$AA$216,$AB$366)*$AB$17","v":0},{"$f":"COUNTIF($D$216:$AA$216,$AC$366)*$AB$17","v":0},{"$f":"COUNTIF($D$216:$AA$216,$AD$366)*$AB$17","v":0},{"$f":"COUNTIF($D$216:$AA$216,$AE$366)*$AB$17","v":0},{"$f":"COUNTIF($D$216:$AA$216,$AF$366)*$AB$17","v":0},{"$f":"COUNTIF($D$216:$AA$216,$AG$366)*$AB$17","v":0},{"$f":"COUNTIF($D$216:$AA$216,$AH$366)*$AB$17","v":0},{"$f":"COUNTIF($D$216:$AA$216,$AI$366)*$AB$17","v":0},{"$f":"COUNTIF($D$216:$AA$216,$AJ$366)*$AB$17","v":0},{"$f":"COUNTIF($D$216:$AA$216,$AK$366)*$AB$17","v":0},{"$f":"COUNTIF($D$216:$AA$216,$AL$366)*$AB$17","v":0},{"$f":"COUNTIF($D$216:$AA$216,$AM$366)*$AB$17","v":0},{"$f":"COUNTIF($D$216:$AA$216,$AN$366)*$AB$17","v":0},{"$f":"COUNTIF($D$216:$AA$216,$AO$366)*$AB$17","v":0},{"$f":"COUNTIF($D$216:$AA$216,$AP$366)*$AB$17","v":0},{"$f":"COUNTIF($D$216:$AA$216,$AQ$366)*$AB$17","v":0},{"$f":"COUNTIF($D$216:$AA$216,$AR$366)*$AB$17","v":0},{"$f":"COUNTIF($D$216:$AA$216,$AS$366)*$AB$17","v":0},9,0,"","","","","","","","","",null,"","","","","","","","","",""]
[null,null,10,{"$f":"COUNTIF($D$217:$AA$217,$D$366)*$AB$18","v":0},{"$f":"COUNTIF($D$217:$AA$217,$E$366)*$AB$18","v":0},{"$f":"COUNTIF($D$217:$AA$217,$F$366)*$AB$18","v":0},{"$f":"COUNTIF($D$217:$AA$217,$G$366)*$AB$18","v":0},{"$f":"COUNTIF($D$217:$AA$217,$H$366)*$AB$18","v":0},{"$f":"COUNTIF($D$217:$AA$217,$I$366)*$AB$18","v":0},{"$f":"COUNTIF($D$217:$AA$217,$J$366)*$AB$18","v":0},{"$f":"COUNTIF($D$217:$AA$217,$K$366)*$AB$18","v":0},{"$f":"COUNTIF($D$217:$AA$217,$L$366)*$AB$18","v":0},{"$f":"COUNTIF($D$217:$AA$217,$M$366)*$AB$18","v":0},{"$f":"COUNTIF($D$217:$AA$217,$N$366)*$AB$18","v":0},{"$f":"COUNTIF($D$217:$AA$217,$O$366)*$AB$18","v":0},{"$f":"COUNTIF($D$217:$AA$217,$P$366)*$AB$18","v":0},{"$f":"COUNTIF($D$217:$AA$217,$Q$366)*$AB$18","v":0},{"$f":"COUNTIF($D$217:$AA$217,$R$366)*$AB$18","v":0},{"$f":"COUNTIF($D$217:$AA$217,$S$366)*$AB$18","v":0},{"$f":"COUNTIF($D$217:$AA$217,$T$366)*$AB$18","v":0},{"$f":"COUNTIF($D$217:$AA$217,$U$366)*$AB$18","v":0},{"$f":"COUNTIF($D$217:$AA$217,$V$366)*$AB$18","v":0},{"$f":"COUNTIF($D$217:$AA$217,$W$366)*$AB$18","v":0},{"$f":"COUNTIF($D$217:$AA$217,$X$366)*$AB$18","v":0},{"$f":"COUNTIF($D$217:$AA$217,$Y$366)*$AB$18","v":0},{"$f":"COUNTIF($D$217:$AA$217,$Z$366)*$AB$18","v":0},{"$f":"COUNTIF($D$217:$AA$217,$AA$366)*$AB$18","v":0},{"$f":"COUNTIF($D$217:$AA$217,$AB$366)*$AB$18","v":0},{"$f":"COUNTIF($D$217:$AA$217,$AC$366)*$AB$18","v":0},{"$f":"COUNTIF($D$217:$AA$217,$AD$366)*$AB$18","v":0},{"$f":"COUNTIF($D$217:$AA$217,$AE$366)*$AB$18","v":0},{"$f":"COUNTIF($D$217:$AA$217,$AF$366)*$AB$18","v":0},{"$f":"COUNTIF($D$217:$AA$217,$AG$366)*$AB$18","v":0},{"$f":"COUNTIF($D$217:$AA$217,$AH$366)*$AB$18","v":0},{"$f":"COUNTIF($D$217:$AA$217,$AI$366)*$AB$18","v":0},{"$f":"COUNTIF($D$217:$AA$217,$AJ$366)*$AB$18","v":0},{"$f":"COUNTIF($D$217:$AA$217,$AK$366)*$AB$18","v":0},{"$f":"COUNTIF($D$217:$AA$217,$AL$366)*$AB$18","v":0},{"$f":"COUNTIF($D$217:$AA$217,$AM$366)*$AB$18","v":0},{"$f":"COUNTIF($D$217:$AA$217,$AN$366)*$AB$18","v":0},{"$f":"COUNTIF($D$217:$AA$217,$AO$366)*$AB$18","v":0},{"$f":"COUNTIF($D$217:$AA$217,$AP$366)*$AB$18","v":0},{"$f":"COUNTIF($D$217:$AA$217,$AQ$366)*$AB$18","v":0},{"$f":"COUNTIF($D$217:$AA$217,$AR$366)*$AB$18","v":0},{"$f":"COUNTIF($D$217:$AA$217,$AS$366)*$AB$18","v":0},10,0,"","","","","","","","","",null,"","","","","","","","","",""]
[null,null,11,{"$f":"COUNTIF($D$218:$AA$218,$D$366)*$AB$19","v":0},{"$f":"COUNTIF($D$218:$AA$218,$E$366)*$AB$19","v":0},{"$f":"COUNTIF($D$218:$AA$218,$F$366)*$AB$19","v":0},{"$f":"COUNTIF($D$218:$AA$218,$G$366)*$AB$19","v":0},{"$f":"COUNTIF($D$218:$AA$218,$H$366)*$AB$19","v":0},{"$f":"COUNTIF($D$218:$AA$218,$I$366)*$AB$19","v":0},{"$f":"COUNTIF($D$218:$AA$218,$J$366)*$AB$19","v":0},{"$f":"COUNTIF($D$218:$AA$218,$K$366)*$AB$19","v":0},{"$f":"COUNTIF($D$218:$AA$218,$L$366)*$AB$19","v":0},{"$f":"COUNTIF($D$218:$AA$218,$M$366)*$AB$19","v":0},{"$f":"COUNTIF($D$218:$AA$218,$N$366)*$AB$19","v":0},{"$f":"COUNTIF($D$218:$AA$218,$O$366)*$AB$19","v":0},{"$f":"COUNTIF($D$218:$AA$218,$P$366)*$AB$19","v":0},{"$f":"COUNTIF($D$218:$AA$218,$Q$366)*$AB$19","v":0},{"$f":"COUNTIF($D$218:$AA$218,$R$366)*$AB$19","v":0},{"$f":"COUNTIF($D$218:$AA$218,$S$366)*$AB$19","v":0},{"$f":"COUNTIF($D$218:$AA$218,$T$366)*$AB$19","v":0},{"$f":"COUNTIF($D$218:$AA$218,$U$366)*$AB$19","v":0},{"$f":"COUNTIF($D$218:$AA$218,$V$366)*$AB$19","v":0},{"$f":"COUNTIF($D$218:$AA$218,$W$366)*$AB$19","v":0},{"$f":"COUNTIF($D$218:$AA$218,$X$366)*$AB$19","v":0},{"$f":"COUNTIF($D$218:$AA$218,$Y$366)*$AB$19","v":0},{"$f":"COUNTIF($D$218:$AA$218,$Z$366)*$AB$19","v":0},{"$f":"COUNTIF($D$218:$AA$218,$AA$366)*$AB$19","v":0},{"$f":"COUNTIF($D$218:$AA$218,$AB$366)*$AB$19","v":0},{"$f":"COUNTIF($D$218:$AA$218,$AC$366)*$AB$19","v":0},{"$f":"COUNTIF($D$218:$AA$218,$AD$366)*$AB$19","v":0},{"$f":"COUNTIF($D$218:$AA$218,$AE$366)*$AB$19","v":0},{"$f":"COUNTIF($D$218:$AA$218,$AF$366)*$AB$19","v":0},{"$f":"COUNTIF($D$218:$AA$218,$AG$366)*$AB$19","v":0},{"$f":"COUNTIF($D$218:$AA$218,$AH$366)*$AB$19","v":0},{"$f":"COUNTIF($D$218:$AA$218,$AI$366)*$AB$19","v":0},{"$f":"COUNTIF($D$218:$AA$218,$AJ$366)*$AB$19","v":0},{"$f":"COUNTIF($D$218:$AA$218,$AK$366)*$AB$19","v":0},{"$f":"COUNTIF($D$218:$AA$218,$AL$366)*$AB$19","v":0},{"$f":"COUNTIF($D$218:$AA$218,$AM$366)*$AB$19","v":0},{"$f":"COUNTIF($D$218:$AA$218,$AN$366)*$AB$19","v":0},{"$f":"COUNTIF($D$218:$AA$218,$AO$366)*$AB$19","v":0},{"$f":"COUNTIF($D$218:$AA$218,$AP$366)*$AB$19","v":0},{"$f":"COUNTIF($D$218:$AA$218,$AQ$366)*$AB$19","v":0},{"$f":"COUNTIF($D$218:$AA$218,$AR$366)*$AB$19","v":0},{"$f":"COUNTIF($D$218:$AA$218,$AS$366)*$AB$19","v":0},11,0,"","","","","","","","","",null,"","","","","","","","","",""]
[null,null,12,{"$f":"COUNTIF($D$219:$AA$219,$D$366)*$AB$20","v":0},{"$f":"COUNTIF($D$219:$AA$219,$E$366)*$AB$20","v":0},{"$f":"COUNTIF($D$219:$AA$219,$F$366)*$AB$20","v":0},{"$f":"COUNTIF($D$219:$AA$219,$G$366)*$AB$20","v":0},{"$f":"COUNTIF($D$219:$AA$219,$H$366)*$AB$20","v":0},{"$f":"COUNTIF($D$219:$AA$219,$I$366)*$AB$20","v":0},{"$f":"COUNTIF($D$219:$AA$219,$J$366)*$AB$20","v":0},{"$f":"COUNTIF($D$219:$AA$219,$K$366)*$AB$20","v":0},{"$f":"COUNTIF($D$219:$AA$219,$L$366)*$AB$20","v":0},{"$f":"COUNTIF($D$219:$AA$219,$M$366)*$AB$20","v":0},{"$f":"COUNTIF($D$219:$AA$219,$N$366)*$AB$20","v":0},{"$f":"COUNTIF($D$219:$AA$219,$O$366)*$AB$20","v":0},{"$f":"COUNTIF($D$219:$AA$219,$P$366)*$AB$20","v":0},{"$f":"COUNTIF($D$219:$AA$219,$Q$366)*$AB$20","v":0},{"$f":"COUNTIF($D$219:$AA$219,$R$366)*$AB$20","v":0},{"$f":"COUNTIF($D$219:$AA$219,$S$366)*$AB$20","v":0},{"$f":"COUNTIF($D$219:$AA$219,$T$366)*$AB$20","v":0},{"$f":"COUNTIF($D$219:$AA$219,$U$366)*$AB$20","v":0},{"$f":"COUNTIF($D$219:$AA$219,$V$366)*$AB$20","v":0},{"$f":"COUNTIF($D$219:$AA$219,$W$366)*$AB$20","v":0},{"$f":"COUNTIF($D$219:$AA$219,$X$366)*$AB$20","v":0},{"$f":"COUNTIF($D$219:$AA$219,$Y$366)*$AB$20","v":0},{"$f":"COUNTIF($D$219:$AA$219,$Z$366)*$AB$20","v":0},{"$f":"COUNTIF($D$219:$AA$219,$AA$366)*$AB$20","v":0},{"$f":"COUNTIF($D$219:$AA$219,$AB$366)*$AB$20","v":0},{"$f":"COUNTIF($D$219:$AA$219,$AC$366)*$AB$20","v":0},{"$f":"COUNTIF($D$219:$AA$219,$AD$366)*$AB$20","v":0},{"$f":"COUNTIF($D$219:$AA$219,$AE$366)*$AB$20","v":0},{"$f":"COUNTIF($D$219:$AA$219,$AF$366)*$AB$20","v":0},{"$f":"COUNTIF($D$219:$AA$219,$AG$366)*$AB$20","v":0},{"$f":"COUNTIF($D$219:$AA$219,$AH$366)*$AB$20","v":0},{"$f":"COUNTIF($D$219:$AA$219,$AI$366)*$AB$20","v":0},{"$f":"COUNTIF($D$219:$AA$219,$AJ$366)*$AB$20","v":0},{"$f":"COUNTIF($D$219:$AA$219,$AK$366)*$AB$20","v":0},{"$f":"COUNTIF($D$219:$AA$219,$AL$366)*$AB$20","v":0},{"$f":"COUNTIF($D$219:$AA$219,$AM$366)*$AB$20","v":0},{"$f":"COUNTIF($D$219:$AA$219,$AN$366)*$AB$20","v":0},{"$f":"COUNTIF($D$219:$AA$219,$AO$366)*$AB$20","v":0},{"$f":"COUNTIF($D$219:$AA$219,$AP$366)*$AB$20","v":0},{"$f":"COUNTIF($D$219:$AA$219,$AQ$366)*$AB$20","v":0},{"$f":"COUNTIF($D$219:$AA$219,$AR$366)*$AB$20","v":0},{"$f":"COUNTIF($D$219:$AA$219,$AS$366)*$AB$20","v":0},12,0,"","","","","","","","","",null,"","","","","","","","","",""]
[null,null,1,{"$f":"COUNTIF($D$220:$AA$220,$D$366)*$AB$21","v":0},{"$f":"COUNTIF($D$220:$AA$220,$E$366)*$AB$21","v":0},{"$f":"COUNTIF($D$220:$AA$220,$F$366)*$AB$21","v":0},{"$f":"COUNTIF($D$220:$AA$220,$G$366)*$AB$21","v":0},{"$f":"COUNTIF($D$220:$AA$220,$H$366)*$AB$21","v":0},{"$f":"COUNTIF($D$220:$AA$220,$I$366)*$AB$21","v":0},{"$f":"COUNTIF($D$220:$AA$220,$J$366)*$AB$21","v":0},{"$f":"COUNTIF($D$220:$AA$220,$K$366)*$AB$21","v":0},{"$f":"COUNTIF($D$220:$AA$220,$L$366)*$AB$21","v":0},{"$f":"COUNTIF($D$220:$AA$220,$M$366)*$AB$21","v":0},{"$f":"COUNTIF($D$220:$AA$220,$N$366)*$AB$21","v":0},{"$f":"COUNTIF($D$220:$AA$220,$O$366)*$AB$21","v":0},{"$f":"COUNTIF($D$220:$AA$220,$P$366)*$AB$21","v":0},{"$f":"COUNTIF($D$220:$AA$220,$Q$366)*$AB$21","v":0},{"$f":"COUNTIF($D$220:$AA$220,$R$366)*$AB$21","v":0},{"$f":"COUNTIF($D$220:$AA$220,$S$366)*$AB$21","v":0},{"$f":"COUNTIF($D$220:$AA$220,$T$366)*$AB$21","v":0},{"$f":"COUNTIF($D$220:$AA$220,$U$366)*$AB$21","v":0},{"$f":"COUNTIF($D$220:$AA$220,$V$366)*$AB$21","v":0},{"$f":"COUNTIF($D$220:$AA$220,$W$366)*$AB$21","v":0},{"$f":"COUNTIF($D$220:$AA$220,$X$366)*$AB$21","v":0},{"$f":"COUNTIF($D$220:$AA$220,$Y$366)*$AB$21","v":0},{"$f":"COUNTIF($D$220:$AA$220,$Z$366)*$AB$21","v":0},{"$f":"COUNTIF($D$220:$AA$220,$AA$366)*$AB$21","v":0},{"$f":"COUNTIF($D$220:$AA$220,$AB$366)*$AB$21","v":0},{"$f":"COUNTIF($D$220:$AA$220,$AC$366)*$AB$21","v":0},{"$f":"COUNTIF($D$220:$AA$220,$AD$366)*$AB$21","v":0},{"$f":"COUNTIF($D$220:$AA$220,$AE$366)*$AB$21","v":0},{"$f":"COUNTIF($D$220:$AA$220,$AF$366)*$AB$21","v":0},{"$f":"COUNTIF($D$220:$AA$220,$AG$366)*$AB$21","v":0},{"$f":"COUNTIF($D$220:$AA$220,$AH$366)*$AB$21","v":0},{"$f":"COUNTIF($D$220:$AA$220,$AI$366)*$AB$21","v":0},{"$f":"COUNTIF($D$220:$AA$220,$AJ$366)*$AB$21","v":0},{"$f":"COUNTIF($D$220:$AA$220,$AK$366)*$AB$21","v":0},{"$f":"COUNTIF($D$220:$AA$220,$AL$366)*$AB$21","v":0},{"$f":"COUNTIF($D$220:$AA$220,$AM$366)*$AB$21","v":0},{"$f":"COUNTIF($D$220:$AA$220,$AN$366)*$AB$21","v":0},{"$f":"COUNTIF($D$220:$AA$220,$AO$366)*$AB$21","v":0},{"$f":"COUNTIF($D$220:$AA$220,$AP$366)*$AB$21","v":0},{"$f":"COUNTIF($D$220:$AA$220,$AQ$366)*$AB$21","v":0},{"$f":"COUNTIF($D$220:$AA$220,$AR$366)*$AB$21","v":0},{"$f":"COUNTIF($D$220:$AA$220,$AS$366)*$AB$21","v":0},1,0,"","","","","","","","","",null,"","","","","","","","","",""]
[null,null,2,{"$f":"COUNTIF($D$221:$AA$221,$D$366)*$AB$22","v":0},{"$f":"COUNTIF($D$221:$AA$221,$E$366)*$AB$22","v":0},{"$f":"COUNTIF($D$221:$AA$221,$F$366)*$AB$22","v":0},{"$f":"COUNTIF($D$221:$AA$221,$G$366)*$AB$22","v":0},{"$f":"COUNTIF($D$221:$AA$221,$H$366)*$AB$22","v":0},{"$f":"COUNTIF($D$221:$AA$221,$I$366)*$AB$22","v":0},{"$f":"COUNTIF($D$221:$AA$221,$J$366)*$AB$22","v":0},{"$f":"COUNTIF($D$221:$AA$221,$K$366)*$AB$22","v":0},{"$f":"COUNTIF($D$221:$AA$221,$L$366)*$AB$22","v":0},{"$f":"COUNTIF($D$221:$AA$221,$M$366)*$AB$22","v":0},{"$f":"COUNTIF($D$221:$AA$221,$N$366)*$AB$22","v":0},{"$f":"COUNTIF($D$221:$AA$221,$O$366)*$AB$22","v":0},{"$f":"COUNTIF($D$221:$AA$221,$P$366)*$AB$22","v":0},{"$f":"COUNTIF($D$221:$AA$221,$Q$366)*$AB$22","v":0},{"$f":"COUNTIF($D$221:$AA$221,$R$366)*$AB$22","v":0},{"$f":"COUNTIF($D$221:$AA$221,$S$366)*$AB$22","v":0},{"$f":"COUNTIF($D$221:$AA$221,$T$366)*$AB$22","v":0},{"$f":"COUNTIF($D$221:$AA$221,$U$366)*$AB$22","v":0},{"$f":"COUNTIF($D$221:$AA$221,$V$366)*$AB$22","v":0},{"$f":"COUNTIF($D$221:$AA$221,$W$366)*$AB$22","v":0},{"$f":"COUNTIF($D$221:$AA$221,$X$366)*$AB$22","v":0},{"$f":"COUNTIF($D$221:$AA$221,$Y$366)*$AB$22","v":0},{"$f":"COUNTIF($D$221:$AA$221,$Z$366)*$AB$22","v":0},{"$f":"COUNTIF($D$221:$AA$221,$AA$366)*$AB$22","v":0},{"$f":"COUNTIF($D$221:$AA$221,$AB$366)*$AB$22","v":0},{"$f":"COUNTIF($D$221:$AA$221,$AC$366)*$AB$22","v":0},{"$f":"COUNTIF($D$221:$AA$221,$AD$366)*$AB$22","v":0},{"$f":"COUNTIF($D$221:$AA$221,$AE$366)*$AB$22","v":0},{"$f":"COUNTIF($D$221:$AA$221,$AF$366)*$AB$22","v":0},{"$f":"COUNTIF($D$221:$AA$221,$AG$366)*$AB$22","v":0},{"$f":"COUNTIF($D$221:$AA$221,$AH$366)*$AB$22","v":0},{"$f":"COUNTIF($D$221:$AA$221,$AI$366)*$AB$22","v":0},{"$f":"COUNTIF($D$221:$AA$221,$AJ$366)*$AB$22","v":0},{"$f":"COUNTIF($D$221:$AA$221,$AK$366)*$AB$22","v":0},{"$f":"COUNTIF($D$221:$AA$221,$AL$366)*$AB$22","v":0},{"$f":"COUNTIF($D$221:$AA$221,$AM$366)*$AB$22","v":0},{"$f":"COUNTIF($D$221:$AA$221,$AN$366)*$AB$22","v":0},{"$f":"COUNTIF($D$221:$AA$221,$AO$366)*$AB$22","v":0},{"$f":"COUNTIF($D$221:$AA$221,$AP$366)*$AB$22","v":0},{"$f":"COUNTIF($D$221:$AA$221,$AQ$366)*$AB$22","v":0},{"$f":"COUNTIF($D$221:$AA$221,$AR$366)*$AB$22","v":0},{"$f":"COUNTIF($D$221:$AA$221,$AS$366)*$AB$22","v":0},2,0,"","","","","","","","","",null,"","","","","","","","","",""]
[null,null,3,{"$f":"COUNTIF($D$222:$AA$222,$D$366)*$AB$23","v":0},{"$f":"COUNTIF($D$222:$AA$222,$E$366)*$AB$23","v":0},{"$f":"COUNTIF($D$222:$AA$222,$F$366)*$AB$23","v":0},{"$f":"COUNTIF($D$222:$AA$222,$G$366)*$AB$23","v":0},{"$f":"COUNTIF($D$222:$AA$222,$H$366)*$AB$23","v":0},{"$f":"COUNTIF($D$222:$AA$222,$I$366)*$AB$23","v":0},{"$f":"COUNTIF($D$222:$AA$222,$J$366)*$AB$23","v":0},{"$f":"COUNTIF($D$222:$AA$222,$K$366)*$AB$23","v":0},{"$f":"COUNTIF($D$222:$AA$222,$L$366)*$AB$23","v":0},{"$f":"COUNTIF($D$222:$AA$222,$M$366)*$AB$23","v":0},{"$f":"COUNTIF($D$222:$AA$222,$N$366)*$AB$23","v":0},{"$f":"COUNTIF($D$222:$AA$222,$O$366)*$AB$23","v":0},{"$f":"COUNTIF($D$222:$AA$222,$P$366)*$AB$23","v":0},{"$f":"COUNTIF($D$222:$AA$222,$Q$366)*$AB$23","v":0},{"$f":"COUNTIF($D$222:$AA$222,$R$366)*$AB$23","v":0},{"$f":"COUNTIF($D$222:$AA$222,$S$366)*$AB$23","v":0},{"$f":"COUNTIF($D$222:$AA$222,$T$366)*$AB$23","v":0},{"$f":"COUNTIF($D$222:$AA$222,$U$366)*$AB$23","v":0},{"$f":"COUNTIF($D$222:$AA$222,$V$366)*$AB$23","v":0},{"$f":"COUNTIF($D$222:$AA$222,$W$366)*$AB$23","v":0},{"$f":"COUNTIF($D$222:$AA$222,$X$366)*$AB$23","v":0},{"$f":"COUNTIF($D$222:$AA$222,$Y$366)*$AB$23","v":0},{"$f":"COUNTIF($D$222:$AA$222,$Z$366)*$AB$23","v":0},{"$f":"COUNTIF($D$222:$AA$222,$AA$366)*$AB$23","v":0},{"$f":"COUNTIF($D$222:$AA$222,$AB$366)*$AB$23","v":0},{"$f":"COUNTIF($D$222:$AA$222,$AC$366)*$AB$23","v":0},{"$f":"COUNTIF($D$222:$AA$222,$AD$366)*$AB$23","v":0},{"$f":"COUNTIF($D$222:$AA$222,$AE$366)*$AB$23","v":0},{"$f":"COUNTIF($D$222:$AA$222,$AF$366)*$AB$23","v":0},{"$f":"COUNTIF($D$222:$AA$222,$AG$366)*$AB$23","v":0},{"$f":"COUNTIF($D$222:$AA$222,$AH$366)*$AB$23","v":0},{"$f":"COUNTIF($D$222:$AA$222,$AI$366)*$AB$23","v":0},{"$f":"COUNTIF($D$222:$AA$222,$AJ$366)*$AB$23","v":0},{"$f":"COUNTIF($D$222:$AA$222,$AK$366)*$AB$23","v":0},{"$f":"COUNTIF($D$222:$AA$222,$AL$366)*$AB$23","v":0},{"$f":"COUNTIF($D$222:$AA$222,$AM$366)*$AB$23","v":0},{"$f":"COUNTIF($D$222:$AA$222,$AN$366)*$AB$23","v":0},{"$f":"COUNTIF($D$222:$AA$222,$AO$366)*$AB$23","v":0},{"$f":"COUNTIF($D$222:$AA$222,$AP$366)*$AB$23","v":0},{"$f":"COUNTIF($D$222:$AA$222,$AQ$366)*$AB$23","v":0},{"$f":"COUNTIF($D$222:$AA$222,$AR$366)*$AB$23","v":0},{"$f":"COUNTIF($D$222:$AA$222,$AS$366)*$AB$23","v":0},3,0,"","","","","","","","","",null,"","","","","","","","","",""]
[null,null,"暖房運転時間",{"$f":"SUM($D$367:$D$378)","v":0},{"$f":"SUM($E$367:$E$378)","v":0},{"$f":"SUM($F$367:$F$378)","v":0},{"$f":"SUM($G$367:$G$378)","v":0},{"$f":"SUM($H$367:$H$378)","v":0},{"$f":"SUM($I$367:$I$378)","v":0},{"$f":"SUM($J$367:$J$378)","v":0},{"$f":"SUM($K$367:$K$378)","v":0},{"$f":"SUM($L$367:$L$378)","v":0},{"$f":"SUM($M$367:$M$378)","v":0},{"$f":"SUM($N$367:$N$378)","v":0},{"$f":"SUM($O$367:$O$378)","v":0},{"$f":"SUM($P$367:$P$378)","v":0},{"$f":"SUM($Q$367:$Q$378)","v":0},{"$f":"SUM($R$367:$R$378)","v":0},{"$f":"SUM($S$367:$S$378)","v":0},{"$f":"SUM($T$367:$T$378)","v":0},{"$f":"SUM($U$367:$U$378)","v":0},{"$f":"SUM($V$367:$V$378)","v":0},{"$f":"SUM($W$367:$W$378)","v":0},{"$f":"SUM($X$367:$X$378)","v":0},{"$f":"SUM($Y$367:$Y$378)","v":0},{"$f":"SUM($Z$367:$Z$378)","v":0},{"$f":"SUM($AA$367:$AA$378)","v":0},{"$f":"SUM($AB$367:$AB$378)","v":0},{"$f":"SUM($AC$367:$AC$378)","v":0},{"$f":"SUM($AD$367:$AD$378)","v":0},{"$f":"SUM($AE$367:$AE$378)","v":0},{"$f":"SUM($AF$367:$AF$378)","v":0},{"$f":"SUM($AG$367:$AG$378)","v":0},{"$f":"SUM($AH$367:$AH$378)","v":0},{"$f":"SUM($AI$367:$AI$378)","v":0},{"$f":"SUM($AJ$367:$AJ$378)","v":0},{"$f":"SUM($AK$367:$AK$378)","v":0},{"$f":"SUM($AL$367:$AL$378)","v":0},{"$f":"SUM($AM$367:$AM$378)","v":0},{"$f":"SUM($AN$367:$AN$378)","v":0},{"$f":"SUM($AO$367:$AO$378)","v":0},{"$f":"SUM($AP$367:$AP$378)","v":0},{"$f":"SUM($AQ$367:$AQ$378)","v":0},{"$f":"SUM($AR$367:$AR$378)","v":0},{"$f":"SUM($AS$367:$AS$378)","v":0},"暖房運転時間",{"$f":"SUM(AU367:AU378)","v":0},{"$f":"SUM(AV367:AV378)","v":0},0,0,0,0,0,0,0,0,null,{"$f":"SUM(BF367:BF378)","v":0},{"$f":"SUM(BG367:BG378)","v":0},0,0,0,0,0,0,0,0]
[null,null,"暖房空調負荷率",{"$f":"IF((1/($AB$25-$M$26))*(D$366-$AB$25)+1<0,0,IF((1/($AB$25-$M$26))*(D$366-$AB$25)+1>1,1,(1/($AB$25-$M$26))*(D$366-$AB$25)+1))","v":1},{"$f":"IF((1/($AB$25-$M$26))*(E$366-$AB$25)+1<0,0,IF((1/($AB$25-$M$26))*(E$366-$AB$25)+1>1,1,(1/($AB$25-$M$26))*(E$366-$AB$25)+1))","v":1},0.94117647058823528,0.88235294117647056,0.82352941176470584,0.76470588235294112,0.70588235294117641,0.6470588235294118,0.58823529411764708,0.52941176470588236,0.47058823529411764,0.41176470588235292,0.3529411764705882,0.29411764705882359,0.23529411764705888,0.17647058823529416,0.11764705882352944,5.8823529411764719E-2,0,0,0,0,0,0,0,0,0,0,0,0,0,0,0,0,0,0,0,0,0,0,0,0,"暖房空調負荷率","αw"]
[null,null,"δ:集積加熱補正係数",{"$f":"(0.15/7)*D$366+0.15","v":2.1428571428571436E-2},{"$f":"(0.15/7)*E$366+0.15","v":4.2857142857142844E-2},6.4285714285714279E-2,8.5714285714285715E-2,0.10714285714285714,0.12857142857142856,{"$f":"(-0.15/4.5)*J$366+0.15","v":0.15},{"$f":"(-0.15/4.5)*K$366+0.15","v":0.11666666666666667},8.3333333333333329E-2,4.9999999999999989E-2,1.6666666666666663E-2,0,0,0,0,0,0,0,0,0,0,0,0,0,0,0,0,0,0,0,0,0,0,0,0,0,0,0,0,0,0,0,"集積加熱補正係数","δ"]
[null,null,"1+δ",{"$f":"D381+1","v":1.0214285714285714},{"$f":"E381+1","v":1.0428571428571429},1.0642857142857143,1.0857142857142856,1.1071428571428572,1.1285714285714286,1.1499999999999999,1.1166666666666667,1.0833333333333333,1.05,1.0166666666666666,1,1,1,1,1,1,1,1,1,1,1,1,1,1,1,1,1,1,1,1,1,1,1,1,1,1,1,1,1,1,1,"1+δ"]
[]
[null,"前1","暖房時エネルギー消費電力比",{"$f":"D$380/D390","v":1.4583482465330879},{"$f":"E$380/E390","v":1.4775080963461342},1.4026910958843617,1.325267362556261,1.2455970370867846,1.1639768391927183,1.080653439481992,0.99583358499593488,0.90969186212500164,0.82237671598193263,0.73401516661164945,0.41484411173755925,0.34695882594035077,0.28230673061686912,0.22065125085440246,0.16177834268430705,0.10549387320478934,5.1621357959673708E-2,0,0,0,0,0,0,0,0,0,0,0,0,0,0,0,0,0,0,0,0,0,0,0,0,"暖房時エネルギー消費電力比","εw"]
[null,null,"暖房能力",{"$f":"($Q$33-0.65*$Q$33)/14*(D$366-7)+$Q$33","v":16.875},{"$f":"($Q$33-0.65*$Q$33)/14*(E$366-7)+$Q$33","v":17.5},18.125,18.75,19.375,20,20.625,21.25,21.875,22.5,23.125,23.75,24.375,25,25.625,26.25,26.875,27.5,28.125,28.75,29.375,30,30.625,31.25,31.875,32.5,33.125,33.75,34.375,35,35.625,36.25,36.875,37.5,38.125,38.75,39.375,40,40.625,41.25,41.875,42.5,"暖房能力","Φw"]
[null,null,"着霜時暖房能力",{"$f":"($Q$37-0.65*$Q$33)/9*(D$366-2)+$Q$37","v":17.222222222222221},{"$f":"($Q$37-0.65*$Q$33)/9*(E$366-2)+$Q$37","v":18.194444444444443},19.166666666666668,20.138888888888889,21.111111111111111,22.083333333333332,23.055555555555557,24.027777777777779,25,25.972222222222221,26.944444444444443,null,null,null,null,null,null,null,null,null,null,null,null,null,null,null,null,null,null,null,null,null,null,null,null,null,null,null,null,null,null,null,"着霜時暖房能力","Φwf"]
[null,null,"暖房エネルギー消費量",{"$f":"($Q$34-0.93*$Q$34)/14*(D$366-7)+$Q$34","v":17.484500000000001},{"$f":"($Q$34-0.93*$Q$34)/14*(E$366-7)+$Q$34","v":17.578000000000003},17.671500000000002,17.765000000000001,17.858499999999999,17.952000000000002,18.045500000000001,18.138999999999999,18.232500000000002,18.326000000000001,18.419499999999999,18.512999999999998,18.6065,18.7,18.793499999999998,18.887,18.980499999999999,19.073999999999998,19.167499999999997,19.260999999999999,19.354499999999998,19.447999999999997,19.541499999999999,19.634999999999998,19.728499999999997,19.821999999999996,19.915499999999998,20.008999999999997,20.102499999999996,20.195999999999998,20.289499999999997,20.382999999999996,20.476499999999994,20.569999999999997,20.663499999999996,20.756999999999994,20.850499999999997,20.943999999999996,21.037499999999994,21.130999999999993,21.224499999999995,21.317999999999994,"暖房エネルギー消費量","Pw"]
[null,null,"暖房ガス消費量",{"$f":"($Q$38-0.93*$Q$34)/9*(D$366-2)+$Q$38","v":18.792000000000002},{"$f":"($Q$38-0.93*$Q$34)/9*(E$366-2)+$Q$38","v":20.193000000000001},21.594000000000001,22.995000000000001,24.396000000000001,25.797000000000001,27.198,28.599,30,31.401,32.802,null,null,null,null,null,null,null,null,null,null,null,null,null,null,null,null,null,null,null,null,null,null,null,null,null,null,null,null,null,null,null,"暖房ガス消費量","Pwf"]
[null,null,"暖房COP",{"$f":"D386/(D388+$Q$35*$I$32*D$380)","v":0.86456938866577404},{"$f":"E386/(E388+$Q$35*$I$32*E$380)","v":0.8533579308871273},0.84599952572098203,0.83945985781286814,0.8336094826046605,0.82834487683863134,0.82358225946611796,0.8192530996793409,0.81530079803560462,0.81167819816529574,{"$f":"N386/(N388+$Q$35*$I$32*N$380)","v":0.80834569626751152},{"$f":"O385/(O387+$Q$35*$I$32*O$380)","v":1.2514839577579608},{"$f":"P385/(P387+$Q$35*$I$32*P$380)","v":1.2825830254876138},1.3135933733077827,1.3445153803300296,1.3753494235089978,1.4060958776577328,1.4367551154628657,1.4673275074996741,1.4926535486215669,1.5177348936939732,1.542575071986837,1.5671775452242664,1.5915457091927683,1.6156828953037485,1.6395923721117953,1.6632773467901887,1.6867409665650459,1.7099863201094394,1.7330164388987921,1.755834298528796,1.7784428199970568,1.8008448709496256,1.8230432668935346,1.8450407723764128,1.8668401021342202,1.8884439222081009,1.909854851031322,1.9310754604872258,1.9521082769390949,1.9729557822327974,1.9936204146730467,"暖房COP","σw"]
[null,null,"暖房COP比",{"$f":"D389/$Q$36","v":0.68570727353859873},{"$f":"E389/$Q$36","v":0.67681524214519839},0.67097914383982526,0.66579240242854199,0.66115235284340834,0.65697688871825533,0.65319956162776749,0.64976601841767889,0.64663136893799877,0.64375821252885934,0.64111513862368874,0.99257695657699385,1.0172422491747362,1.0418371762378686,1.0663620384473531,1.0908171347734563,1.1152027624879011,1.1395192171759081,1.1637667927481414,1.1838533824827371,1.2037458988865639,1.2234471410942001,1.2429598546682701,1.2622867328749683,1.2814304179233089,1.3003935021693072,1.3191785292862344,1.3377879954020693,1.3562243502051985,1.3744899980194099,1.3925872988491588,1.4105185693960656,1.4282860840475671,1.4458920758386,1.4633387373871805,1.4806282218046927,1.4977626435816889,1.514744079449962,1.5315745692216285,1.548256116605935,1.5647906900044763,1.5811802232854868,"暖房COP比","βw"]
[null,null,"∑",{"$f":"D$379*D384*D$382","v":0},{"$f":"E$379*E384*E$382","v":0},0,0,0,0,0,0,0,0,0,0,0,0,0,0,0,0,0,0,0,0,0,0,0,0,0,0,0,0,0,0,0,0,0,0,0,0,0,0,0,0,"∑"]
[null,null,"Φwd/σww",{"$f":"$AB$26/$Q$39","v":22.661183999999999},{"$f":"$AB$26/$Q$39","v":22.661183999999999},22.661183999999999,22.661183999999999,22.661183999999999,22.661183999999999,22.661183999999999,22.661183999999999,22.661183999999999,22.661183999999999,22.661183999999999,{"$f":"$AB$26/$Q$36","v":14.434783999999999},{"$f":"$AB$26/$Q$36","v":14.434783999999999},14.434783999999999,14.434783999999999,14.434783999999999,14.434783999999999,14.434783999999999,14.434783999999999,14.434783999999999,14.434783999999999,14.434783999999999,14.434783999999999,14.434783999999999,14.434783999999999,14.434783999999999,14.434783999999999,14.434783999999999,14.434783999999999,14.434783999999999,14.434783999999999,14.434783999999999,14.434783999999999,14.434783999999999,14.434783999999999,14.434783999999999,14.434783999999999,14.434783999999999,14.434783999999999,14.434783999999999,14.434783999999999,14.434783999999999]
[null,null,"エネルギー使用量",{"$f":"D392*D391","v":0},{"$f":"E392*E391","v":0},{"$f":"F392*F391","v":0},0,0,0,0,0,0,0,0,0,0,0,0,0,0,0,0,0,0,0,0,0,0,0,0,0,0,0,0,0,0,0,0,0,0,0,0,0,0,{"$f":"AS392*AS391","v":0},{"$f":"SUM(D393:AS393)","v":0}]
[null,"前2","暖房時エネルギー消費電力比",{"$f":"D$380/D400","v":{"$error":"#DIV/0!"}},{"$f":"E$380/E400","v":{"$error":"#DIV/0!"}},{"$error":"#DIV/0!"},{"$error":"#DIV/0!"},{"$error":"#DIV/0!"},{"$error":"#DIV/0!"},{"$error":"#DIV/0!"},{"$error":"#DIV/0!"},{"$error":"#DIV/0!"},{"$error":"#DIV/0!"},{"$error":"#DIV/0!"},{"$error":"#DIV/0!"},{"$error":"#DIV/0!"},{"$error":"#DIV/0!"},{"$error":"#DIV/0!"},{"$error":"#DIV/0!"},{"$error":"#DIV/0!"},{"$error":"#DIV/0!"},{"$error":"#DIV/0!"},{"$error":"#DIV/0!"},{"$error":"#DIV/0!"},{"$error":"#DIV/0!"},{"$error":"#DIV/0!"},{"$error":"#DIV/0!"},{"$error":"#DIV/0!"},{"$error":"#DIV/0!"},{"$error":"#DIV/0!"},{"$error":"#DIV/0!"},{"$error":"#DIV/0!"},{"$error":"#DIV/0!"},{"$error":"#DIV/0!"},{"$error":"#DIV/0!"},{"$error":"#DIV/0!"},{"$error":"#DIV/0!"},{"$error":"#DIV/0!"},{"$error":"#DIV/0!"},{"$error":"#DIV/0!"},{"$error":"#DIV/0!"},{"$error":"#DIV/0!"},{"$error":"#DIV/0!"},{"$error":"#DIV/0!"},{"$error":"#DIV/0!"},"暖房時エネルギー消費電力比","εw"]
[null,null,"暖房能力",{"$f":"($R$33-0.65*$R$33)/14*(D$366-7)+$R$33","v":0},0,0,0,0,0,0,0,0,0,0,0,0,0,0,0,0,0,0,0,0,0,0,0,0,0,0,0,0,0,0,0,0,0,0,0,0,0,0,0,0,0,"暖房能力","Φw"]
[null,null,"着霜時暖房能力",{"$f":"($R$37-0.65*$R$33)/9*(D$366-2)+$R$37","v":0},{"$f":"($R$37-0.65*$R$33)/9*(E$366-2)+$R$37","v":0},0,0,0,0,0,0,0,0,0,null,null,null,null,null,null,null,null,null,null,null,null,null,null,null,null,null,null,null,null,null,null,null,null,null,null,null,null,null,null,null,"着霜時暖房能力","Φwf"]
[null,null,"暖房エネルギー消費量",{"$f":"($R$34-0.93*$R$34)/14*(D$366-7)+$R$34","v":0},0,0,0,0,0,0,0,0,0,0,0,0,0,0,0,0,0,0,0,0,0,0,0,0,0,0,0,0,0,0,0,0,0,0,0,0,0,0,0,0,0,"暖房エネルギー消費量","Pw"]
[null,null,"暖房ガス消費量",{"$f":"($R$38-0.93*$R$34)/9*(D$366-2)+$R$38","v":0},{"$f":"($R$38-0.93*$R$34)/9*(E$366-2)+$R$38","v":0},0,0,0,0,0,0,0,0,0,null,null,null,null,null,null,null,null,null,null,null,null,null,null,null,null,null,null,null,null,null,null,null,null,null,null,null,null,null,null,null,"暖房ガス消費量","Pwf"]
[null,null,"暖房COP",{"$f":"D396/(D398+$R$35*$I$32*D$380)","v":{"$error":"#DIV/0!"}},{"$f":"E396/(E398+$R$35*$I$32*E$380)","v":{"$error":"#DIV/0!"}},{"$error":"#DIV/0!"},{"$error":"#DIV/0!"},{"$error":"#DIV/0!"},{"$error":"#DIV/0!"},{"$error":"#DIV/0!"},{"$error":"#DIV/0!"},{"$error":"#DIV/0!"},{"$error":"#DIV/0!"},{"$error":"#DIV/0!"},{"$f":"O395/(O397+$R$35*$I$32*O$380)","v":{"$error":"#DIV/0!"}},{"$f":"P395/(P397+$R$35*$I$32*P$380)","v":{"$error":"#DIV/0!"}},{"$error":"#DIV/0!"},{"$error":"#DIV/0!"},{"$error":"#DIV/0!"},{"$error":"#DIV/0!"},{"$error":"#DIV/0!"},{"$error":"#DIV/0!"},{"$error":"#DIV/0!"},{"$error":"#DIV/0!"},{"$error":"#DIV/0!"},{"$error":"#DIV/0!"},{"$error":"#DIV/0!"},{"$error":"#DIV/0!"},{"$error":"#DIV/0!"},{"$error":"#DIV/0!"},{"$error":"#DIV/0!"},{"$error":"#DIV/0!"},{"$error":"#DIV/0!"},{"$error":"#DIV/0!"},{"$error":"#DIV/0!"},{"$error":"#DIV/0!"},{"$error":"#DIV/0!"},{"$error":"#DIV/0!"},{"$error":"#DIV/0!"},{"$error":"#DIV/0!"},{"$error":"#DIV/0!"},{"$error":"#DIV/0!"},{"$error":"#DIV/0!"},{"$error":"#DIV/0!"},{"$error":"#DIV/0!"},"暖房COP","σw"]
[null,null,"暖房COP比",{"$f":"D399/$R$36","v":{"$error":"#DIV/0!"}},{"$f":"E399/$R$36","v":{"$error":"#DIV/0!"}},{"$error":"#DIV/0!"},{"$error":"#DIV/0!"},{"$error":"#DIV/0!"},{"$error":"#DIV/0!"},{"$error":"#DIV/0!"},{"$error":"#DIV/0!"},{"$error":"#DIV/0!"},{"$error":"#DIV/0!"},{"$error":"#DIV/0!"},{"$error":"#DIV/0!"},{"$error":"#DIV/0!"},{"$error":"#DIV/0!"},{"$error":"#DIV/0!"},{"$error":"#DIV/0!"},{"$error":"#DIV/0!"},{"$error":"#DIV/0!"},{"$error":"#DIV/0!"},{"$error":"#DIV/0!"},{"$error":"#DIV/0!"},{"$error":"#DIV/0!"},{"$error":"#DIV/0!"},{"$error":"#DIV/0!"},{"$error":"#DIV/0!"},{"$error":"#DIV/0!"},{"$error":"#DIV/0!"},{"$error":"#DIV/0!"},{"$error":"#DIV/0!"},{"$error":"#DIV/0!"},{"$error":"#DIV/0!"},{"$error":"#DIV/0!"},{"$error":"#DIV/0!"},{"$error":"#DIV/0!"},{"$error":"#DIV/0!"},{"$error":"#DIV/0!"},{"$error":"#DIV/0!"},{"$error":"#DIV/0!"},{"$error":"#DIV/0!"},{"$error":"#DIV/0!"},{"$error":"#DIV/0!"},{"$error":"#DIV/0!"},"暖房COP比","βw"]
[null,null,"∑",{"$f":"D$379*D394*D$382","v":{"$error":"#DIV/0!"}},{"$f":"E$379*E394*E$382","v":{"$error":"#DIV/0!"}},{"$error":"#DIV/0!"},{"$error":"#DIV/0!"},{"$error":"#DIV/0!"},{"$error":"#DIV/0!"},{"$error":"#DIV/0!"},{"$error":"#DIV/0!"},{"$error":"#DIV/0!"},{"$error":"#DIV/0!"},{"$error":"#DIV/0!"},{"$error":"#DIV/0!"},{"$error":"#DIV/0!"},{"$error":"#DIV/0!"},{"$error":"#DIV/0!"},{"$error":"#DIV/0!"},{"$error":"#DIV/0!"},{"$error":"#DIV/0!"},{"$error":"#DIV/0!"},{"$error":"#DIV/0!"},{"$error":"#DIV/0!"},{"$error":"#DIV/0!"},{"$error":"#DIV/0!"},{"$error":"#DIV/0!"},{"$error":"#DIV/0!"},{"$error":"#DIV/0!"},{"$error":"#DIV/0!"},{"$error":"#DIV/0!"},{"$error":"#DIV/0!"},{"$error":"#DIV/0!"},{"$error":"#DIV/0!"},{"$error":"#DIV/0!"},{"$error":"#DIV/0!"},{"$error":"#DIV/0!"},{"$error":"#DIV/0!"},{"$error":"#DIV/0!"},{"$error":"#DIV/0!"},{"$error":"#DIV/0!"},{"$error":"#DIV/0!"},{"$error":"#DIV/0!"},{"$error":"#DIV/0!"},{"$error":"#DIV/0!"},"∑"]
[null,null,"Φwd/σww",{"$f":"$AB$26/$R$39","v":{"$error":"#VALUE!"}},{"$f":"$AB$26/$R$39","v":{"$error":"#VALUE!"}},{"$error":"#VALUE!"},{"$error":"#VALUE!"},{"$error":"#VALUE!"},{"$error":"#VALUE!"},{"$error":"#VALUE!"},{"$error":"#VALUE!"},{"$error":"#VALUE!"},{"$error":"#VALUE!"},{"$error":"#VALUE!"},{"$f":"$AB$26/$R$36","v":{"$error":"#VALUE!"}},{"$error":"#VALUE!"},{"$error":"#VALUE!"},{"$error":"#VALUE!"},{"$error":"#VALUE!"},{"$error":"#VALUE!"},{"$error":"#VALUE!"},{"$error":"#VALUE!"},{"$error":"#VALUE!"},{"$error":"#VALUE!"},{"$error":"#VALUE!"},{"$error":"#VALUE!"},{"$error":"#VALUE!"},{"$error":"#VALUE!"},{"$error":"#VALUE!"},{"$error":"#VALUE!"},{"$error":"#VALUE!"},{"$error":"#VALUE!"},{"$error":"#VALUE!"},{"$error":"#VALUE!"},{"$error":"#VALUE!"},{"$error":"#VALUE!"},{"$error":"#VALUE!"},{"$error":"#VALUE!"},{"$error":"#VALUE!"},{"$error":"#VALUE!"},{"$error":"#VALUE!"},{"$error":"#VALUE!"},{"$error":"#VALUE!"},{"$error":"#VALUE!"},{"$error":"#VALUE!"}]
[null,null,"エネルギー使用量",{"$f":"D402*D401","v":{"$error":"#VALUE!"}},{"$f":"E402*E401","v":{"$error":"#VALUE!"}},{"$f":"F402*F401","v":{"$error":"#VALUE!"}},{"$error":"#VALUE!"},{"$error":"#VALUE!"},{"$error":"#VALUE!"},{"$error":"#VALUE!"},{"$error":"#VALUE!"},{"$error":"#VALUE!"},{"$error":"#VALUE!"},{"$error":"#VALUE!"},{"$error":"#VALUE!"},{"$error":"#VALUE!"},{"$error":"#VALUE!"},{"$error":"#VALUE!"},{"$error":"#VALUE!"},{"$error":"#VALUE!"},{"$error":"#VALUE!"},{"$error":"#VALUE!"},{"$error":"#VALUE!"},{"$error":"#VALUE!"},{"$error":"#VALUE!"},{"$error":"#VALUE!"},{"$error":"#VALUE!"},{"$error":"#VALUE!"},{"$error":"#VALUE!"},{"$error":"#VALUE!"},{"$error":"#VALUE!"},{"$error":"#VALUE!"},{"$error":"#VALUE!"},{"$error":"#VALUE!"},{"$error":"#VALUE!"},{"$error":"#VALUE!"},{"$error":"#VALUE!"},{"$error":"#VALUE!"},{"$error":"#VALUE!"},{"$error":"#VALUE!"},{"$error":"#VALUE!"},{"$error":"#VALUE!"},{"$error":"#VALUE!"},{"$error":"#VALUE!"},{"$f":"AS402*AS401","v":{"$error":"#VALUE!"}},{"$f":"SUM(D403:AS403)","v":{"$error":"#VALUE!"}}]
[null,"前3","暖房時エネルギー消費電力比",{"$f":"D$380/D410","v":{"$error":"#DIV/0!"}},{"$f":"E$380/E410","v":{"$error":"#DIV/0!"}},{"$error":"#DIV/0!"},{"$error":"#DIV/0!"},{"$error":"#DIV/0!"},{"$error":"#DIV/0!"},{"$error":"#DIV/0!"},{"$error":"#DIV/0!"},{"$error":"#DIV/0!"},{"$error":"#DIV/0!"},{"$error":"#DIV/0!"},{"$error":"#DIV/0!"},{"$error":"#DIV/0!"},{"$error":"#DIV/0!"},{"$error":"#DIV/0!"},{"$error":"#DIV/0!"},{"$error":"#DIV/0!"},{"$error":"#DIV/0!"},{"$error":"#DIV/0!"},{"$error":"#DIV/0!"},{"$error":"#DIV/0!"},{"$error":"#DIV/0!"},{"$error":"#DIV/0!"},{"$error":"#DIV/0!"},{"$error":"#DIV/0!"},{"$error":"#DIV/0!"},{"$error":"#DIV/0!"},{"$error":"#DIV/0!"},{"$error":"#DIV/0!"},{"$error":"#DIV/0!"},{"$error":"#DIV/0!"},{"$error":"#DIV/0!"},{"$error":"#DIV/0!"},{"$error":"#DIV/0!"},{"$error":"#DIV/0!"},{"$error":"#DIV/0!"},{"$error":"#DIV/0!"},{"$error":"#DIV/0!"},{"$error":"#DIV/0!"},{"$error":"#DIV/0!"},{"$error":"#DIV/0!"},{"$error":"#DIV/0!"},"暖房時エネルギー消費電力比","εw"]
[null,null,"暖房能力",{"$f":"($S$33-0.65*$S$33)/14*(D$366-7)+$S$33","v":0},0,0,0,0,0,0,0,0,0,0,0,0,0,0,0,0,0,0,0,0,0,0,0,0,0,0,0,0,0,0,0,0,0,0,0,0,0,0,0,0,0,"暖房能力","Φw"]
[null,null,"着霜時暖房能力",{"$f":"($S$37-0.65*$S$33)/9*(D$366-2)+$S$37","v":0},{"$f":"($S$37-0.65*$S$33)/9*(E$366-2)+$S$37","v":0},0,0,0,0,0,0,0,0,0,null,null,null,null,null,null,null,null,null,null,null,null,null,null,null,null,null,null,null,null,null,null,null,null,null,null,null,null,null,null,null,"着霜時暖房能力","Φwf"]
[null,null,"暖房エネルギー消費量",{"$f":"($S$34-0.93*$S$34)/14*(D$366-7)+$S$34","v":0},0,0,0,0,0,0,0,0,0,0,0,0,0,0,0,0,0,0,0,0,0,0,0,0,0,0,0,0,0,0,0,0,0,0,0,0,0,0,0,0,0,"暖房エネルギー消費量","Pw"]
[null,null,"暖房ガス消費量",{"$f":"($S$38-0.93*$S$34)/9*(D$366-2)+$S$38","v":0},{"$f":"($S$38-0.93*$S$34)/9*(E$366-2)+$S$38","v":0},0,0,0,0,0,0,0,0,0,null,null,null,null,null,null,null,null,null,null,null,null,null,null,null,null,null,null,null,null,null,null,null,null,null,null,null,null,null,null,null,"暖房ガス消費量","Pwf"]
[null,null,"暖房COP",{"$f":"D406/(D408+$S$35*$I$32*D$380)","v":{"$error":"#DIV/0!"}},{"$f":"E406/(E408+$S$35*$I$32*E$380)","v":{"$error":"#DIV/0!"}},{"$error":"#DIV/0!"},{"$error":"#DIV/0!"},{"$error":"#DIV/0!"},{"$error":"#DIV/0!"},{"$error":"#DIV/0!"},{"$error":"#DIV/0!"},{"$error":"#DIV/0!"},{"$error":"#DIV/0!"},{"$error":"#DIV/0!"},{"$f":"O405/(O407+$S$35*$I$32*O$380)","v":{"$error":"#DIV/0!"}},{"$f":"P405/(P407+$S$35*$I$32*P$380)","v":{"$error":"#DIV/0!"}},{"$error":"#DIV/0!"},{"$error":"#DIV/0!"},{"$error":"#DIV/0!"},{"$error":"#DIV/0!"},{"$error":"#DIV/0!"},{"$error":"#DIV/0!"},{"$error":"#DIV/0!"},{"$error":"#DIV/0!"},{"$error":"#DIV/0!"},{"$error":"#DIV/0!"},{"$error":"#DIV/0!"},{"$error":"#DIV/0!"},{"$error":"#DIV/0!"},{"$error":"#DIV/0!"},{"$error":"#DIV/0!"},{"$error":"#DIV/0!"},{"$error":"#DIV/0!"},{"$error":"#DIV/0!"},{"$error":"#DIV/0!"},{"$error":"#DIV/0!"},{"$error":"#DIV/0!"},{"$error":"#DIV/0!"},{"$error":"#DIV/0!"},{"$error":"#DIV/0!"},{"$error":"#DIV/0!"},{"$error":"#DIV/0!"},{"$error":"#DIV/0!"},{"$error":"#DIV/0!"},{"$error":"#DIV/0!"},"暖房COP","σw"]
[null,null,"暖房COP比",{"$f":"D409/$S$36","v":{"$error":"#DIV/0!"}},{"$f":"E409/$S$36","v":{"$error":"#DIV/0!"}},{"$error":"#DIV/0!"},{"$error":"#DIV/0!"},{"$error":"#DIV/0!"},{"$error":"#DIV/0!"},{"$error":"#DIV/0!"},{"$error":"#DIV/0!"},{"$error":"#DIV/0!"},{"$error":"#DIV/0!"},{"$error":"#DIV/0!"},{"$error":"#DIV/0!"},{"$error":"#DIV/0!"},{"$error":"#DIV/0!"},{"$error":"#DIV/0!"},{"$error":"#DIV/0!"},{"$error":"#DIV/0!"},{"$error":"#DIV/0!"},{"$error":"#DIV/0!"},{"$error":"#DIV/0!"},{"$error":"#DIV/0!"},{"$error":"#DIV/0!"},{"$error":"#DIV/0!"},{"$error":"#DIV/0!"},{"$error":"#DIV/0!"},{"$error":"#DIV/0!"},{"$error":"#DIV/0!"},{"$error":"#DIV/0!"},{"$error":"#DIV/0!"},{"$error":"#DIV/0!"},{"$error":"#DIV/0!"},{"$error":"#DIV/0!"},{"$error":"#DIV/0!"},{"$error":"#DIV/0!"},{"$error":"#DIV/0!"},{"$error":"#DIV/0!"},{"$error":"#DIV/0!"},{"$error":"#DIV/0!"},{"$error":"#DIV/0!"},{"$error":"#DIV/0!"},{"$error":"#DIV/0!"},{"$error":"#DIV/0!"},"暖房COP比","βw"]
[null,null,"∑",{"$f":"D$379*D404*D$382","v":{"$error":"#DIV/0!"}},{"$f":"E$379*E404*E$382","v":{"$error":"#DIV/0!"}},{"$error":"#DIV/0!"},{"$error":"#DIV/0!"},{"$error":"#DIV/0!"},{"$error":"#DIV/0!"},{"$error":"#DIV/0!"},{"$error":"#DIV/0!"},{"$error":"#DIV/0!"},{"$error":"#DIV/0!"},{"$error":"#DIV/0!"},{"$error":"#DIV/0!"},{"$error":"#DIV/0!"},{"$error":"#DIV/0!"},{"$error":"#DIV/0!"},{"$error":"#DIV/0!"},{"$error":"#DIV/0!"},{"$error":"#DIV/0!"},{"$error":"#DIV/0!"},{"$error":"#DIV/0!"},{"$error":"#DIV/0!"},{"$error":"#DIV/0!"},{"$error":"#DIV/0!"},{"$error":"#DIV/0!"},{"$error":"#DIV/0!"},{"$error":"#DIV/0!"},{"$error":"#DIV/0!"},{"$error":"#DIV/0!"},{"$error":"#DIV/0!"},{"$error":"#DIV/0!"},{"$error":"#DIV/0!"},{"$error":"#DIV/0!"},{"$error":"#DIV/0!"},{"$error":"#DIV/0!"},{"$error":"#DIV/0!"},{"$error":"#DIV/0!"},{"$error":"#DIV/0!"},{"$error":"#DIV/0!"},{"$error":"#DIV/0!"},{"$error":"#DIV/0!"},{"$error":"#DIV/0!"},{"$error":"#DIV/0!"},"∑"]
[null,null,"Φwd/σww",{"$f":"$AB$26/$S$39","v":{"$error":"#VALUE!"}},{"$f":"$AB$26/$S$39","v":{"$error":"#VALUE!"}},{"$error":"#VALUE!"},{"$error":"#VALUE!"},{"$error":"#VALUE!"},{"$error":"#VALUE!"},{"$error":"#VALUE!"},{"$error":"#VALUE!"},{"$error":"#VALUE!"},{"$error":"#VALUE!"},{"$error":"#VALUE!"},{"$f":"$AB$26/$S$36","v":{"$error":"#VALUE!"}},{"$error":"#VALUE!"},{"$error":"#VALUE!"},{"$error":"#VALUE!"},{"$error":"#VALUE!"},{"$error":"#VALUE!"},{"$error":"#VALUE!"},{"$error":"#VALUE!"},{"$error":"#VALUE!"},{"$error":"#VALUE!"},{"$error":"#VALUE!"},{"$error":"#VALUE!"},{"$error":"#VALUE!"},{"$error":"#VALUE!"},{"$error":"#VALUE!"},{"$error":"#VALUE!"},{"$error":"#VALUE!"},{"$error":"#VALUE!"},{"$error":"#VALUE!"},{"$error":"#VALUE!"},{"$error":"#VALUE!"},{"$error":"#VALUE!"},{"$error":"#VALUE!"},{"$error":"#VALUE!"},{"$error":"#VALUE!"},{"$error":"#VALUE!"},{"$error":"#VALUE!"},{"$error":"#VALUE!"},{"$error":"#VALUE!"},{"$error":"#VALUE!"},{"$error":"#VALUE!"}]
[null,null,"エネルギー使用量",{"$f":"D412*D411","v":{"$error":"#VALUE!"}},{"$f":"E412*E411","v":{"$error":"#VALUE!"}},{"$f":"F412*F411","v":{"$error":"#VALUE!"}},{"$error":"#VALUE!"},{"$error":"#VALUE!"},{"$error":"#VALUE!"},{"$error":"#VALUE!"},{"$error":"#VALUE!"},{"$error":"#VALUE!"},{"$error":"#VALUE!"},{"$error":"#VALUE!"},{"$error":"#VALUE!"},{"$error":"#VALUE!"},{"$error":"#VALUE!"},{"$error":"#VALUE!"},{"$error":"#VALUE!"},{"$error":"#VALUE!"},{"$error":"#VALUE!"},{"$error":"#VALUE!"},{"$error":"#VALUE!"},{"$error":"#VALUE!"},{"$error":"#VALUE!"},{"$error":"#VALUE!"},{"$error":"#VALUE!"},{"$error":"#VALUE!"},{"$error":"#VALUE!"},{"$error":"#VALUE!"},{"$error":"#VALUE!"},{"$error":"#VALUE!"},{"$error":"#VALUE!"},{"$error":"#VALUE!"},{"$error":"#VALUE!"},{"$error":"#VALUE!"},{"$error":"#VALUE!"},{"$error":"#VALUE!"},{"$error":"#VALUE!"},{"$error":"#VALUE!"},{"$error":"#VALUE!"},{"$error":"#VALUE!"},{"$error":"#VALUE!"},{"$error":"#VALUE!"},{"$f":"AS412*AS411","v":{"$error":"#VALUE!"}},{"$f":"SUM(D413:AS413)","v":{"$error":"#VALUE!"}}]
[null,"前4","暖房時エネルギー消費電力比",{"$f":"D$380/D420","v":{"$error":"#DIV/0!"}},{"$f":"E$380/E420","v":{"$error":"#DIV/0!"}},{"$error":"#DIV/0!"},{"$error":"#DIV/0!"},{"$error":"#DIV/0!"},{"$error":"#DIV/0!"},{"$error":"#DIV/0!"},{"$error":"#DIV/0!"},{"$error":"#DIV/0!"},{"$error":"#DIV/0!"},{"$error":"#DIV/0!"},{"$error":"#DIV/0!"},{"$error":"#DIV/0!"},{"$error":"#DIV/0!"},{"$error":"#DIV/0!"},{"$error":"#DIV/0!"},{"$error":"#DIV/0!"},{"$error":"#DIV/0!"},{"$error":"#DIV/0!"},{"$error":"#DIV/0!"},{"$error":"#DIV/0!"},{"$error":"#DIV/0!"},{"$error":"#DIV/0!"},{"$error":"#DIV/0!"},{"$error":"#DIV/0!"},{"$error":"#DIV/0!"},{"$error":"#DIV/0!"},{"$error":"#DIV/0!"},{"$error":"#DIV/0!"},{"$error":"#DIV/0!"},{"$error":"#DIV/0!"},{"$error":"#DIV/0!"},{"$error":"#DIV/0!"},{"$error":"#DIV/0!"},{"$error":"#DIV/0!"},{"$error":"#DIV/0!"},{"$error":"#DIV/0!"},{"$error":"#DIV/0!"},{"$error":"#DIV/0!"},{"$error":"#DIV/0!"},{"$error":"#DIV/0!"},{"$error":"#DIV/0!"},"暖房時エネルギー消費電力比","εw"]
[null,null,"暖房能力",{"$f":"($T$33-0.65*$T$33)/14*(D$366-7)+$T$33","v":0},0,0,0,0,0,0,0,0,0,0,0,0,0,0,0,0,0,0,0,0,0,0,0,0,0,0,0,0,0,0,0,0,0,0,0,0,0,0,0,0,0,"暖房能力","Φw"]
[null,null,"着霜時暖房能力",{"$f":"($T$37-0.65*$T$33)/9*(D$366-2)+$T$37","v":0},{"$f":"($T$37-0.65*$T$33)/9*(E$366-2)+$T$37","v":0},0,0,0,0,0,0,0,0,0,null,null,null,null,null,null,null,null,null,null,null,null,null,null,null,null,null,null,null,null,null,null,null,null,null,null,null,null,null,null,null,"着霜時暖房能力","Φwf"]
[null,null,"暖房エネルギー消費量",{"$f":"($T$34-0.93*$T$34)/14*(D$366-7)+$T$34","v":0},0,0,0,0,0,0,0,0,0,0,0,0,0,0,0,0,0,0,0,0,0,0,0,0,0,0,0,0,0,0,0,0,0,0,0,0,0,0,0,0,0,"暖房エネルギー消費量","Pw"]
[null,null,"暖房ガス消費量",{"$f":"($T$38-0.93*$T$34)/9*(D$366-2)+$T$38","v":0},{"$f":"($T$38-0.93*$T$34)/9*(E$366-2)+$T$38","v":0},0,0,0,0,0,0,0,0,0,null,null,null,null,null,null,null,null,null,null,null,null,null,null,null,null,null,null,null,null,null,null,null,null,null,null,null,null,null,null,null,"暖房ガス消費量","Pwf"]
[null,null,"暖房COP",{"$f":"D416/(D418+$T$35*$I$32*D$380)","v":{"$error":"#DIV/0!"}},{"$f":"E416/(E418+$T$35*$I$32*E$380)","v":{"$error":"#DIV/0!"}},{"$error":"#DIV/0!"},{"$error":"#DIV/0!"},{"$error":"#DIV/0!"},{"$error":"#DIV/0!"},{"$error":"#DIV/0!"},{"$error":"#DIV/0!"},{"$error":"#DIV/0!"},{"$error":"#DIV/0!"},{"$error":"#DIV/0!"},{"$f":"O415/(O417+$T$35*$I$32*O$380)","v":{"$error":"#DIV/0!"}},{"$f":"P415/(P417+$T$35*$I$32*P$380)","v":{"$error":"#DIV/0!"}},{"$error":"#DIV/0!"},{"$error":"#DIV/0!"},{"$error":"#DIV/0!"},{"$error":"#DIV/0!"},{"$error":"#DIV/0!"},{"$error":"#DIV/0!"},{"$error":"#DIV/0!"},{"$error":"#DIV/0!"},{"$error":"#DIV/0!"},{"$error":"#DIV/0!"},{"$error":"#DIV/0!"},{"$error":"#DIV/0!"},{"$error":"#DIV/0!"},{"$error":"#DIV/0!"},{"$error":"#DIV/0!"},{"$error":"#DIV/0!"},{"$error":"#DIV/0!"},{"$error":"#DIV/0!"},{"$error":"#DIV/0!"},{"$error":"#DIV/0!"},{"$error":"#DIV/0!"},{"$error":"#DIV/0!"},{"$error":"#DIV/0!"},{"$error":"#DIV/0!"},{"$error":"#DIV/0!"},{"$error":"#DIV/0!"},{"$error":"#DIV/0!"},{"$error":"#DIV/0!"},{"$error":"#DIV/0!"},"暖房COP","σw"]
[null,null,"暖房COP比",{"$f":"D419/$T$36","v":{"$error":"#DIV/0!"}},{"$f":"E419/$T$36","v":{"$error":"#DIV/0!"}},{"$error":"#DIV/0!"},{"$error":"#DIV/0!"},{"$error":"#DIV/0!"},{"$error":"#DIV/0!"},{"$error":"#DIV/0!"},{"$error":"#DIV/0!"},{"$error":"#DIV/0!"},{"$error":"#DIV/0!"},{"$error":"#DIV/0!"},{"$error":"#DIV/0!"},{"$error":"#DIV/0!"},{"$error":"#DIV/0!"},{"$error":"#DIV/0!"},{"$error":"#DIV/0!"},{"$error":"#DIV/0!"},{"$error":"#DIV/0!"},{"$error":"#DIV/0!"},{"$error":"#DIV/0!"},{"$error":"#DIV/0!"},{"$error":"#DIV/0!"},{"$error":"#DIV/0!"},{"$error":"#DIV/0!"},{"$error":"#DIV/0!"},{"$error":"#DIV/0!"},{"$error":"#DIV/0!"},{"$error":"#DIV/0!"},{"$error":"#DIV/0!"},{"$error":"#DIV/0!"},{"$error":"#DIV/0!"},{"$error":"#DIV/0!"},{"$error":"#DIV/0!"},{"$error":"#DIV/0!"},{"$error":"#DIV/0!"},{"$error":"#DIV/0!"},{"$error":"#DIV/0!"},{"$error":"#DIV/0!"},{"$error":"#DIV/0!"},{"$error":"#DIV/0!"},{"$error":"#DIV/0!"},{"$error":"#DIV/0!"},"暖房COP比","βw"]
[null,null,"∑",{"$f":"D$379*D414*D$382","v":{"$error":"#DIV/0!"}},{"$f":"E$379*E414*E$382","v":{"$error":"#DIV/0!"}},{"$error":"#DIV/0!"},{"$error":"#DIV/0!"},{"$error":"#DIV/0!"},{"$error":"#DIV/0!"},{"$error":"#DIV/0!"},{"$error":"#DIV/0!"},{"$error":"#DIV/0!"},{"$error":"#DIV/0!"},{"$error":"#DIV/0!"},{"$error":"#DIV/0!"},{"$error":"#DIV/0!"},{"$error":"#DIV/0!"},{"$error":"#DIV/0!"},{"$error":"#DIV/0!"},{"$error":"#DIV/0!"},{"$error":"#DIV/0!"},{"$error":"#DIV/0!"},{"$error":"#DIV/0!"},{"$error":"#DIV/0!"},{"$error":"#DIV/0!"},{"$error":"#DIV/0!"},{"$error":"#DIV/0!"},{"$error":"#DIV/0!"},{"$error":"#DIV/0!"},{"$error":"#DIV/0!"},{"$error":"#DIV/0!"},{"$error":"#DIV/0!"},{"$error":"#DIV/0!"},{"$error":"#DIV/0!"},{"$error":"#DIV/0!"},{"$error":"#DIV/0!"},{"$error":"#DIV/0!"},{"$error":"#DIV/0!"},{"$error":"#DIV/0!"},{"$error":"#DIV/0!"},{"$error":"#DIV/0!"},{"$error":"#DIV/0!"},{"$error":"#DIV/0!"},{"$error":"#DIV/0!"},{"$error":"#DIV/0!"},"∑"]
[null,null,"Φwd/σww",{"$f":"$AB$26/$T$39","v":{"$error":"#VALUE!"}},{"$f":"$AB$26/$T$39","v":{"$error":"#VALUE!"}},{"$error":"#VALUE!"},{"$error":"#VALUE!"},{"$error":"#VALUE!"},{"$error":"#VALUE!"},{"$error":"#VALUE!"},{"$error":"#VALUE!"},{"$error":"#VALUE!"},{"$error":"#VALUE!"},{"$error":"#VALUE!"},{"$f":"$AB$26/$T$36","v":{"$error":"#VALUE!"}},{"$error":"#VALUE!"},{"$error":"#VALUE!"},{"$error":"#VALUE!"},{"$error":"#VALUE!"},{"$error":"#VALUE!"},{"$error":"#VALUE!"},{"$error":"#VALUE!"},{"$error":"#VALUE!"},{"$error":"#VALUE!"},{"$error":"#VALUE!"},{"$error":"#VALUE!"},{"$error":"#VALUE!"},{"$error":"#VALUE!"},{"$error":"#VALUE!"},{"$error":"#VALUE!"},{"$error":"#VALUE!"},{"$error":"#VALUE!"},{"$error":"#VALUE!"},{"$error":"#VALUE!"},{"$error":"#VALUE!"},{"$error":"#VALUE!"},{"$error":"#VALUE!"},{"$error":"#VALUE!"},{"$error":"#VALUE!"},{"$error":"#VALUE!"},{"$error":"#VALUE!"},{"$error":"#VALUE!"},{"$error":"#VALUE!"},{"$error":"#VALUE!"},{"$error":"#VALUE!"}]
[null,null,"エネルギー使用量",{"$f":"D422*D421","v":{"$error":"#VALUE!"}},{"$f":"E422*E421","v":{"$error":"#VALUE!"}},{"$f":"F422*F421","v":{"$error":"#VALUE!"}},{"$error":"#VALUE!"},{"$error":"#VALUE!"},{"$error":"#VALUE!"},{"$error":"#VALUE!"},{"$error":"#VALUE!"},{"$error":"#VALUE!"},{"$error":"#VALUE!"},{"$error":"#VALUE!"},{"$error":"#VALUE!"},{"$error":"#VALUE!"},{"$error":"#VALUE!"},{"$error":"#VALUE!"},{"$error":"#VALUE!"},{"$error":"#VALUE!"},{"$error":"#VALUE!"},{"$error":"#VALUE!"},{"$error":"#VALUE!"},{"$error":"#VALUE!"},{"$error":"#VALUE!"},{"$error":"#VALUE!"},{"$error":"#VALUE!"},{"$error":"#VALUE!"},{"$error":"#VALUE!"},{"$error":"#VALUE!"},{"$error":"#VALUE!"},{"$error":"#VALUE!"},{"$error":"#VALUE!"},{"$error":"#VALUE!"},{"$error":"#VALUE!"},{"$error":"#VALUE!"},{"$error":"#VALUE!"},{"$error":"#VALUE!"},{"$error":"#VALUE!"},{"$error":"#VALUE!"},{"$error":"#VALUE!"},{"$error":"#VALUE!"},{"$error":"#VALUE!"},{"$error":"#VALUE!"},{"$f":"AS422*AS421","v":{"$error":"#VALUE!"}},{"$f":"SUM(D423:AS423)","v":{"$error":"#VALUE!"}}]
[null,"前5","暖房時エネルギー消費電力比",{"$f":"D$380/D430","v":{"$error":"#DIV/0!"}},{"$f":"E$380/E430","v":{"$error":"#DIV/0!"}},{"$error":"#DIV/0!"},{"$error":"#DIV/0!"},{"$error":"#DIV/0!"},{"$error":"#DIV/0!"},{"$error":"#DIV/0!"},{"$error":"#DIV/0!"},{"$error":"#DIV/0!"},{"$error":"#DIV/0!"},{"$error":"#DIV/0!"},{"$error":"#DIV/0!"},{"$error":"#DIV/0!"},{"$error":"#DIV/0!"},{"$error":"#DIV/0!"},{"$error":"#DIV/0!"},{"$error":"#DIV/0!"},{"$error":"#DIV/0!"},{"$error":"#DIV/0!"},{"$error":"#DIV/0!"},{"$error":"#DIV/0!"},{"$error":"#DIV/0!"},{"$error":"#DIV/0!"},{"$error":"#DIV/0!"},{"$error":"#DIV/0!"},{"$error":"#DIV/0!"},{"$error":"#DIV/0!"},{"$error":"#DIV/0!"},{"$error":"#DIV/0!"},{"$error":"#DIV/0!"},{"$error":"#DIV/0!"},{"$error":"#DIV/0!"},{"$error":"#DIV/0!"},{"$error":"#DIV/0!"},{"$error":"#DIV/0!"},{"$error":"#DIV/0!"},{"$error":"#DIV/0!"},{"$error":"#DIV/0!"},{"$error":"#DIV/0!"},{"$error":"#DIV/0!"},{"$error":"#DIV/0!"},{"$error":"#DIV/0!"},"暖房時エネルギー消費電力比","εw"]
[null,null,"暖房能力",{"$f":"($U$33-0.65*$U$33)/14*(D$366-7)+$U$33","v":0},0,0,0,0,0,0,0,0,0,0,0,0,0,0,0,0,0,0,0,0,0,0,0,0,0,0,0,0,0,0,0,0,0,0,0,0,0,0,0,0,0,"暖房能力","Φw"]
[null,null,"着霜時暖房能力",{"$f":"($U$37-0.65*$U$33)/9*(D$366-2)+$U$37","v":0},{"$f":"($U$37-0.65*$U$33)/9*(E$366-2)+$U$37","v":0},0,0,0,0,0,0,0,0,0,null,null,null,null,null,null,null,null,null,null,null,null,null,null,null,null,null,null,null,null,null,null,null,null,null,null,null,null,null,null,null,"着霜時暖房能力","Φwf"]
[null,null,"暖房エネルギー消費量",{"$f":"($U$34-0.93*$U$34)/14*(D$366-7)+$U$34","v":0},0,0,0,0,0,0,0,0,0,0,0,0,0,0,0,0,0,0,0,0,0,0,0,0,0,0,0,0,0,0,0,0,0,0,0,0,0,0,0,0,0,"暖房エネルギー消費量","Pw"]
[null,null,"暖房ガス消費量",{"$f":"($U$38-0.93*$U$34)/9*(D$366-2)+$U$38","v":0},{"$f":"($U$38-0.93*$U$34)/9*(E$366-2)+$U$38","v":0},0,0,0,0,0,0,0,0,0,null,null,null,null,null,null,null,null,null,null,null,null,null,null,null,null,null,null,null,null,null,null,null,null,null,null,null,null,null,null,null,"暖房ガス消費量","Pwf"]
[null,null,"暖房COP",{"$f":"D426/(D428+$U$35*$I$32*D$380)","v":{"$error":"#DIV/0!"}},{"$f":"E426/(E428+$U$35*$I$32*E$380)","v":{"$error":"#DIV/0!"}},{"$error":"#DIV/0!"},{"$error":"#DIV/0!"},{"$error":"#DIV/0!"},{"$error":"#DIV/0!"},{"$error":"#DIV/0!"},{"$error":"#DIV/0!"},{"$error":"#DIV/0!"},{"$error":"#DIV/0!"},{"$error":"#DIV/0!"},{"$f":"O425/(O427+$U$35*$I$32*O$380)","v":{"$error":"#DIV/0!"}},{"$f":"P425/(P427+$U$35*$I$32*P$380)","v":{"$error":"#DIV/0!"}},{"$error":"#DIV/0!"},{"$error":"#DIV/0!"},{"$error":"#DIV/0!"},{"$error":"#DIV/0!"},{"$error":"#DIV/0!"},{"$error":"#DIV/0!"},{"$error":"#DIV/0!"},{"$error":"#DIV/0!"},{"$error":"#DIV/0!"},{"$error":"#DIV/0!"},{"$error":"#DIV/0!"},{"$error":"#DIV/0!"},{"$error":"#DIV/0!"},{"$error":"#DIV/0!"},{"$error":"#DIV/0!"},{"$error":"#DIV/0!"},{"$error":"#DIV/0!"},{"$error":"#DIV/0!"},{"$error":"#DIV/0!"},{"$error":"#DIV/0!"},{"$error":"#DIV/0!"},{"$error":"#DIV/0!"},{"$error":"#DIV/0!"},{"$error":"#DIV/0!"},{"$error":"#DIV/0!"},{"$error":"#DIV/0!"},{"$error":"#DIV/0!"},{"$error":"#DIV/0!"},{"$error":"#DIV/0!"},"暖房COP","σw"]
[null,null,"暖房COP比",{"$f":"D429/$U$36","v":{"$error":"#DIV/0!"}},{"$f":"E429/$U$36","v":{"$error":"#DIV/0!"}},{"$error":"#DIV/0!"},{"$error":"#DIV/0!"},{"$error":"#DIV/0!"},{"$error":"#DIV/0!"},{"$error":"#DIV/0!"},{"$error":"#DIV/0!"},{"$error":"#DIV/0!"},{"$error":"#DIV/0!"},{"$error":"#DIV/0!"},{"$error":"#DIV/0!"},{"$error":"#DIV/0!"},{"$error":"#DIV/0!"},{"$error":"#DIV/0!"},{"$error":"#DIV/0!"},{"$error":"#DIV/0!"},{"$error":"#DIV/0!"},{"$error":"#DIV/0!"},{"$error":"#DIV/0!"},{"$error":"#DIV/0!"},{"$error":"#DIV/0!"},{"$error":"#DIV/0!"},{"$error":"#DIV/0!"},{"$error":"#DIV/0!"},{"$error":"#DIV/0!"},{"$error":"#DIV/0!"},{"$error":"#DIV/0!"},{"$error":"#DIV/0!"},{"$error":"#DIV/0!"},{"$error":"#DIV/0!"},{"$error":"#DIV/0!"},{"$error":"#DIV/0!"},{"$error":"#DIV/0!"},{"$error":"#DIV/0!"},{"$error":"#DIV/0!"},{"$error":"#DIV/0!"},{"$error":"#DIV/0!"},{"$error":"#DIV/0!"},{"$error":"#DIV/0!"},{"$error":"#DIV/0!"},{"$error":"#DIV/0!"},"暖房COP比","βw"]
[null,null,"∑",{"$f":"D$379*D424*D$382","v":{"$error":"#DIV/0!"}},{"$f":"E$379*E424*E$382","v":{"$error":"#DIV/0!"}},{"$error":"#DIV/0!"},{"$error":"#DIV/0!"},{"$error":"#DIV/0!"},{"$error":"#DIV/0!"},{"$error":"#DIV/0!"},{"$error":"#DIV/0!"},{"$error":"#DIV/0!"},{"$error":"#DIV/0!"},{"$error":"#DIV/0!"},{"$error":"#DIV/0!"},{"$error":"#DIV/0!"},{"$error":"#DIV/0!"},{"$error":"#DIV/0!"},{"$error":"#DIV/0!"},{"$error":"#DIV/0!"},{"$error":"#DIV/0!"},{"$error":"#DIV/0!"},{"$error":"#DIV/0!"},{"$error":"#DIV/0!"},{"$error":"#DIV/0!"},{"$error":"#DIV/0!"},{"$error":"#DIV/0!"},{"$error":"#DIV/0!"},{"$error":"#DIV/0!"},{"$error":"#DIV/0!"},{"$error":"#DIV/0!"},{"$error":"#DIV/0!"},{"$error":"#DIV/0!"},{"$error":"#DIV/0!"},{"$error":"#DIV/0!"},{"$error":"#DIV/0!"},{"$error":"#DIV/0!"},{"$error":"#DIV/0!"},{"$error":"#DIV/0!"},{"$error":"#DIV/0!"},{"$error":"#DIV/0!"},{"$error":"#DIV/0!"},{"$error":"#DIV/0!"},{"$error":"#DIV/0!"},{"$error":"#DIV/0!"},"∑"]
[null,null,"Φwd/σww",{"$f":"$AB$26/$U$39","v":{"$error":"#VALUE!"}},{"$f":"$AB$26/$U$39","v":{"$error":"#VALUE!"}},{"$error":"#VALUE!"},{"$error":"#VALUE!"},{"$error":"#VALUE!"},{"$error":"#VALUE!"},{"$error":"#VALUE!"},{"$error":"#VALUE!"},{"$error":"#VALUE!"},{"$error":"#VALUE!"},{"$error":"#VALUE!"},{"$f":"$AB$26/$U$36","v":{"$error":"#VALUE!"}},{"$error":"#VALUE!"},{"$error":"#VALUE!"},{"$error":"#VALUE!"},{"$error":"#VALUE!"},{"$error":"#VALUE!"},{"$error":"#VALUE!"},{"$error":"#VALUE!"},{"$error":"#VALUE!"},{"$error":"#VALUE!"},{"$error":"#VALUE!"},{"$error":"#VALUE!"},{"$error":"#VALUE!"},{"$error":"#VALUE!"},{"$error":"#VALUE!"},{"$error":"#VALUE!"},{"$error":"#VALUE!"},{"$error":"#VALUE!"},{"$error":"#VALUE!"},{"$error":"#VALUE!"},{"$error":"#VALUE!"},{"$error":"#VALUE!"},{"$error":"#VALUE!"},{"$error":"#VALUE!"},{"$error":"#VALUE!"},{"$error":"#VALUE!"},{"$error":"#VALUE!"},{"$error":"#VALUE!"},{"$error":"#VALUE!"},{"$error":"#VALUE!"},{"$error":"#VALUE!"}]
[null,null,"エネルギー使用量",{"$f":"D432*D431","v":{"$error":"#VALUE!"}},{"$f":"E432*E431","v":{"$error":"#VALUE!"}},{"$f":"F432*F431","v":{"$error":"#VALUE!"}},{"$error":"#VALUE!"},{"$error":"#VALUE!"},{"$error":"#VALUE!"},{"$error":"#VALUE!"},{"$error":"#VALUE!"},{"$error":"#VALUE!"},{"$error":"#VALUE!"},{"$error":"#VALUE!"},{"$error":"#VALUE!"},{"$error":"#VALUE!"},{"$error":"#VALUE!"},{"$error":"#VALUE!"},{"$error":"#VALUE!"},{"$error":"#VALUE!"},{"$error":"#VALUE!"},{"$error":"#VALUE!"},{"$error":"#VALUE!"},{"$error":"#VALUE!"},{"$error":"#VALUE!"},{"$error":"#VALUE!"},{"$error":"#VALUE!"},{"$error":"#VALUE!"},{"$error":"#VALUE!"},{"$error":"#VALUE!"},{"$error":"#VALUE!"},{"$error":"#VALUE!"},{"$error":"#VALUE!"},{"$error":"#VALUE!"},{"$error":"#VALUE!"},{"$error":"#VALUE!"},{"$error":"#VALUE!"},{"$error":"#VALUE!"},{"$error":"#VALUE!"},{"$error":"#VALUE!"},{"$error":"#VALUE!"},{"$error":"#VALUE!"},{"$error":"#VALUE!"},{"$error":"#VALUE!"},{"$f":"AS432*AS431","v":{"$error":"#VALUE!"}},{"$f":"SUM(D433:AS433)","v":{"$error":"#VALUE!"}}]
[null,"前6","暖房時エネルギー消費電力比",{"$f":"D$380/D440","v":{"$error":"#DIV/0!"}},{"$f":"E$380/E440","v":{"$error":"#DIV/0!"}},{"$error":"#DIV/0!"},{"$error":"#DIV/0!"},{"$error":"#DIV/0!"},{"$error":"#DIV/0!"},{"$error":"#DIV/0!"},{"$error":"#DIV/0!"},{"$error":"#DIV/0!"},{"$error":"#DIV/0!"},{"$error":"#DIV/0!"},{"$error":"#DIV/0!"},{"$error":"#DIV/0!"},{"$error":"#DIV/0!"},{"$error":"#DIV/0!"},{"$error":"#DIV/0!"},{"$error":"#DIV/0!"},{"$error":"#DIV/0!"},{"$error":"#DIV/0!"},{"$error":"#DIV/0!"},{"$error":"#DIV/0!"},{"$error":"#DIV/0!"},{"$error":"#DIV/0!"},{"$error":"#DIV/0!"},{"$error":"#DIV/0!"},{"$error":"#DIV/0!"},{"$error":"#DIV/0!"},{"$error":"#DIV/0!"},{"$error":"#DIV/0!"},{"$error":"#DIV/0!"},{"$error":"#DIV/0!"},{"$error":"#DIV/0!"},{"$error":"#DIV/0!"},{"$error":"#DIV/0!"},{"$error":"#DIV/0!"},{"$error":"#DIV/0!"},{"$error":"#DIV/0!"},{"$error":"#DIV/0!"},{"$error":"#DIV/0!"},{"$error":"#DIV/0!"},{"$error":"#DIV/0!"},{"$error":"#DIV/0!"},"暖房時エネルギー消費電力比","εw"]
[null,null,"暖房能力",{"$f":"($V$33-0.65*$V$33)/14*(D$366-7)+$V$33","v":0},0,0,0,0,0,0,0,0,0,0,0,0,0,0,0,0,0,0,0,0,0,0,0,0,0,0,0,0,0,0,0,0,0,0,0,0,0,0,0,0,0,"暖房能力","Φw"]
[null,null,"着霜時暖房能力",{"$f":"($V$37-0.65*$V$33)/9*(D$366-2)+$V$37","v":0},{"$f":"($V$37-0.65*$V$33)/9*(E$366-2)+$V$37","v":0},0,0,0,0,0,0,0,0,0,null,null,null,null,null,null,null,null,null,null,null,null,null,null,null,null,null,null,null,null,null,null,null,null,null,null,null,null,null,null,null,"着霜時暖房能力","Φwf"]
[null,null,"暖房エネルギー消費量",{"$f":"($V$34-0.93*$V$34)/14*(D$366-7)+$V$34","v":0},0,0,0,0,0,0,0,0,0,0,0,0,0,0,0,0,0,0,0,0,0,0,0,0,0,0,0,0,0,0,0,0,0,0,0,0,0,0,0,0,0,"暖房エネルギー消費量","Pw"]
[null,null,"暖房ガス消費量",{"$f":"($V$38-0.93*$V$34)/9*(D$366-2)+$V$38","v":0},{"$f":"($V$38-0.93*$V$34)/9*(E$366-2)+$V$38","v":0},0,0,0,0,0,0,0,0,0,null,null,null,null,null,null,null,null,null,null,null,null,null,null,null,null,null,null,null,null,null,null,null,null,null,null,null,null,null,null,null,"暖房ガス消費量","Pwf"]
[null,null,"暖房COP",{"$f":"D436/(D438+$V$35*$I$32*D$380)","v":{"$error":"#DIV/0!"}},{"$f":"E436/(E438+$V$35*$I$32*E$380)","v":{"$error":"#DIV/0!"}},{"$error":"#DIV/0!"},{"$error":"#DIV/0!"},{"$error":"#DIV/0!"},{"$error":"#DIV/0!"},{"$error":"#DIV/0!"},{"$error":"#DIV/0!"},{"$error":"#DIV/0!"},{"$error":"#DIV/0!"},{"$error":"#DIV/0!"},{"$f":"O435/(O437+$V$35*$I$32*O$380)","v":{"$error":"#DIV/0!"}},{"$f":"P435/(P437+$V$35*$I$32*P$380)","v":{"$error":"#DIV/0!"}},{"$error":"#DIV/0!"},{"$error":"#DIV/0!"},{"$error":"#DIV/0!"},{"$error":"#DIV/0!"},{"$error":"#DIV/0!"},{"$error":"#DIV/0!"},{"$error":"#DIV/0!"},{"$error":"#DIV/0!"},{"$error":"#DIV/0!"},{"$error":"#DIV/0!"},{"$error":"#DIV/0!"},{"$error":"#DIV/0!"},{"$error":"#DIV/0!"},{"$error":"#DIV/0!"},{"$error":"#DIV/0!"},{"$error":"#DIV/0!"},{"$error":"#DIV/0!"},{"$error":"#DIV/0!"},{"$error":"#DIV/0!"},{"$error":"#DIV/0!"},{"$error":"#DIV/0!"},{"$error":"#DIV/0!"},{"$error":"#DIV/0!"},{"$error":"#DIV/0!"},{"$error":"#DIV/0!"},{"$error":"#DIV/0!"},{"$error":"#DIV/0!"},{"$error":"#DIV/0!"},{"$error":"#DIV/0!"},"暖房COP","σw"]
[null,null,"暖房COP比",{"$f":"D439/$V$36","v":{"$error":"#DIV/0!"}},{"$f":"E439/$V$36","v":{"$error":"#DIV/0!"}},{"$error":"#DIV/0!"},{"$error":"#DIV/0!"},{"$error":"#DIV/0!"},{"$error":"#DIV/0!"},{"$error":"#DIV/0!"},{"$error":"#DIV/0!"},{"$error":"#DIV/0!"},{"$error":"#DIV/0!"},{"$error":"#DIV/0!"},{"$error":"#DIV/0!"},{"$error":"#DIV/0!"},{"$error":"#DIV/0!"},{"$error":"#DIV/0!"},{"$error":"#DIV/0!"},{"$error":"#DIV/0!"},{"$error":"#DIV/0!"},{"$error":"#DIV/0!"},{"$error":"#DIV/0!"},{"$error":"#DIV/0!"},{"$error":"#DIV/0!"},{"$error":"#DIV/0!"},{"$error":"#DIV/0!"},{"$error":"#DIV/0!"},{"$error":"#DIV/0!"},{"$error":"#DIV/0!"},{"$error":"#DIV/0!"},{"$error":"#DIV/0!"},{"$error":"#DIV/0!"},{"$error":"#DIV/0!"},{"$error":"#DIV/0!"},{"$error":"#DIV/0!"},{"$error":"#DIV/0!"},{"$error":"#DIV/0!"},{"$error":"#DIV/0!"},{"$error":"#DIV/0!"},{"$error":"#DIV/0!"},{"$error":"#DIV/0!"},{"$error":"#DIV/0!"},{"$error":"#DIV/0!"},{"$error":"#DIV/0!"},"暖房COP比","βw"]
[null,null,"∑",{"$f":"D$379*D434*D$382","v":{"$error":"#DIV/0!"}},{"$f":"E$379*E434*E$382","v":{"$error":"#DIV/0!"}},{"$error":"#DIV/0!"},{"$error":"#DIV/0!"},{"$error":"#DIV/0!"},{"$error":"#DIV/0!"},{"$error":"#DIV/0!"},{"$error":"#DIV/0!"},{"$error":"#DIV/0!"},{"$error":"#DIV/0!"},{"$error":"#DIV/0!"},{"$error":"#DIV/0!"},{"$error":"#DIV/0!"},{"$error":"#DIV/0!"},{"$error":"#DIV/0!"},{"$error":"#DIV/0!"},{"$error":"#DIV/0!"},{"$error":"#DIV/0!"},{"$error":"#DIV/0!"},{"$error":"#DIV/0!"},{"$error":"#DIV/0!"},{"$error":"#DIV/0!"},{"$error":"#DIV/0!"},{"$error":"#DIV/0!"},{"$error":"#DIV/0!"},{"$error":"#DIV/0!"},{"$error":"#DIV/0!"},{"$error":"#DIV/0!"},{"$error":"#DIV/0!"},{"$error":"#DIV/0!"},{"$error":"#DIV/0!"},{"$error":"#DIV/0!"},{"$error":"#DIV/0!"},{"$error":"#DIV/0!"},{"$error":"#DIV/0!"},{"$error":"#DIV/0!"},{"$error":"#DIV/0!"},{"$error":"#DIV/0!"},{"$error":"#DIV/0!"},{"$error":"#DIV/0!"},{"$error":"#DIV/0!"},{"$error":"#DIV/0!"},"∑"]
[null,null,"Φwd/σww",{"$f":"$AB$26/$V$39","v":{"$error":"#VALUE!"}},{"$f":"$AB$26/$V$39","v":{"$error":"#VALUE!"}},{"$error":"#VALUE!"},{"$error":"#VALUE!"},{"$error":"#VALUE!"},{"$error":"#VALUE!"},{"$error":"#VALUE!"},{"$error":"#VALUE!"},{"$error":"#VALUE!"},{"$error":"#VALUE!"},{"$error":"#VALUE!"},{"$f":"$AB$26/$V$36","v":{"$error":"#VALUE!"}},{"$error":"#VALUE!"},{"$error":"#VALUE!"},{"$error":"#VALUE!"},{"$error":"#VALUE!"},{"$error":"#VALUE!"},{"$error":"#VALUE!"},{"$error":"#VALUE!"},{"$error":"#VALUE!"},{"$error":"#VALUE!"},{"$error":"#VALUE!"},{"$error":"#VALUE!"},{"$error":"#VALUE!"},{"$error":"#VALUE!"},{"$error":"#VALUE!"},{"$error":"#VALUE!"},{"$error":"#VALUE!"},{"$error":"#VALUE!"},{"$error":"#VALUE!"},{"$error":"#VALUE!"},{"$error":"#VALUE!"},{"$error":"#VALUE!"},{"$error":"#VALUE!"},{"$error":"#VALUE!"},{"$error":"#VALUE!"},{"$error":"#VALUE!"},{"$error":"#VALUE!"},{"$error":"#VALUE!"},{"$error":"#VALUE!"},{"$error":"#VALUE!"},{"$error":"#VALUE!"}]
[null,null,"エネルギー使用量",{"$f":"D442*D441","v":{"$error":"#VALUE!"}},{"$f":"E442*E441","v":{"$error":"#VALUE!"}},{"$f":"F442*F441","v":{"$error":"#VALUE!"}},{"$error":"#VALUE!"},{"$error":"#VALUE!"},{"$error":"#VALUE!"},{"$error":"#VALUE!"},{"$error":"#VALUE!"},{"$error":"#VALUE!"},{"$error":"#VALUE!"},{"$error":"#VALUE!"},{"$error":"#VALUE!"},{"$error":"#VALUE!"},{"$error":"#VALUE!"},{"$error":"#VALUE!"},{"$error":"#VALUE!"},{"$error":"#VALUE!"},{"$error":"#VALUE!"},{"$error":"#VALUE!"},{"$error":"#VALUE!"},{"$error":"#VALUE!"},{"$error":"#VALUE!"},{"$error":"#VALUE!"},{"$error":"#VALUE!"},{"$error":"#VALUE!"},{"$error":"#VALUE!"},{"$error":"#VALUE!"},{"$error":"#VALUE!"},{"$error":"#VALUE!"},{"$error":"#VALUE!"},{"$error":"#VALUE!"},{"$error":"#VALUE!"},{"$error":"#VALUE!"},{"$error":"#VALUE!"},{"$error":"#VALUE!"},{"$error":"#VALUE!"},{"$error":"#VALUE!"},{"$error":"#VALUE!"},{"$error":"#VALUE!"},{"$error":"#VALUE!"},{"$error":"#VALUE!"},{"$f":"AS442*AS441","v":{"$error":"#VALUE!"}},{"$f":"SUM(D443:AS443)","v":{"$error":"#VALUE!"}}]
[null,"前7","暖房時エネルギー消費電力比",{"$f":"D$380/D450","v":{"$error":"#DIV/0!"}},{"$f":"E$380/E450","v":{"$error":"#DIV/0!"}},{"$error":"#DIV/0!"},{"$error":"#DIV/0!"},{"$error":"#DIV/0!"},{"$error":"#DIV/0!"},{"$error":"#DIV/0!"},{"$error":"#DIV/0!"},{"$error":"#DIV/0!"},{"$error":"#DIV/0!"},{"$error":"#DIV/0!"},{"$error":"#DIV/0!"},{"$error":"#DIV/0!"},{"$error":"#DIV/0!"},{"$error":"#DIV/0!"},{"$error":"#DIV/0!"},{"$error":"#DIV/0!"},{"$error":"#DIV/0!"},{"$error":"#DIV/0!"},{"$error":"#DIV/0!"},{"$error":"#DIV/0!"},{"$error":"#DIV/0!"},{"$error":"#DIV/0!"},{"$error":"#DIV/0!"},{"$error":"#DIV/0!"},{"$error":"#DIV/0!"},{"$error":"#DIV/0!"},{"$error":"#DIV/0!"},{"$error":"#DIV/0!"},{"$error":"#DIV/0!"},{"$error":"#DIV/0!"},{"$error":"#DIV/0!"},{"$error":"#DIV/0!"},{"$error":"#DIV/0!"},{"$error":"#DIV/0!"},{"$error":"#DIV/0!"},{"$error":"#DIV/0!"},{"$error":"#DIV/0!"},{"$error":"#DIV/0!"},{"$error":"#DIV/0!"},{"$error":"#DIV/0!"},{"$error":"#DIV/0!"},"暖房時エネルギー消費電力比","εw"]
[null,null,"暖房能力",{"$f":"($W$33-0.65*$W$33)/14*(D$366-7)+$W$33","v":0},0,0,0,0,0,0,0,0,0,0,0,0,0,0,0,0,0,0,0,0,0,0,0,0,0,0,0,0,0,0,0,0,0,0,0,0,0,0,0,0,0,"暖房能力","Φw"]
[null,null,"着霜時暖房能力",{"$f":"($W$37-0.65*$W$33)/9*(D$366-2)+$W$37","v":0},{"$f":"($W$37-0.65*$W$33)/9*(E$366-2)+$W$37","v":0},0,0,0,0,0,0,0,0,0,null,null,null,null,null,null,null,null,null,null,null,null,null,null,null,null,null,null,null,null,null,null,null,null,null,null,null,null,null,null,null,"着霜時暖房能力","Φwf"]
[null,null,"暖房エネルギー消費量",{"$f":"($W$34-0.93*$W$34)/14*(D$366-7)+$W$34","v":0},0,0,0,0,0,0,0,0,0,0,0,0,0,0,0,0,0,0,0,0,0,0,0,0,0,0,0,0,0,0,0,0,0,0,0,0,0,0,0,0,0,"暖房エネルギー消費量","Pw"]
[null,null,"暖房ガス消費量",{"$f":"($W$38-0.93*$W$34)/9*(D$366-2)+$W$38","v":0},{"$f":"($W$38-0.93*$W$34)/9*(E$366-2)+$W$38","v":0},0,0,0,0,0,0,0,0,0,null,null,null,null,null,null,null,null,null,null,null,null,null,null,null,null,null,null,null,null,null,null,null,null,null,null,null,null,null,null,null,"暖房ガス消費量","Pwf"]
[null,null,"暖房COP",{"$f":"D446/(D448+$W$35*$I$32*D$380)","v":{"$error":"#DIV/0!"}},{"$f":"E446/(E448+$W$35*$I$32*E$380)","v":{"$error":"#DIV/0!"}},{"$error":"#DIV/0!"},{"$error":"#DIV/0!"},{"$error":"#DIV/0!"},{"$error":"#DIV/0!"},{"$error":"#DIV/0!"},{"$error":"#DIV/0!"},{"$error":"#DIV/0!"},{"$error":"#DIV/0!"},{"$error":"#DIV/0!"},{"$f":"O445/(O447+$W$35*$I$32*O$380)","v":{"$error":"#DIV/0!"}},{"$f":"P445/(P447+$W$35*$I$32*P$380)","v":{"$error":"#DIV/0!"}},{"$error":"#DIV/0!"},{"$error":"#DIV/0!"},{"$error":"#DIV/0!"},{"$error":"#DIV/0!"},{"$error":"#DIV/0!"},{"$error":"#DIV/0!"},{"$error":"#DIV/0!"},{"$error":"#DIV/0!"},{"$error":"#DIV/0!"},{"$error":"#DIV/0!"},{"$error":"#DIV/0!"},{"$error":"#DIV/0!"},{"$error":"#DIV/0!"},{"$error":"#DIV/0!"},{"$error":"#DIV/0!"},{"$error":"#DIV/0!"},{"$error":"#DIV/0!"},{"$error":"#DIV/0!"},{"$error":"#DIV/0!"},{"$error":"#DIV/0!"},{"$error":"#DIV/0!"},{"$error":"#DIV/0!"},{"$error":"#DIV/0!"},{"$error":"#DIV/0!"},{"$error":"#DIV/0!"},{"$error":"#DIV/0!"},{"$error":"#DIV/0!"},{"$error":"#DIV/0!"},{"$error":"#DIV/0!"},"暖房COP","σw"]
[null,null,"暖房COP比",{"$f":"D449/$W$36","v":{"$error":"#DIV/0!"}},{"$f":"E449/$W$36","v":{"$error":"#DIV/0!"}},{"$error":"#DIV/0!"},{"$error":"#DIV/0!"},{"$error":"#DIV/0!"},{"$error":"#DIV/0!"},{"$error":"#DIV/0!"},{"$error":"#DIV/0!"},{"$error":"#DIV/0!"},{"$error":"#DIV/0!"},{"$error":"#DIV/0!"},{"$error":"#DIV/0!"},{"$error":"#DIV/0!"},{"$error":"#DIV/0!"},{"$error":"#DIV/0!"},{"$error":"#DIV/0!"},{"$error":"#DIV/0!"},{"$error":"#DIV/0!"},{"$error":"#DIV/0!"},{"$error":"#DIV/0!"},{"$error":"#DIV/0!"},{"$error":"#DIV/0!"},{"$error":"#DIV/0!"},{"$error":"#DIV/0!"},{"$error":"#DIV/0!"},{"$error":"#DIV/0!"},{"$error":"#DIV/0!"},{"$error":"#DIV/0!"},{"$error":"#DIV/0!"},{"$error":"#DIV/0!"},{"$error":"#DIV/0!"},{"$error":"#DIV/0!"},{"$error":"#DIV/0!"},{"$error":"#DIV/0!"},{"$error":"#DIV/0!"},{"$error":"#DIV/0!"},{"$error":"#DIV/0!"},{"$error":"#DIV/0!"},{"$error":"#DIV/0!"},{"$error":"#DIV/0!"},{"$error":"#DIV/0!"},{"$error":"#DIV/0!"},"暖房COP比","βw"]
[null,null,"∑",{"$f":"D$379*D444*D$382","v":{"$error":"#DIV/0!"}},{"$f":"E$379*E444*E$382","v":{"$error":"#DIV/0!"}},{"$error":"#DIV/0!"},{"$error":"#DIV/0!"},{"$error":"#DIV/0!"},{"$error":"#DIV/0!"},{"$error":"#DIV/0!"},{"$error":"#DIV/0!"},{"$error":"#DIV/0!"},{"$error":"#DIV/0!"},{"$error":"#DIV/0!"},{"$error":"#DIV/0!"},{"$error":"#DIV/0!"},{"$error":"#DIV/0!"},{"$error":"#DIV/0!"},{"$error":"#DIV/0!"},{"$error":"#DIV/0!"},{"$error":"#DIV/0!"},{"$error":"#DIV/0!"},{"$error":"#DIV/0!"},{"$error":"#DIV/0!"},{"$error":"#DIV/0!"},{"$error":"#DIV/0!"},{"$error":"#DIV/0!"},{"$error":"#DIV/0!"},{"$error":"#DIV/0!"},{"$error":"#DIV/0!"},{"$error":"#DIV/0!"},{"$error":"#DIV/0!"},{"$error":"#DIV/0!"},{"$error":"#DIV/0!"},{"$error":"#DIV/0!"},{"$error":"#DIV/0!"},{"$error":"#DIV/0!"},{"$error":"#DIV/0!"},{"$error":"#DIV/0!"},{"$error":"#DIV/0!"},{"$error":"#DIV/0!"},{"$error":"#DIV/0!"},{"$error":"#DIV/0!"},{"$error":"#DIV/0!"},{"$error":"#DIV/0!"},"∑"]
[null,null,"Φwd/σww",{"$f":"$AB$26/$W$39","v":{"$error":"#VALUE!"}},{"$f":"$AB$26/$W$39","v":{"$error":"#VALUE!"}},{"$error":"#VALUE!"},{"$error":"#VALUE!"},{"$error":"#VALUE!"},{"$error":"#VALUE!"},{"$error":"#VALUE!"},{"$error":"#VALUE!"},{"$error":"#VALUE!"},{"$error":"#VALUE!"},{"$error":"#VALUE!"},{"$f":"$AB$26/$W$36","v":{"$error":"#VALUE!"}},{"$error":"#VALUE!"},{"$error":"#VALUE!"},{"$error":"#VALUE!"},{"$error":"#VALUE!"},{"$error":"#VALUE!"},{"$error":"#VALUE!"},{"$error":"#VALUE!"},{"$error":"#VALUE!"},{"$error":"#VALUE!"},{"$error":"#VALUE!"},{"$error":"#VALUE!"},{"$error":"#VALUE!"},{"$error":"#VALUE!"},{"$error":"#VALUE!"},{"$error":"#VALUE!"},{"$error":"#VALUE!"},{"$error":"#VALUE!"},{"$error":"#VALUE!"},{"$error":"#VALUE!"},{"$error":"#VALUE!"},{"$error":"#VALUE!"},{"$error":"#VALUE!"},{"$error":"#VALUE!"},{"$error":"#VALUE!"},{"$error":"#VALUE!"},{"$error":"#VALUE!"},{"$error":"#VALUE!"},{"$error":"#VALUE!"},{"$error":"#VALUE!"},{"$error":"#VALUE!"}]
[null,null,"エネルギー使用量",{"$f":"D452*D451","v":{"$error":"#VALUE!"}},{"$f":"E452*E451","v":{"$error":"#VALUE!"}},{"$f":"F452*F451","v":{"$error":"#VALUE!"}},{"$error":"#VALUE!"},{"$error":"#VALUE!"},{"$error":"#VALUE!"},{"$error":"#VALUE!"},{"$error":"#VALUE!"},{"$error":"#VALUE!"},{"$error":"#VALUE!"},{"$error":"#VALUE!"},{"$error":"#VALUE!"},{"$error":"#VALUE!"},{"$error":"#VALUE!"},{"$error":"#VALUE!"},{"$error":"#VALUE!"},{"$error":"#VALUE!"},{"$error":"#VALUE!"},{"$error":"#VALUE!"},{"$error":"#VALUE!"},{"$error":"#VALUE!"},{"$error":"#VALUE!"},{"$error":"#VALUE!"},{"$error":"#VALUE!"},{"$error":"#VALUE!"},{"$error":"#VALUE!"},{"$error":"#VALUE!"},{"$error":"#VALUE!"},{"$error":"#VALUE!"},{"$error":"#VALUE!"},{"$error":"#VALUE!"},{"$error":"#VALUE!"},{"$error":"#VALUE!"},{"$error":"#VALUE!"},{"$error":"#VALUE!"},{"$error":"#VALUE!"},{"$error":"#VALUE!"},{"$error":"#VALUE!"},{"$error":"#VALUE!"},{"$error":"#VALUE!"},{"$error":"#VALUE!"},{"$f":"AS452*AS451","v":{"$error":"#VALUE!"}},{"$f":"SUM(D453:AS453)","v":{"$error":"#VALUE!"}}]
[null,"前8","暖房時エネルギー消費電力比",{"$f":"D$380/D460","v":{"$error":"#DIV/0!"}},{"$f":"E$380/E460","v":{"$error":"#DIV/0!"}},{"$error":"#DIV/0!"},{"$error":"#DIV/0!"},{"$error":"#DIV/0!"},{"$error":"#DIV/0!"},{"$error":"#DIV/0!"},{"$error":"#DIV/0!"},{"$error":"#DIV/0!"},{"$error":"#DIV/0!"},{"$error":"#DIV/0!"},{"$error":"#DIV/0!"},{"$error":"#DIV/0!"},{"$error":"#DIV/0!"},{"$error":"#DIV/0!"},{"$error":"#DIV/0!"},{"$error":"#DIV/0!"},{"$error":"#DIV/0!"},{"$error":"#DIV/0!"},{"$error":"#DIV/0!"},{"$error":"#DIV/0!"},{"$error":"#DIV/0!"},{"$error":"#DIV/0!"},{"$error":"#DIV/0!"},{"$error":"#DIV/0!"},{"$error":"#DIV/0!"},{"$error":"#DIV/0!"},{"$error":"#DIV/0!"},{"$error":"#DIV/0!"},{"$error":"#DIV/0!"},{"$error":"#DIV/0!"},{"$error":"#DIV/0!"},{"$error":"#DIV/0!"},{"$error":"#DIV/0!"},{"$error":"#DIV/0!"},{"$error":"#DIV/0!"},{"$error":"#DIV/0!"},{"$error":"#DIV/0!"},{"$error":"#DIV/0!"},{"$error":"#DIV/0!"},{"$error":"#DIV/0!"},{"$error":"#DIV/0!"},"暖房時エネルギー消費電力比","εw"]
[null,null,"暖房能力",{"$f":"($X$33-0.65*$X$33)/14*(D$366-7)+$X$33","v":0},0,0,0,0,0,0,0,0,0,0,0,0,0,0,0,0,0,0,0,0,0,0,0,0,0,0,0,0,0,0,0,0,0,0,0,0,0,0,0,0,0,"暖房能力","Φw"]
[null,null,"着霜時暖房能力",{"$f":"($X$37-0.65*$X$33)/9*(D$366-2)+$X$37","v":0},{"$f":"($X$37-0.65*$X$33)/9*(E$366-2)+$X$37","v":0},0,0,0,0,0,0,0,0,0,null,null,null,null,null,null,null,null,null,null,null,null,null,null,null,null,null,null,null,null,null,null,null,null,null,null,null,null,null,null,null,"着霜時暖房能力","Φwf"]
[null,null,"暖房エネルギー消費量",{"$f":"($X$34-0.93*$X$34)/14*(D$366-7)+$X$34","v":0},0,0,0,0,0,0,0,0,0,0,0,0,0,0,0,0,0,0,0,0,0,0,0,0,0,0,0,0,0,0,0,0,0,0,0,0,0,0,0,0,0,"暖房エネルギー消費量","Pw"]
[null,null,"暖房ガス消費量",{"$f":"($X$38-0.93*$X$34)/9*(D$366-2)+$X$38","v":0},{"$f":"($X$38-0.93*$X$34)/9*(E$366-2)+$X$38","v":0},0,0,0,0,0,0,0,0,0,null,null,null,null,null,null,null,null,null,null,null,null,null,null,null,null,null,null,null,null,null,null,null,null,null,null,null,null,null,null,null,"暖房ガス消費量","Pwf"]
[null,null,"暖房COP",{"$f":"D456/(D458+$X$35*$I$32*D$380)","v":{"$error":"#DIV/0!"}},{"$f":"E456/(E458+$X$35*$I$32*E$380)","v":{"$error":"#DIV/0!"}},{"$error":"#DIV/0!"},{"$error":"#DIV/0!"},{"$error":"#DIV/0!"},{"$error":"#DIV/0!"},{"$error":"#DIV/0!"},{"$error":"#DIV/0!"},{"$error":"#DIV/0!"},{"$error":"#DIV/0!"},{"$error":"#DIV/0!"},{"$f":"O455/(O457+$X$35*$I$32*O$380)","v":{"$error":"#DIV/0!"}},{"$f":"P455/(P457+$X$35*$I$32*P$380)","v":{"$error":"#DIV/0!"}},{"$error":"#DIV/0!"},{"$error":"#DIV/0!"},{"$error":"#DIV/0!"},{"$error":"#DIV/0!"},{"$error":"#DIV/0!"},{"$error":"#DIV/0!"},{"$error":"#DIV/0!"},{"$error":"#DIV/0!"},{"$error":"#DIV/0!"},{"$error":"#DIV/0!"},{"$error":"#DIV/0!"},{"$error":"#DIV/0!"},{"$error":"#DIV/0!"},{"$error":"#DIV/0!"},{"$error":"#DIV/0!"},{"$error":"#DIV/0!"},{"$error":"#DIV/0!"},{"$error":"#DIV/0!"},{"$error":"#DIV/0!"},{"$error":"#DIV/0!"},{"$error":"#DIV/0!"},{"$error":"#DIV/0!"},{"$error":"#DIV/0!"},{"$error":"#DIV/0!"},{"$error":"#DIV/0!"},{"$error":"#DIV/0!"},{"$error":"#DIV/0!"},{"$error":"#DIV/0!"},{"$error":"#DIV/0!"},"暖房COP","σw"]
[null,null,"暖房COP比",{"$f":"D459/$X$36","v":{"$error":"#DIV/0!"}},{"$f":"E459/$X$36","v":{"$error":"#DIV/0!"}},{"$error":"#DIV/0!"},{"$error":"#DIV/0!"},{"$error":"#DIV/0!"},{"$error":"#DIV/0!"},{"$error":"#DIV/0!"},{"$error":"#DIV/0!"},{"$error":"#DIV/0!"},{"$error":"#DIV/0!"},{"$error":"#DIV/0!"},{"$error":"#DIV/0!"},{"$error":"#DIV/0!"},{"$error":"#DIV/0!"},{"$error":"#DIV/0!"},{"$error":"#DIV/0!"},{"$error":"#DIV/0!"},{"$error":"#DIV/0!"},{"$error":"#DIV/0!"},{"$error":"#DIV/0!"},{"$error":"#DIV/0!"},{"$error":"#DIV/0!"},{"$error":"#DIV/0!"},{"$error":"#DIV/0!"},{"$error":"#DIV/0!"},{"$error":"#DIV/0!"},{"$error":"#DIV/0!"},{"$error":"#DIV/0!"},{"$error":"#DIV/0!"},{"$error":"#DIV/0!"},{"$error":"#DIV/0!"},{"$error":"#DIV/0!"},{"$error":"#DIV/0!"},{"$error":"#DIV/0!"},{"$error":"#DIV/0!"},{"$error":"#DIV/0!"},{"$error":"#DIV/0!"},{"$error":"#DIV/0!"},{"$error":"#DIV/0!"},{"$error":"#DIV/0!"},{"$error":"#DIV/0!"},{"$error":"#DIV/0!"},"暖房COP比","βw"]
[null,null,"∑",{"$f":"D$379*D454*D$382","v":{"$error":"#DIV/0!"}},{"$f":"E$379*E454*E$382","v":{"$error":"#DIV/0!"}},{"$error":"#DIV/0!"},{"$error":"#DIV/0!"},{"$error":"#DIV/0!"},{"$error":"#DIV/0!"},{"$error":"#DIV/0!"},{"$error":"#DIV/0!"},{"$error":"#DIV/0!"},{"$error":"#DIV/0!"},{"$error":"#DIV/0!"},{"$error":"#DIV/0!"},{"$error":"#DIV/0!"},{"$error":"#DIV/0!"},{"$error":"#DIV/0!"},{"$error":"#DIV/0!"},{"$error":"#DIV/0!"},{"$error":"#DIV/0!"},{"$error":"#DIV/0!"},{"$error":"#DIV/0!"},{"$error":"#DIV/0!"},{"$error":"#DIV/0!"},{"$error":"#DIV/0!"},{"$error":"#DIV/0!"},{"$error":"#DIV/0!"},{"$error":"#DIV/0!"},{"$error":"#DIV/0!"},{"$error":"#DIV/0!"},{"$error":"#DIV/0!"},{"$error":"#DIV/0!"},{"$error":"#DIV/0!"},{"$error":"#DIV/0!"},{"$error":"#DIV/0!"},{"$error":"#DIV/0!"},{"$error":"#DIV/0!"},{"$error":"#DIV/0!"},{"$error":"#DIV/0!"},{"$error":"#DIV/0!"},{"$error":"#DIV/0!"},{"$error":"#DIV/0!"},{"$error":"#DIV/0!"},{"$error":"#DIV/0!"},"∑"]
[null,null,"Φwd/σww",{"$f":"$AB$26/$X$39","v":{"$error":"#VALUE!"}},{"$f":"$AB$26/$X$39","v":{"$error":"#VALUE!"}},{"$error":"#VALUE!"},{"$error":"#VALUE!"},{"$error":"#VALUE!"},{"$error":"#VALUE!"},{"$error":"#VALUE!"},{"$error":"#VALUE!"},{"$error":"#VALUE!"},{"$error":"#VALUE!"},{"$error":"#VALUE!"},{"$f":"$AB$26/$X$36","v":{"$error":"#VALUE!"}},{"$error":"#VALUE!"},{"$error":"#VALUE!"},{"$error":"#VALUE!"},{"$error":"#VALUE!"},{"$error":"#VALUE!"},{"$error":"#VALUE!"},{"$error":"#VALUE!"},{"$error":"#VALUE!"},{"$error":"#VALUE!"},{"$error":"#VALUE!"},{"$error":"#VALUE!"},{"$error":"#VALUE!"},{"$error":"#VALUE!"},{"$error":"#VALUE!"},{"$error":"#VALUE!"},{"$error":"#VALUE!"},{"$error":"#VALUE!"},{"$error":"#VALUE!"},{"$error":"#VALUE!"},{"$error":"#VALUE!"},{"$error":"#VALUE!"},{"$error":"#VALUE!"},{"$error":"#VALUE!"},{"$error":"#VALUE!"},{"$error":"#VALUE!"},{"$error":"#VALUE!"},{"$error":"#VALUE!"},{"$error":"#VALUE!"},{"$error":"#VALUE!"},{"$error":"#VALUE!"}]
[null,null,"エネルギー使用量",{"$f":"D462*D461","v":{"$error":"#VALUE!"}},{"$f":"E462*E461","v":{"$error":"#VALUE!"}},{"$f":"F462*F461","v":{"$error":"#VALUE!"}},{"$error":"#VALUE!"},{"$error":"#VALUE!"},{"$error":"#VALUE!"},{"$error":"#VALUE!"},{"$error":"#VALUE!"},{"$error":"#VALUE!"},{"$error":"#VALUE!"},{"$error":"#VALUE!"},{"$error":"#VALUE!"},{"$error":"#VALUE!"},{"$error":"#VALUE!"},{"$error":"#VALUE!"},{"$error":"#VALUE!"},{"$error":"#VALUE!"},{"$error":"#VALUE!"},{"$error":"#VALUE!"},{"$error":"#VALUE!"},{"$error":"#VALUE!"},{"$error":"#VALUE!"},{"$error":"#VALUE!"},{"$error":"#VALUE!"},{"$error":"#VALUE!"},{"$error":"#VALUE!"},{"$error":"#VALUE!"},{"$error":"#VALUE!"},{"$error":"#VALUE!"},{"$error":"#VALUE!"},{"$error":"#VALUE!"},{"$error":"#VALUE!"},{"$error":"#VALUE!"},{"$error":"#VALUE!"},{"$error":"#VALUE!"},{"$error":"#VALUE!"},{"$error":"#VALUE!"},{"$error":"#VALUE!"},{"$error":"#VALUE!"},{"$error":"#VALUE!"},{"$error":"#VALUE!"},{"$f":"AS462*AS461","v":{"$error":"#VALUE!"}},{"$f":"SUM(D463:AS463)","v":{"$error":"#VALUE!"}}]
[null,"前9","暖房時エネルギー消費電力比",{"$f":"D$380/D470","v":{"$error":"#DIV/0!"}},{"$f":"E$380/E470","v":{"$error":"#DIV/0!"}},{"$error":"#DIV/0!"},{"$error":"#DIV/0!"},{"$error":"#DIV/0!"},{"$error":"#DIV/0!"},{"$error":"#DIV/0!"},{"$error":"#DIV/0!"},{"$error":"#DIV/0!"},{"$error":"#DIV/0!"},{"$error":"#DIV/0!"},{"$error":"#DIV/0!"},{"$error":"#DIV/0!"},{"$error":"#DIV/0!"},{"$error":"#DIV/0!"},{"$error":"#DIV/0!"},{"$error":"#DIV/0!"},{"$error":"#DIV/0!"},{"$error":"#DIV/0!"},{"$error":"#DIV/0!"},{"$error":"#DIV/0!"},{"$error":"#DIV/0!"},{"$error":"#DIV/0!"},{"$error":"#DIV/0!"},{"$error":"#DIV/0!"},{"$error":"#DIV/0!"},{"$error":"#DIV/0!"},{"$error":"#DIV/0!"},{"$error":"#DIV/0!"},{"$error":"#DIV/0!"},{"$error":"#DIV/0!"},{"$error":"#DIV/0!"},{"$error":"#DIV/0!"},{"$error":"#DIV/0!"},{"$error":"#DIV/0!"},{"$error":"#DIV/0!"},{"$error":"#DIV/0!"},{"$error":"#DIV/0!"},{"$error":"#DIV/0!"},{"$error":"#DIV/0!"},{"$error":"#DIV/0!"},{"$error":"#DIV/0!"},"暖房時エネルギー消費電力比","εw"]
[null,null,"暖房能力",{"$f":"($Y$33-0.65*$Y$33)/14*(D$366-7)+$Y$33","v":0},0,0,0,0,0,0,0,0,0,0,0,0,0,0,0,0,0,0,0,0,0,0,0,0,0,0,0,0,0,0,0,0,0,0,0,0,0,0,0,0,0,"暖房能力","Φw"]
[null,null,"着霜時暖房能力",{"$f":"($Y$37-0.65*$Y$33)/9*(D$366-2)+$Y$37","v":0},{"$f":"($Y$37-0.65*$Y$33)/9*(E$366-2)+$Y$37","v":0},0,0,0,0,0,0,0,0,0,null,null,null,null,null,null,null,null,null,null,null,null,null,null,null,null,null,null,null,null,null,null,null,null,null,null,null,null,null,null,null,"着霜時暖房能力","Φwf"]
[null,null,"暖房エネルギー消費量",{"$f":"($Y$34-0.93*$Y$34)/14*(D$366-7)+$Y$34","v":0},0,0,0,0,0,0,0,0,0,0,0,0,0,0,0,0,0,0,0,0,0,0,0,0,0,0,0,0,0,0,0,0,0,0,0,0,0,0,0,0,0,"暖房エネルギー消費量","Pw"]
[null,null,"暖房ガス消費量",{"$f":"($Y$38-0.93*$Y$34)/9*(D$366-2)+$Y$38","v":0},{"$f":"($Y$38-0.93*$Y$34)/9*(E$366-2)+$Y$38","v":0},0,0,0,0,0,0,0,0,0,null,null,null,null,null,null,null,null,null,null,null,null,null,null,null,null,null,null,null,null,null,null,null,null,null,null,null,null,null,null,null,"暖房ガス消費量","Pwf"]
[null,null,"暖房COP",{"$f":"D466/(D468+$Y$35*$I$32*D$380)","v":{"$error":"#DIV/0!"}},{"$f":"E466/(E468+$Y$35*$I$32*E$380)","v":{"$error":"#DIV/0!"}},{"$error":"#DIV/0!"},{"$error":"#DIV/0!"},{"$error":"#DIV/0!"},{"$error":"#DIV/0!"},{"$error":"#DIV/0!"},{"$error":"#DIV/0!"},{"$error":"#DIV/0!"},{"$error":"#DIV/0!"},{"$error":"#DIV/0!"},{"$f":"O465/(O467+$Y$35*$I$32*O$380)","v":{"$error":"#DIV/0!"}},{"$f":"P465/(P467+$Y$35*$I$32*P$380)","v":{"$error":"#DIV/0!"}},{"$error":"#DIV/0!"},{"$error":"#DIV/0!"},{"$error":"#DIV/0!"},{"$error":"#DIV/0!"},{"$error":"#DIV/0!"},{"$error":"#DIV/0!"},{"$error":"#DIV/0!"},{"$error":"#DIV/0!"},{"$error":"#DIV/0!"},{"$error":"#DIV/0!"},{"$error":"#DIV/0!"},{"$error":"#DIV/0!"},{"$error":"#DIV/0!"},{"$error":"#DIV/0!"},{"$error":"#DIV/0!"},{"$error":"#DIV/0!"},{"$error":"#DIV/0!"},{"$error":"#DIV/0!"},{"$error":"#DIV/0!"},{"$error":"#DIV/0!"},{"$error":"#DIV/0!"},{"$error":"#DIV/0!"},{"$error":"#DIV/0!"},{"$error":"#DIV/0!"},{"$error":"#DIV/0!"},{"$error":"#DIV/0!"},{"$error":"#DIV/0!"},{"$error":"#DIV/0!"},{"$error":"#DIV/0!"},"暖房COP","σw"]
[null,null,"暖房COP比",{"$f":"D469/$Y$36","v":{"$error":"#DIV/0!"}},{"$f":"E469/$Y$36","v":{"$error":"#DIV/0!"}},{"$error":"#DIV/0!"},{"$error":"#DIV/0!"},{"$error":"#DIV/0!"},{"$error":"#DIV/0!"},{"$error":"#DIV/0!"},{"$error":"#DIV/0!"},{"$error":"#DIV/0!"},{"$error":"#DIV/0!"},{"$error":"#DIV/0!"},{"$error":"#DIV/0!"},{"$error":"#DIV/0!"},{"$error":"#DIV/0!"},{"$error":"#DIV/0!"},{"$error":"#DIV/0!"},{"$error":"#DIV/0!"},{"$error":"#DIV/0!"},{"$error":"#DIV/0!"},{"$error":"#DIV/0!"},{"$error":"#DIV/0!"},{"$error":"#DIV/0!"},{"$error":"#DIV/0!"},{"$error":"#DIV/0!"},{"$error":"#DIV/0!"},{"$error":"#DIV/0!"},{"$error":"#DIV/0!"},{"$error":"#DIV/0!"},{"$error":"#DIV/0!"},{"$error":"#DIV/0!"},{"$error":"#DIV/0!"},{"$error":"#DIV/0!"},{"$error":"#DIV/0!"},{"$error":"#DIV/0!"},{"$error":"#DIV/0!"},{"$error":"#DIV/0!"},{"$error":"#DIV/0!"},{"$error":"#DIV/0!"},{"$error":"#DIV/0!"},{"$error":"#DIV/0!"},{"$error":"#DIV/0!"},{"$error":"#DIV/0!"},"暖房COP比","βw"]
[null,null,"∑",{"$f":"D$379*D464*D$382","v":{"$error":"#DIV/0!"}},{"$f":"E$379*E464*E$382","v":{"$error":"#DIV/0!"}},{"$error":"#DIV/0!"},{"$error":"#DIV/0!"},{"$error":"#DIV/0!"},{"$error":"#DIV/0!"},{"$error":"#DIV/0!"},{"$error":"#DIV/0!"},{"$error":"#DIV/0!"},{"$error":"#DIV/0!"},{"$error":"#DIV/0!"},{"$error":"#DIV/0!"},{"$error":"#DIV/0!"},{"$error":"#DIV/0!"},{"$error":"#DIV/0!"},{"$error":"#DIV/0!"},{"$error":"#DIV/0!"},{"$error":"#DIV/0!"},{"$error":"#DIV/0!"},{"$error":"#DIV/0!"},{"$error":"#DIV/0!"},{"$error":"#DIV/0!"},{"$error":"#DIV/0!"},{"$error":"#DIV/0!"},{"$error":"#DIV/0!"},{"$error":"#DIV/0!"},{"$error":"#DIV/0!"},{"$error":"#DIV/0!"},{"$error":"#DIV/0!"},{"$error":"#DIV/0!"},{"$error":"#DIV/0!"},{"$error":"#DIV/0!"},{"$error":"#DIV/0!"},{"$error":"#DIV/0!"},{"$error":"#DIV/0!"},{"$error":"#DIV/0!"},{"$error":"#DIV/0!"},{"$error":"#DIV/0!"},{"$error":"#DIV/0!"},{"$error":"#DIV/0!"},{"$error":"#DIV/0!"},{"$error":"#DIV/0!"},"∑"]
[null,null,"Φwd/σww",{"$f":"$AB$26/$Y$39","v":{"$error":"#VALUE!"}},{"$f":"$AB$26/$Y$39","v":{"$error":"#VALUE!"}},{"$error":"#VALUE!"},{"$error":"#VALUE!"},{"$error":"#VALUE!"},{"$error":"#VALUE!"},{"$error":"#VALUE!"},{"$error":"#VALUE!"},{"$error":"#VALUE!"},{"$error":"#VALUE!"},{"$error":"#VALUE!"},{"$f":"$AB$26/$Y$36","v":{"$error":"#VALUE!"}},{"$error":"#VALUE!"},{"$error":"#VALUE!"},{"$error":"#VALUE!"},{"$error":"#VALUE!"},{"$error":"#VALUE!"},{"$error":"#VALUE!"},{"$error":"#VALUE!"},{"$error":"#VALUE!"},{"$error":"#VALUE!"},{"$error":"#VALUE!"},{"$error":"#VALUE!"},{"$error":"#VALUE!"},{"$error":"#VALUE!"},{"$error":"#VALUE!"},{"$error":"#VALUE!"},{"$error":"#VALUE!"},{"$error":"#VALUE!"},{"$error":"#VALUE!"},{"$error":"#VALUE!"},{"$error":"#VALUE!"},{"$error":"#VALUE!"},{"$error":"#VALUE!"},{"$error":"#VALUE!"},{"$error":"#VALUE!"},{"$error":"#VALUE!"},{"$error":"#VALUE!"},{"$error":"#VALUE!"},{"$error":"#VALUE!"},{"$error":"#VALUE!"},{"$error":"#VALUE!"}]
[null,null,"エネルギー使用量",{"$f":"D472*D471","v":{"$error":"#VALUE!"}},{"$f":"E472*E471","v":{"$error":"#VALUE!"}},{"$f":"F472*F471","v":{"$error":"#VALUE!"}},{"$error":"#VALUE!"},{"$error":"#VALUE!"},{"$error":"#VALUE!"},{"$error":"#VALUE!"},{"$error":"#VALUE!"},{"$error":"#VALUE!"},{"$error":"#VALUE!"},{"$f":"N472*N471","v":{"$error":"#VALUE!"}},{"$f":"O472*O471","v":{"$error":"#VALUE!"}},{"$error":"#VALUE!"},{"$error":"#VALUE!"},{"$error":"#VALUE!"},{"$error":"#VALUE!"},{"$f":"T472*T471","v":{"$error":"#VALUE!"}},{"$f":"U472*U471","v":{"$error":"#VALUE!"}},{"$error":"#VALUE!"},{"$error":"#VALUE!"},{"$error":"#VALUE!"},{"$error":"#VALUE!"},{"$error":"#VALUE!"},{"$error":"#VALUE!"},{"$error":"#VALUE!"},{"$error":"#VALUE!"},{"$error":"#VALUE!"},{"$error":"#VALUE!"},{"$error":"#VALUE!"},{"$error":"#VALUE!"},{"$error":"#VALUE!"},{"$error":"#VALUE!"},{"$error":"#VALUE!"},{"$error":"#VALUE!"},{"$error":"#VALUE!"},{"$error":"#VALUE!"},{"$error":"#VALUE!"},{"$error":"#VALUE!"},{"$error":"#VALUE!"},{"$error":"#VALUE!"},{"$error":"#VALUE!"},{"$f":"AS472*AS471","v":{"$error":"#VALUE!"}},{"$f":"SUM(D473:AS473)","v":{"$error":"#VALUE!"}}]
[null,"前10","暖房時エネルギー消費電力比",{"$f":"D$380/D480","v":{"$error":"#DIV/0!"}},{"$f":"E$380/E480","v":{"$error":"#DIV/0!"}},{"$error":"#DIV/0!"},{"$error":"#DIV/0!"},{"$error":"#DIV/0!"},{"$error":"#DIV/0!"},{"$error":"#DIV/0!"},{"$error":"#DIV/0!"},{"$error":"#DIV/0!"},{"$error":"#DIV/0!"},{"$error":"#DIV/0!"},{"$error":"#DIV/0!"},{"$error":"#DIV/0!"},{"$error":"#DIV/0!"},{"$error":"#DIV/0!"},{"$error":"#DIV/0!"},{"$error":"#DIV/0!"},{"$error":"#DIV/0!"},{"$error":"#DIV/0!"},{"$error":"#DIV/0!"},{"$error":"#DIV/0!"},{"$error":"#DIV/0!"},{"$error":"#DIV/0!"},{"$error":"#DIV/0!"},{"$error":"#DIV/0!"},{"$error":"#DIV/0!"},{"$error":"#DIV/0!"},{"$error":"#DIV/0!"},{"$error":"#DIV/0!"},{"$error":"#DIV/0!"},{"$error":"#DIV/0!"},{"$error":"#DIV/0!"},{"$error":"#DIV/0!"},{"$error":"#DIV/0!"},{"$error":"#DIV/0!"},{"$error":"#DIV/0!"},{"$error":"#DIV/0!"},{"$error":"#DIV/0!"},{"$error":"#DIV/0!"},{"$error":"#DIV/0!"},{"$error":"#DIV/0!"},{"$error":"#DIV/0!"},"暖房時エネルギー消費電力比","εw"]
[null,null,"暖房能力",{"$f":"($Z$33-0.65*$Z$33)/14*(D$366-7)+$Z$33","v":0},0,0,0,0,0,0,0,0,0,0,0,0,0,0,0,0,0,0,0,0,0,0,0,0,0,0,0,0,0,0,0,0,0,0,0,0,0,0,0,0,0,"暖房能力","Φw"]
[null,null,"着霜時暖房能力",{"$f":"($Z$37-0.65*$Z$33)/9*(D$366-2)+$Z$37","v":0},{"$f":"($Z$37-0.65*$Z$33)/9*(E$366-2)+$Z$37","v":0},0,0,0,0,0,0,0,0,0,null,null,null,null,null,null,null,null,null,null,null,null,null,null,null,null,null,null,null,null,null,null,null,null,null,null,null,null,null,null,null,"着霜時暖房能力","Φwf"]
[null,null,"暖房エネルギー消費量",{"$f":"($Z$34-0.93*$Z$34)/14*(D$366-7)+$Z$34","v":0},0,0,0,0,0,0,0,0,0,0,0,0,0,0,0,0,0,0,0,0,0,0,0,0,0,0,0,0,0,0,0,0,0,0,0,0,0,0,0,0,0,"暖房エネルギー消費量","Pw"]
[null,null,"暖房ガス消費量",{"$f":"($Z$38-0.93*$Z$34)/9*(D$366-2)+$Z$38","v":0},{"$f":"($Z$38-0.93*$Z$34)/9*(E$366-2)+$Z$38","v":0},0,0,0,0,0,0,0,0,0,null,null,null,null,null,null,null,null,null,null,null,null,null,null,null,null,null,null,null,null,null,null,null,null,null,null,null,null,null,null,null,"暖房ガス消費量","Pwf"]
[null,null,"暖房COP",{"$f":"D476/(D478+$Z$35*$I$32*D$380)","v":{"$error":"#DIV/0!"}},{"$f":"E476/(E478+$Z$35*$I$32*E$380)","v":{"$error":"#DIV/0!"}},{"$error":"#DIV/0!"},{"$error":"#DIV/0!"},{"$error":"#DIV/0!"},{"$error":"#DIV/0!"},{"$error":"#DIV/0!"},{"$error":"#DIV/0!"},{"$error":"#DIV/0!"},{"$error":"#DIV/0!"},{"$error":"#DIV/0!"},{"$f":"O475/(O477+$Z$35*$I$32*O$380)","v":{"$error":"#DIV/0!"}},{"$f":"P475/(P477+$Z$35*$I$32*P$380)","v":{"$error":"#DIV/0!"}},{"$error":"#DIV/0!"},{"$error":"#DIV/0!"},{"$error":"#DIV/0!"},{"$error":"#DIV/0!"},{"$error":"#DIV/0!"},{"$error":"#DIV/0!"},{"$error":"#DIV/0!"},{"$error":"#DIV/0!"},{"$error":"#DIV/0!"},{"$error":"#DIV/0!"},{"$error":"#DIV/0!"},{"$error":"#DIV/0!"},{"$error":"#DIV/0!"},{"$error":"#DIV/0!"},{"$error":"#DIV/0!"},{"$error":"#DIV/0!"},{"$error":"#DIV/0!"},{"$error":"#DIV/0!"},{"$error":"#DIV/0!"},{"$error":"#DIV/0!"},{"$error":"#DIV/0!"},{"$error":"#DIV/0!"},{"$error":"#DIV/0!"},{"$error":"#DIV/0!"},{"$error":"#DIV/0!"},{"$error":"#DIV/0!"},{"$error":"#DIV/0!"},{"$error":"#DIV/0!"},{"$error":"#DIV/0!"},"暖房COP","σw"]
[null,null,"暖房COP比",{"$f":"D479/$Z$36","v":{"$error":"#DIV/0!"}},{"$f":"E479/$Z$36","v":{"$error":"#DIV/0!"}},{"$error":"#DIV/0!"},{"$error":"#DIV/0!"},{"$error":"#DIV/0!"},{"$error":"#DIV/0!"},{"$error":"#DIV/0!"},{"$error":"#DIV/0!"},{"$error":"#DIV/0!"},{"$error":"#DIV/0!"},{"$error":"#DIV/0!"},{"$error":"#DIV/0!"},{"$error":"#DIV/0!"},{"$error":"#DIV/0!"},{"$error":"#DIV/0!"},{"$error":"#DIV/0!"},{"$error":"#DIV/0!"},{"$error":"#DIV/0!"},{"$error":"#DIV/0!"},{"$error":"#DIV/0!"},{"$error":"#DIV/0!"},{"$error":"#DIV/0!"},{"$error":"#DIV/0!"},{"$error":"#DIV/0!"},{"$error":"#DIV/0!"},{"$error":"#DIV/0!"},{"$error":"#DIV/0!"},{"$error":"#DIV/0!"},{"$error":"#DIV/0!"},{"$error":"#DIV/0!"},{"$error":"#DIV/0!"},{"$error":"#DIV/0!"},{"$error":"#DIV/0!"},{"$error":"#DIV/0!"},{"$error":"#DIV/0!"},{"$error":"#DIV/0!"},{"$error":"#DIV/0!"},{"$error":"#DIV/0!"},{"$error":"#DIV/0!"},{"$error":"#DIV/0!"},{"$error":"#DIV/0!"},{"$error":"#DIV/0!"},"暖房COP比","βw"]
[null,null,"∑",{"$f":"D$379*D474*D$382","v":{"$error":"#DIV/0!"}},{"$f":"E$379*E474*E$382","v":{"$error":"#DIV/0!"}},{"$error":"#DIV/0!"},{"$error":"#DIV/0!"},{"$error":"#DIV/0!"},{"$error":"#DIV/0!"},{"$error":"#DIV/0!"},{"$error":"#DIV/0!"},{"$error":"#DIV/0!"},{"$error":"#DIV/0!"},{"$error":"#DIV/0!"},{"$error":"#DIV/0!"},{"$error":"#DIV/0!"},{"$error":"#DIV/0!"},{"$error":"#DIV/0!"},{"$error":"#DIV/0!"},{"$error":"#DIV/0!"},{"$error":"#DIV/0!"},{"$error":"#DIV/0!"},{"$error":"#DIV/0!"},{"$error":"#DIV/0!"},{"$error":"#DIV/0!"},{"$error":"#DIV/0!"},{"$error":"#DIV/0!"},{"$error":"#DIV/0!"},{"$error":"#DIV/0!"},{"$error":"#DIV/0!"},{"$error":"#DIV/0!"},{"$error":"#DIV/0!"},{"$error":"#DIV/0!"},{"$error":"#DIV/0!"},{"$error":"#DIV/0!"},{"$error":"#DIV/0!"},{"$error":"#DIV/0!"},{"$error":"#DIV/0!"},{"$error":"#DIV/0!"},{"$error":"#DIV/0!"},{"$error":"#DIV/0!"},{"$error":"#DIV/0!"},{"$error":"#DIV/0!"},{"$error":"#DIV/0!"},{"$error":"#DIV/0!"},"∑"]
[null,null,"Φwd/σww",{"$f":"$AB$26/$Z$39","v":{"$error":"#VALUE!"}},{"$f":"$AB$26/$Z$39","v":{"$error":"#VALUE!"}},{"$error":"#VALUE!"},{"$error":"#VALUE!"},{"$error":"#VALUE!"},{"$error":"#VALUE!"},{"$error":"#VALUE!"},{"$error":"#VALUE!"},{"$error":"#VALUE!"},{"$error":"#VALUE!"},{"$error":"#VALUE!"},{"$f":"$AB$26/$Z$36","v":{"$error":"#VALUE!"}},{"$error":"#VALUE!"},{"$error":"#VALUE!"},{"$error":"#VALUE!"},{"$error":"#VALUE!"},{"$error":"#VALUE!"},{"$error":"#VALUE!"},{"$error":"#VALUE!"},{"$error":"#VALUE!"},{"$error":"#VALUE!"},{"$error":"#VALUE!"},{"$error":"#VALUE!"},{"$error":"#VALUE!"},{"$error":"#VALUE!"},{"$error":"#VALUE!"},{"$error":"#VALUE!"},{"$error":"#VALUE!"},{"$error":"#VALUE!"},{"$error":"#VALUE!"},{"$error":"#VALUE!"},{"$error":"#VALUE!"},{"$error":"#VALUE!"},{"$error":"#VALUE!"},{"$error":"#VALUE!"},{"$error":"#VALUE!"},{"$error":"#VALUE!"},{"$error":"#VALUE!"},{"$error":"#VALUE!"},{"$error":"#VALUE!"},{"$error":"#VALUE!"},{"$error":"#VALUE!"}]
[null,null,"エネルギー使用量",{"$f":"D482*D481","v":{"$error":"#VALUE!"}},{"$f":"E482*E481","v":{"$error":"#VALUE!"}},{"$f":"F482*F481","v":{"$error":"#VALUE!"}},{"$error":"#VALUE!"},{"$error":"#VALUE!"},{"$error":"#VALUE!"},{"$error":"#VALUE!"},{"$error":"#VALUE!"},{"$error":"#VALUE!"},{"$error":"#VALUE!"},{"$f":"N482*N481","v":{"$error":"#VALUE!"}},{"$f":"O482*O481","v":{"$error":"#VALUE!"}},{"$error":"#VALUE!"},{"$error":"#VALUE!"},{"$error":"#VALUE!"},{"$error":"#VALUE!"},{"$f":"T482*T481","v":{"$error":"#VALUE!"}},{"$f":"U482*U481","v":{"$error":"#VALUE!"}},{"$error":"#VALUE!"},{"$error":"#VALUE!"},{"$error":"#VALUE!"},{"$error":"#VALUE!"},{"$error":"#VALUE!"},{"$error":"#VALUE!"},{"$error":"#VALUE!"},{"$error":"#VALUE!"},{"$error":"#VALUE!"},{"$error":"#VALUE!"},{"$error":"#VALUE!"},{"$error":"#VALUE!"},{"$error":"#VALUE!"},{"$error":"#VALUE!"},{"$error":"#VALUE!"},{"$error":"#VALUE!"},{"$error":"#VALUE!"},{"$error":"#VALUE!"},{"$error":"#VALUE!"},{"$error":"#VALUE!"},{"$error":"#VALUE!"},{"$error":"#VALUE!"},{"$error":"#VALUE!"},{"$f":"AS482*AS481","v":{"$error":"#VALUE!"}},{"$f":"SUM(D483:AS483)","v":{"$error":"#VALUE!"}}]
[]
[null,"後1","暖房時エネルギー消費電力比",{"$f":"D$380/D491","v":{"$error":"#DIV/0!"}},{"$f":"E$380/E491","v":{"$error":"#DIV/0!"}},{"$error":"#DIV/0!"},{"$error":"#DIV/0!"},{"$error":"#DIV/0!"},{"$error":"#DIV/0!"},{"$error":"#DIV/0!"},{"$error":"#DIV/0!"},{"$error":"#DIV/0!"},{"$error":"#DIV/0!"},{"$error":"#DIV/0!"},{"$error":"#DIV/0!"},{"$error":"#DIV/0!"},{"$error":"#DIV/0!"},{"$error":"#DIV/0!"},{"$error":"#DIV/0!"},{"$error":"#DIV/0!"},{"$error":"#DIV/0!"},{"$error":"#DIV/0!"},{"$error":"#DIV/0!"},{"$error":"#DIV/0!"},{"$error":"#DIV/0!"},{"$error":"#DIV/0!"},{"$error":"#DIV/0!"},{"$error":"#DIV/0!"},{"$error":"#DIV/0!"},{"$error":"#DIV/0!"},{"$error":"#DIV/0!"},{"$error":"#DIV/0!"},{"$error":"#DIV/0!"},{"$error":"#DIV/0!"},{"$error":"#DIV/0!"},{"$error":"#DIV/0!"},{"$error":"#DIV/0!"},{"$error":"#DIV/0!"},{"$error":"#DIV/0!"},{"$error":"#DIV/0!"},{"$error":"#DIV/0!"},{"$error":"#DIV/0!"},{"$error":"#DIV/0!"},{"$error":"#DIV/0!"},{"$error":"#DIV/0!"},"暖房時エネルギー消費電力比","εw"]
[null,null,"暖房能力",{"$f":"($Q$47-0.65*$Q$47)/14*(D$366-7)+$Q$47","v":0},{"$f":"($Q$47-0.65*$Q$47)/14*(E$366-7)+$Q$47","v":0},0,0,0,0,0,0,0,0,0,0,0,0,0,0,0,0,0,0,0,0,0,0,0,0,0,0,0,0,0,0,0,0,0,0,0,0,0,0,0,0,"暖房能力","Φw"]
[null,null,"着霜時暖房能力",{"$f":"($Q$51-0.65*$Q$47)/9*(D$366-2)+$Q$51","v":0},{"$f":"($Q$51-0.65*$Q$47)/9*(E$366-2)+$Q$51","v":0},0,0,0,0,0,0,0,0,0,null,null,null,null,null,null,null,null,null,null,null,null,null,null,null,null,null,null,null,null,null,null,null,null,null,null,null,null,null,null,null,"着霜時暖房能力","Φwf"]
[null,null,"暖房エネルギー消費量",{"$f":"($Q$48-0.93*$Q$48)/14*(D$366-7)+$Q$48","v":0},0,0,0,0,0,0,0,0,0,0,0,0,0,0,0,0,0,0,0,0,0,0,0,0,0,0,0,0,0,0,0,0,0,0,0,0,0,0,0,0,0,"暖房エネルギー消費量","Pw"]
[null,null,"暖房ガス消費量",{"$f":"($Q$52-0.93*$Q$48)/9*(D$366-2)+$Q$52","v":0},{"$f":"($Q$52-0.93*$Q$48)/9*(E$366-2)+$Q$52","v":0},0,0,0,0,0,0,0,0,0,null,null,null,null,null,null,null,null,null,null,null,null,null,null,null,null,null,null,null,null,null,null,null,null,null,null,null,null,null,null,null,"暖房ガス消費量","Pwf"]
[null,null,"暖房COP",{"$f":"D487/(D489+$Q$49*$I$46*D$380)","v":{"$error":"#DIV/0!"}},{"$f":"E487/(E489+$Q$49*$I$46*E$380)","v":{"$error":"#DIV/0!"}},{"$error":"#DIV/0!"},{"$error":"#DIV/0!"},{"$error":"#DIV/0!"},{"$error":"#DIV/0!"},{"$error":"#DIV/0!"},{"$error":"#DIV/0!"},{"$error":"#DIV/0!"},{"$error":"#DIV/0!"},{"$error":"#DIV/0!"},{"$f":"O486/(O488+$Q$49*$I$46*O$380)","v":{"$error":"#DIV/0!"}},{"$f":"P486/(P488+$Q$49*$I$46*P$380)","v":{"$error":"#DIV/0!"}},{"$error":"#DIV/0!"},{"$error":"#DIV/0!"},{"$error":"#DIV/0!"},{"$error":"#DIV/0!"},{"$error":"#DIV/0!"},{"$error":"#DIV/0!"},{"$error":"#DIV/0!"},{"$error":"#DIV/0!"},{"$error":"#DIV/0!"},{"$error":"#DIV/0!"},{"$error":"#DIV/0!"},{"$error":"#DIV/0!"},{"$error":"#DIV/0!"},{"$error":"#DIV/0!"},{"$error":"#DIV/0!"},{"$error":"#DIV/0!"},{"$error":"#DIV/0!"},{"$error":"#DIV/0!"},{"$error":"#DIV/0!"},{"$error":"#DIV/0!"},{"$error":"#DIV/0!"},{"$error":"#DIV/0!"},{"$error":"#DIV/0!"},{"$error":"#DIV/0!"},{"$error":"#DIV/0!"},{"$error":"#DIV/0!"},{"$error":"#DIV/0!"},{"$error":"#DIV/0!"},{"$error":"#DIV/0!"},"暖房COP","σw"]
[null,null,"暖房COP比",{"$f":"D490/$Q$50","v":{"$error":"#DIV/0!"}},{"$f":"E490/$Q$50","v":{"$error":"#DIV/0!"}},{"$error":"#DIV/0!"},{"$error":"#DIV/0!"},{"$error":"#DIV/0!"},{"$error":"#DIV/0!"},{"$error":"#DIV/0!"},{"$error":"#DIV/0!"},{"$error":"#DIV/0!"},{"$error":"#DIV/0!"},{"$error":"#DIV/0!"},{"$error":"#DIV/0!"},{"$error":"#DIV/0!"},{"$error":"#DIV/0!"},{"$error":"#DIV/0!"},{"$error":"#DIV/0!"},{"$error":"#DIV/0!"},{"$error":"#DIV/0!"},{"$error":"#DIV/0!"},{"$error":"#DIV/0!"},{"$error":"#DIV/0!"},{"$error":"#DIV/0!"},{"$error":"#DIV/0!"},{"$error":"#DIV/0!"},{"$error":"#DIV/0!"},{"$error":"#DIV/0!"},{"$error":"#DIV/0!"},{"$error":"#DIV/0!"},{"$error":"#DIV/0!"},{"$error":"#DIV/0!"},{"$error":"#DIV/0!"},{"$error":"#DIV/0!"},{"$error":"#DIV/0!"},{"$error":"#DIV/0!"},{"$error":"#DIV/0!"},{"$error":"#DIV/0!"},{"$error":"#DIV/0!"},{"$error":"#DIV/0!"},{"$error":"#DIV/0!"},{"$error":"#DIV/0!"},{"$error":"#DIV/0!"},{"$error":"#DIV/0!"},"暖房COP比","βw"]
[null,null,"∑",{"$f":"D$379*D485*D$382","v":{"$error":"#DIV/0!"}},{"$f":"E$379*E485*E$382","v":{"$error":"#DIV/0!"}},{"$error":"#DIV/0!"},{"$error":"#DIV/0!"},{"$error":"#DIV/0!"},{"$error":"#DIV/0!"},{"$error":"#DIV/0!"},{"$error":"#DIV/0!"},{"$error":"#DIV/0!"},{"$error":"#DIV/0!"},{"$error":"#DIV/0!"},{"$error":"#DIV/0!"},{"$error":"#DIV/0!"},{"$error":"#DIV/0!"},{"$error":"#DIV/0!"},{"$error":"#DIV/0!"},{"$error":"#DIV/0!"},{"$error":"#DIV/0!"},{"$error":"#DIV/0!"},{"$error":"#DIV/0!"},{"$error":"#DIV/0!"},{"$error":"#DIV/0!"},{"$error":"#DIV/0!"},{"$error":"#DIV/0!"},{"$error":"#DIV/0!"},{"$error":"#DIV/0!"},{"$error":"#DIV/0!"},{"$error":"#DIV/0!"},{"$error":"#DIV/0!"},{"$error":"#DIV/0!"},{"$error":"#DIV/0!"},{"$error":"#DIV/0!"},{"$error":"#DIV/0!"},{"$error":"#DIV/0!"},{"$error":"#DIV/0!"},{"$error":"#DIV/0!"},{"$error":"#DIV/0!"},{"$error":"#DIV/0!"},{"$error":"#DIV/0!"},{"$error":"#DIV/0!"},{"$error":"#DIV/0!"},{"$error":"#DIV/0!"},"∑"]
[null,null,"Φwd/σww",{"$f":"$AB$26/$Q$53","v":{"$error":"#VALUE!"}},{"$error":"#VALUE!"},{"$error":"#VALUE!"},{"$error":"#VALUE!"},{"$error":"#VALUE!"},{"$error":"#VALUE!"},{"$error":"#VALUE!"},{"$error":"#VALUE!"},{"$error":"#VALUE!"},{"$error":"#VALUE!"},{"$error":"#VALUE!"},{"$f":"$AB$26/$Q$50","v":{"$error":"#VALUE!"}},{"$error":"#VALUE!"},{"$error":"#VALUE!"},{"$error":"#VALUE!"},{"$error":"#VALUE!"},{"$error":"#VALUE!"},{"$error":"#VALUE!"},{"$error":"#VALUE!"},{"$error":"#VALUE!"},{"$error":"#VALUE!"},{"$error":"#VALUE!"},{"$error":"#VALUE!"},{"$error":"#VALUE!"},{"$error":"#VALUE!"},{"$error":"#VALUE!"},{"$error":"#VALUE!"},{"$error":"#VALUE!"},{"$error":"#VALUE!"},{"$error":"#VALUE!"},{"$error":"#VALUE!"},{"$error":"#VALUE!"},{"$error":"#VALUE!"},{"$error":"#VALUE!"},{"$error":"#VALUE!"},{"$error":"#VALUE!"},{"$error":"#VALUE!"},{"$error":"#VALUE!"},{"$error":"#VALUE!"},{"$error":"#VALUE!"},{"$error":"#VALUE!"},{"$error":"#VALUE!"}]
[null,null,"エネルギー使用量",{"$f":"D493*D492","v":{"$error":"#VALUE!"}},{"$f":"E493*E492","v":{"$error":"#VALUE!"}},{"$f":"F493*F492","v":{"$error":"#VALUE!"}},{"$error":"#VALUE!"},{"$error":"#VALUE!"},{"$error":"#VALUE!"},{"$error":"#VALUE!"},{"$error":"#VALUE!"},{"$error":"#VALUE!"},{"$error":"#VALUE!"},{"$f":"N493*N492","v":{"$error":"#VALUE!"}},{"$f":"O493*O492","v":{"$error":"#VALUE!"}},{"$error":"#VALUE!"},{"$error":"#VALUE!"},{"$error":"#VALUE!"},{"$error":"#VALUE!"},{"$f":"T493*T492","v":{"$error":"#VALUE!"}},{"$f":"U493*U492","v":{"$error":"#VALUE!"}},{"$error":"#VALUE!"},{"$error":"#VALUE!"},{"$error":"#VALUE!"},{"$error":"#VALUE!"},{"$error":"#VALUE!"},{"$error":"#VALUE!"},{"$error":"#VALUE!"},{"$error":"#VALUE!"},{"$error":"#VALUE!"},{"$error":"#VALUE!"},{"$error":"#VALUE!"},{"$error":"#VALUE!"},{"$error":"#VALUE!"},{"$error":"#VALUE!"},{"$error":"#VALUE!"},{"$error":"#VALUE!"},{"$error":"#VALUE!"},{"$error":"#VALUE!"},{"$error":"#VALUE!"},{"$error":"#VALUE!"},{"$error":"#VALUE!"},{"$error":"#VALUE!"},{"$error":"#VALUE!"},{"$f":"AS493*AS492","v":{"$error":"#VALUE!"}},{"$f":"SUM(D494:AS494)","v":{"$error":"#VALUE!"}}]
[null,"後2","暖房時エネルギー消費電力比",{"$f":"D$380/D501","v":{"$error":"#DIV/0!"}},{"$f":"E$380/E501","v":{"$error":"#DIV/0!"}},{"$error":"#DIV/0!"},{"$error":"#DIV/0!"},{"$error":"#DIV/0!"},{"$error":"#DIV/0!"},{"$error":"#DIV/0!"},{"$error":"#DIV/0!"},{"$error":"#DIV/0!"},{"$error":"#DIV/0!"},{"$error":"#DIV/0!"},{"$error":"#DIV/0!"},{"$error":"#DIV/0!"},{"$error":"#DIV/0!"},{"$error":"#DIV/0!"},{"$error":"#DIV/0!"},{"$error":"#DIV/0!"},{"$error":"#DIV/0!"},{"$error":"#DIV/0!"},{"$error":"#DIV/0!"},{"$error":"#DIV/0!"},{"$error":"#DIV/0!"},{"$error":"#DIV/0!"},{"$error":"#DIV/0!"},{"$error":"#DIV/0!"},{"$error":"#DIV/0!"},{"$error":"#DIV/0!"},{"$error":"#DIV/0!"},{"$error":"#DIV/0!"},{"$error":"#DIV/0!"},{"$error":"#DIV/0!"},{"$error":"#DIV/0!"},{"$error":"#DIV/0!"},{"$error":"#DIV/0!"},{"$error":"#DIV/0!"},{"$error":"#DIV/0!"},{"$error":"#DIV/0!"},{"$error":"#DIV/0!"},{"$error":"#DIV/0!"},{"$error":"#DIV/0!"},{"$error":"#DIV/0!"},{"$error":"#DIV/0!"},"暖房時エネルギー消費電力比","εw"]
[null,null,"暖房能力",{"$f":"($R$47-0.65*$R$47)/14*(D$366-7)+$R$47","v":0},0,0,0,0,0,0,0,0,0,0,0,0,0,0,0,0,0,0,0,0,0,0,0,0,0,0,0,0,0,0,0,0,0,0,0,0,0,0,0,0,0,"暖房能力","Φw"]
[null,null,"着霜時暖房能力",{"$f":"($R$51-0.65*$R$47)/9*(D$366-2)+$R$51","v":0},{"$f":"($R$51-0.65*$R$47)/9*(E$366-2)+$R$51","v":0},0,0,0,0,0,0,0,0,0,null,null,null,null,null,null,null,null,null,null,null,null,null,null,null,null,null,null,null,null,null,null,null,null,null,null,null,null,null,null,null,"着霜時暖房能力","Φwf"]
[null,null,"暖房エネルギー消費量",{"$f":"($R$48-0.93*$R$48)/14*(D$366-7)+$R$48","v":0},0,0,0,0,0,0,0,0,0,0,0,0,0,0,0,0,0,0,0,0,0,0,0,0,0,0,0,0,0,0,0,0,0,0,0,0,0,0,0,0,0,"暖房エネルギー消費量","Pw"]
[null,null,"暖房ガス消費量",{"$f":"($R$52-0.93*$R$48)/9*(D$366-2)+$R$52","v":0},{"$f":"($R$52-0.93*$R$48)/9*(E$366-2)+$R$52","v":0},0,0,0,0,0,0,0,0,0,null,null,null,null,null,null,null,null,null,null,null,null,null,null,null,null,null,null,null,null,null,null,null,null,null,null,null,null,null,null,null,"暖房ガス消費量","Pwf"]
[null,null,"暖房COP",{"$f":"D497/(D499+$R$49*$I$46*D$380)","v":{"$error":"#DIV/0!"}},{"$f":"E497/(E499+$R$49*$I$46*E$380)","v":{"$error":"#DIV/0!"}},{"$error":"#DIV/0!"},{"$error":"#DIV/0!"},{"$error":"#DIV/0!"},{"$error":"#DIV/0!"},{"$error":"#DIV/0!"},{"$error":"#DIV/0!"},{"$error":"#DIV/0!"},{"$error":"#DIV/0!"},{"$error":"#DIV/0!"},{"$f":"O496/(O498+$R$49*$I$46*O$380)","v":{"$error":"#DIV/0!"}},{"$f":"P496/(P498+$R$49*$I$46*P$380)","v":{"$error":"#DIV/0!"}},{"$error":"#DIV/0!"},{"$error":"#DIV/0!"},{"$error":"#DIV/0!"},{"$error":"#DIV/0!"},{"$error":"#DIV/0!"},{"$error":"#DIV/0!"},{"$error":"#DIV/0!"},{"$error":"#DIV/0!"},{"$error":"#DIV/0!"},{"$error":"#DIV/0!"},{"$error":"#DIV/0!"},{"$error":"#DIV/0!"},{"$error":"#DIV/0!"},{"$error":"#DIV/0!"},{"$error":"#DIV/0!"},{"$error":"#DIV/0!"},{"$error":"#DIV/0!"},{"$error":"#DIV/0!"},{"$error":"#DIV/0!"},{"$error":"#DIV/0!"},{"$error":"#DIV/0!"},{"$error":"#DIV/0!"},{"$error":"#DIV/0!"},{"$error":"#DIV/0!"},{"$error":"#DIV/0!"},{"$error":"#DIV/0!"},{"$error":"#DIV/0!"},{"$error":"#DIV/0!"},{"$error":"#DIV/0!"},"暖房COP","σw"]
[null,null,"暖房COP比",{"$f":"D500/$R$50","v":{"$error":"#DIV/0!"}},{"$f":"E500/$R$50","v":{"$error":"#DIV/0!"}},{"$error":"#DIV/0!"},{"$error":"#DIV/0!"},{"$error":"#DIV/0!"},{"$error":"#DIV/0!"},{"$error":"#DIV/0!"},{"$error":"#DIV/0!"},{"$error":"#DIV/0!"},{"$error":"#DIV/0!"},{"$error":"#DIV/0!"},{"$error":"#DIV/0!"},{"$error":"#DIV/0!"},{"$error":"#DIV/0!"},{"$error":"#DIV/0!"},{"$error":"#DIV/0!"},{"$error":"#DIV/0!"},{"$error":"#DIV/0!"},{"$error":"#DIV/0!"},{"$error":"#DIV/0!"},{"$error":"#DIV/0!"},{"$error":"#DIV/0!"},{"$error":"#DIV/0!"},{"$error":"#DIV/0!"},{"$error":"#DIV/0!"},{"$error":"#DIV/0!"},{"$error":"#DIV/0!"},{"$error":"#DIV/0!"},{"$error":"#DIV/0!"},{"$error":"#DIV/0!"},{"$error":"#DIV/0!"},{"$error":"#DIV/0!"},{"$error":"#DIV/0!"},{"$error":"#DIV/0!"},{"$error":"#DIV/0!"},{"$error":"#DIV/0!"},{"$error":"#DIV/0!"},{"$error":"#DIV/0!"},{"$error":"#DIV/0!"},{"$error":"#DIV/0!"},{"$error":"#DIV/0!"},{"$error":"#DIV/0!"},"暖房COP比","βw"]
[null,null,"∑",{"$f":"D$379*D495*D$382","v":{"$error":"#DIV/0!"}},{"$f":"E$379*E495*E$382","v":{"$error":"#DIV/0!"}},{"$error":"#DIV/0!"},{"$error":"#DIV/0!"},{"$error":"#DIV/0!"},{"$error":"#DIV/0!"},{"$error":"#DIV/0!"},{"$error":"#DIV/0!"},{"$error":"#DIV/0!"},{"$error":"#DIV/0!"},{"$error":"#DIV/0!"},{"$error":"#DIV/0!"},{"$error":"#DIV/0!"},{"$error":"#DIV/0!"},{"$error":"#DIV/0!"},{"$error":"#DIV/0!"},{"$error":"#DIV/0!"},{"$error":"#DIV/0!"},{"$error":"#DIV/0!"},{"$error":"#DIV/0!"},{"$error":"#DIV/0!"},{"$error":"#DIV/0!"},{"$error":"#DIV/0!"},{"$error":"#DIV/0!"},{"$error":"#DIV/0!"},{"$error":"#DIV/0!"},{"$error":"#DIV/0!"},{"$error":"#DIV/0!"},{"$error":"#DIV/0!"},{"$error":"#DIV/0!"},{"$error":"#DIV/0!"},{"$error":"#DIV/0!"},{"$error":"#DIV/0!"},{"$error":"#DIV/0!"},{"$error":"#DIV/0!"},{"$error":"#DIV/0!"},{"$error":"#DIV/0!"},{"$error":"#DIV/0!"},{"$error":"#DIV/0!"},{"$error":"#DIV/0!"},{"$error":"#DIV/0!"},{"$error":"#DIV/0!"},"∑"]
[null,null,"Φwd/σww",{"$f":"$AB$26/$R$53","v":{"$error":"#VALUE!"}},{"$error":"#VALUE!"},{"$error":"#VALUE!"},{"$error":"#VALUE!"},{"$error":"#VALUE!"},{"$error":"#VALUE!"},{"$error":"#VALUE!"},{"$error":"#VALUE!"},{"$error":"#VALUE!"},{"$error":"#VALUE!"},{"$error":"#VALUE!"},{"$f":"$AB$26/$R$50","v":{"$error":"#VALUE!"}},{"$error":"#VALUE!"},{"$error":"#VALUE!"},{"$error":"#VALUE!"},{"$error":"#VALUE!"},{"$error":"#VALUE!"},{"$error":"#VALUE!"},{"$error":"#VALUE!"},{"$error":"#VALUE!"},{"$error":"#VALUE!"},{"$error":"#VALUE!"},{"$error":"#VALUE!"},{"$error":"#VALUE!"},{"$error":"#VALUE!"},{"$error":"#VALUE!"},{"$error":"#VALUE!"},{"$error":"#VALUE!"},{"$error":"#VALUE!"},{"$error":"#VALUE!"},{"$error":"#VALUE!"},{"$error":"#VALUE!"},{"$error":"#VALUE!"},{"$error":"#VALUE!"},{"$error":"#VALUE!"},{"$error":"#VALUE!"},{"$error":"#VALUE!"},{"$error":"#VALUE!"},{"$error":"#VALUE!"},{"$error":"#VALUE!"},{"$error":"#VALUE!"},{"$error":"#VALUE!"}]
[null,null,"エネルギー使用量",{"$f":"D503*D502","v":{"$error":"#VALUE!"}},{"$f":"E503*E502","v":{"$error":"#VALUE!"}},{"$f":"F503*F502","v":{"$error":"#VALUE!"}},{"$error":"#VALUE!"},{"$error":"#VALUE!"},{"$error":"#VALUE!"},{"$error":"#VALUE!"},{"$error":"#VALUE!"},{"$error":"#VALUE!"},{"$error":"#VALUE!"},{"$f":"N503*N502","v":{"$error":"#VALUE!"}},{"$f":"O503*O502","v":{"$error":"#VALUE!"}},{"$error":"#VALUE!"},{"$error":"#VALUE!"},{"$error":"#VALUE!"},{"$error":"#VALUE!"},{"$f":"T503*T502","v":{"$error":"#VALUE!"}},{"$f":"U503*U502","v":{"$error":"#VALUE!"}},{"$error":"#VALUE!"},{"$error":"#VALUE!"},{"$error":"#VALUE!"},{"$error":"#VALUE!"},{"$error":"#VALUE!"},{"$error":"#VALUE!"},{"$error":"#VALUE!"},{"$error":"#VALUE!"},{"$error":"#VALUE!"},{"$error":"#VALUE!"},{"$error":"#VALUE!"},{"$error":"#VALUE!"},{"$error":"#VALUE!"},{"$error":"#VALUE!"},{"$error":"#VALUE!"},{"$error":"#VALUE!"},{"$error":"#VALUE!"},{"$error":"#VALUE!"},{"$error":"#VALUE!"},{"$error":"#VALUE!"},{"$error":"#VALUE!"},{"$error":"#VALUE!"},{"$error":"#VALUE!"},{"$f":"AS503*AS502","v":{"$error":"#VALUE!"}},{"$f":"SUM(D504:AS504)","v":{"$error":"#VALUE!"}}]
[null,"後3","暖房時エネルギー消費電力比",{"$f":"D$380/D511","v":{"$error":"#DIV/0!"}},{"$f":"E$380/E511","v":{"$error":"#DIV/0!"}},{"$error":"#DIV/0!"},{"$error":"#DIV/0!"},{"$error":"#DIV/0!"},{"$error":"#DIV/0!"},{"$error":"#DIV/0!"},{"$error":"#DIV/0!"},{"$error":"#DIV/0!"},{"$error":"#DIV/0!"},{"$error":"#DIV/0!"},{"$error":"#DIV/0!"},{"$error":"#DIV/0!"},{"$error":"#DIV/0!"},{"$error":"#DIV/0!"},{"$error":"#DIV/0!"},{"$error":"#DIV/0!"},{"$error":"#DIV/0!"},{"$error":"#DIV/0!"},{"$error":"#DIV/0!"},{"$error":"#DIV/0!"},{"$error":"#DIV/0!"},{"$error":"#DIV/0!"},{"$error":"#DIV/0!"},{"$error":"#DIV/0!"},{"$error":"#DIV/0!"},{"$error":"#DIV/0!"},{"$error":"#DIV/0!"},{"$error":"#DIV/0!"},{"$error":"#DIV/0!"},{"$error":"#DIV/0!"},{"$error":"#DIV/0!"},{"$error":"#DIV/0!"},{"$error":"#DIV/0!"},{"$error":"#DIV/0!"},{"$error":"#DIV/0!"},{"$error":"#DIV/0!"},{"$error":"#DIV/0!"},{"$error":"#DIV/0!"},{"$error":"#DIV/0!"},{"$error":"#DIV/0!"},{"$error":"#DIV/0!"},"暖房時エネルギー消費電力比","εw"]
[null,null,"暖房能力",{"$f":"($S$47-0.65*$S$47)/14*(D$366-7)+$S$47","v":0},0,0,0,0,0,0,0,0,0,0,0,0,0,0,0,0,0,0,0,0,0,0,0,0,0,0,0,0,0,0,0,0,0,0,0,0,0,0,0,0,0,"暖房能力","Φw"]
[null,null,"着霜時暖房能力",{"$f":"($S$51-0.65*$S$47)/9*(D$366-2)+$S$51","v":0},{"$f":"($S$51-0.65*$S$47)/9*(E$366-2)+$S$51","v":0},0,0,0,0,0,0,0,0,0,null,null,null,null,null,null,null,null,null,null,null,null,null,null,null,null,null,null,null,null,null,null,null,null,null,null,null,null,null,null,null,"着霜時暖房能力","Φwf"]
[null,null,"暖房エネルギー消費量",{"$f":"($S$48-0.93*$S$48)/14*(D$366-7)+$S$48","v":0},0,0,0,0,0,0,0,0,0,0,0,0,0,0,0,0,0,0,0,0,0,0,0,0,0,0,0,0,0,0,0,0,0,0,0,0,0,0,0,0,0,"暖房エネルギー消費量","Pw"]
[null,null,"暖房ガス消費量",{"$f":"($S$52-0.93*$S$48)/9*(D$366-2)+$S$52","v":0},{"$f":"($S$52-0.93*$S$48)/9*(E$366-2)+$S$52","v":0},0,0,0,0,0,0,0,0,0,null,null,null,null,null,null,null,null,null,null,null,null,null,null,null,null,null,null,null,null,null,null,null,null,null,null,null,null,null,null,null,"暖房ガス消費量","Pwf"]
[null,null,"暖房COP",{"$f":"D507/(D509+$S$49*$I$46*D$380)","v":{"$error":"#DIV/0!"}},{"$f":"E507/(E509+$S$49*$I$46*E$380)","v":{"$error":"#DIV/0!"}},{"$error":"#DIV/0!"},{"$error":"#DIV/0!"},{"$error":"#DIV/0!"},{"$error":"#DIV/0!"},{"$error":"#DIV/0!"},{"$error":"#DIV/0!"},{"$error":"#DIV/0!"},{"$error":"#DIV/0!"},{"$error":"#DIV/0!"},{"$f":"O506/(O508+$S$49*$I$46*O$380)","v":{"$error":"#DIV/0!"}},{"$f":"P506/(P508+$S$49*$I$46*P$380)","v":{"$error":"#DIV/0!"}},{"$error":"#DIV/0!"},{"$error":"#DIV/0!"},{"$error":"#DIV/0!"},{"$error":"#DIV/0!"},{"$error":"#DIV/0!"},{"$error":"#DIV/0!"},{"$error":"#DIV/0!"},{"$error":"#DIV/0!"},{"$error":"#DIV/0!"},{"$error":"#DIV/0!"},{"$error":"#DIV/0!"},{"$error":"#DIV/0!"},{"$error":"#DIV/0!"},{"$error":"#DIV/0!"},{"$error":"#DIV/0!"},{"$error":"#DIV/0!"},{"$error":"#DIV/0!"},{"$error":"#DIV/0!"},{"$error":"#DIV/0!"},{"$error":"#DIV/0!"},{"$error":"#DIV/0!"},{"$error":"#DIV/0!"},{"$error":"#DIV/0!"},{"$error":"#DIV/0!"},{"$error":"#DIV/0!"},{"$error":"#DIV/0!"},{"$error":"#DIV/0!"},{"$error":"#DIV/0!"},{"$error":"#DIV/0!"},"暖房COP","σw"]
[null,null,"暖房COP比",{"$f":"D510/$S$50","v":{"$error":"#DIV/0!"}},{"$f":"E510/$S$50","v":{"$error":"#DIV/0!"}},{"$error":"#DIV/0!"},{"$error":"#DIV/0!"},{"$error":"#DIV/0!"},{"$error":"#DIV/0!"},{"$error":"#DIV/0!"},{"$error":"#DIV/0!"},{"$error":"#DIV/0!"},{"$error":"#DIV/0!"},{"$error":"#DIV/0!"},{"$error":"#DIV/0!"},{"$error":"#DIV/0!"},{"$error":"#DIV/0!"},{"$error":"#DIV/0!"},{"$error":"#DIV/0!"},{"$error":"#DIV/0!"},{"$error":"#DIV/0!"},{"$error":"#DIV/0!"},{"$error":"#DIV/0!"},{"$error":"#DIV/0!"},{"$error":"#DIV/0!"},{"$error":"#DIV/0!"},{"$error":"#DIV/0!"},{"$error":"#DIV/0!"},{"$error":"#DIV/0!"},{"$error":"#DIV/0!"},{"$error":"#DIV/0!"},{"$error":"#DIV/0!"},{"$error":"#DIV/0!"},{"$error":"#DIV/0!"},{"$error":"#DIV/0!"},{"$error":"#DIV/0!"},{"$error":"#DIV/0!"},{"$error":"#DIV/0!"},{"$error":"#DIV/0!"},{"$error":"#DIV/0!"},{"$error":"#DIV/0!"},{"$error":"#DIV/0!"},{"$error":"#DIV/0!"},{"$error":"#DIV/0!"},{"$error":"#DIV/0!"},"暖房COP比","βw"]
[null,null,"∑",{"$f":"D$379*D505*D$382","v":{"$error":"#DIV/0!"}},{"$f":"E$379*E505*E$382","v":{"$error":"#DIV/0!"}},{"$error":"#DIV/0!"},{"$error":"#DIV/0!"},{"$error":"#DIV/0!"},{"$error":"#DIV/0!"},{"$error":"#DIV/0!"},{"$error":"#DIV/0!"},{"$error":"#DIV/0!"},{"$error":"#DIV/0!"},{"$error":"#DIV/0!"},{"$error":"#DIV/0!"},{"$error":"#DIV/0!"},{"$error":"#DIV/0!"},{"$error":"#DIV/0!"},{"$error":"#DIV/0!"},{"$error":"#DIV/0!"},{"$error":"#DIV/0!"},{"$error":"#DIV/0!"},{"$error":"#DIV/0!"},{"$error":"#DIV/0!"},{"$error":"#DIV/0!"},{"$error":"#DIV/0!"},{"$error":"#DIV/0!"},{"$error":"#DIV/0!"},{"$error":"#DIV/0!"},{"$error":"#DIV/0!"},{"$error":"#DIV/0!"},{"$error":"#DIV/0!"},{"$error":"#DIV/0!"},{"$error":"#DIV/0!"},{"$error":"#DIV/0!"},{"$error":"#DIV/0!"},{"$error":"#DIV/0!"},{"$error":"#DIV/0!"},{"$error":"#DIV/0!"},{"$error":"#DIV/0!"},{"$error":"#DIV/0!"},{"$error":"#DIV/0!"},{"$error":"#DIV/0!"},{"$error":"#DIV/0!"},{"$error":"#DIV/0!"},"∑"]
[null,null,"Φwd/σww",{"$f":"$AB$26/$S$53","v":{"$error":"#VALUE!"}},{"$error":"#VALUE!"},{"$error":"#VALUE!"},{"$error":"#VALUE!"},{"$error":"#VALUE!"},{"$error":"#VALUE!"},{"$error":"#VALUE!"},{"$error":"#VALUE!"},{"$error":"#VALUE!"},{"$error":"#VALUE!"},{"$error":"#VALUE!"},{"$f":"$AB$26/$S$50","v":{"$error":"#VALUE!"}},{"$error":"#VALUE!"},{"$error":"#VALUE!"},{"$error":"#VALUE!"},{"$error":"#VALUE!"},{"$error":"#VALUE!"},{"$error":"#VALUE!"},{"$error":"#VALUE!"},{"$error":"#VALUE!"},{"$error":"#VALUE!"},{"$error":"#VALUE!"},{"$error":"#VALUE!"},{"$error":"#VALUE!"},{"$error":"#VALUE!"},{"$error":"#VALUE!"},{"$error":"#VALUE!"},{"$error":"#VALUE!"},{"$error":"#VALUE!"},{"$error":"#VALUE!"},{"$error":"#VALUE!"},{"$error":"#VALUE!"},{"$error":"#VALUE!"},{"$error":"#VALUE!"},{"$error":"#VALUE!"},{"$error":"#VALUE!"},{"$error":"#VALUE!"},{"$error":"#VALUE!"},{"$error":"#VALUE!"},{"$error":"#VALUE!"},{"$error":"#VALUE!"},{"$error":"#VALUE!"}]
[null,null,"エネルギー使用量",{"$f":"D513*D512","v":{"$error":"#VALUE!"}},{"$f":"E513*E512","v":{"$error":"#VALUE!"}},{"$f":"F513*F512","v":{"$error":"#VALUE!"}},{"$error":"#VALUE!"},{"$error":"#VALUE!"},{"$error":"#VALUE!"},{"$error":"#VALUE!"},{"$error":"#VALUE!"},{"$error":"#VALUE!"},{"$error":"#VALUE!"},{"$f":"N513*N512","v":{"$error":"#VALUE!"}},{"$f":"O513*O512","v":{"$error":"#VALUE!"}},{"$error":"#VALUE!"},{"$error":"#VALUE!"},{"$error":"#VALUE!"},{"$error":"#VALUE!"},{"$f":"T513*T512","v":{"$error":"#VALUE!"}},{"$f":"U513*U512","v":{"$error":"#VALUE!"}},{"$error":"#VALUE!"},{"$error":"#VALUE!"},{"$error":"#VALUE!"},{"$error":"#VALUE!"},{"$error":"#VALUE!"},{"$error":"#VALUE!"},{"$error":"#VALUE!"},{"$error":"#VALUE!"},{"$error":"#VALUE!"},{"$error":"#VALUE!"},{"$error":"#VALUE!"},{"$error":"#VALUE!"},{"$error":"#VALUE!"},{"$error":"#VALUE!"},{"$error":"#VALUE!"},{"$error":"#VALUE!"},{"$error":"#VALUE!"},{"$error":"#VALUE!"},{"$error":"#VALUE!"},{"$error":"#VALUE!"},{"$error":"#VALUE!"},{"$error":"#VALUE!"},{"$error":"#VALUE!"},{"$f":"AS513*AS512","v":{"$error":"#VALUE!"}},{"$f":"SUM(D514:AS514)","v":{"$error":"#VALUE!"}}]
[null,"後4","暖房時エネルギー消費電力比",{"$f":"D$380/D521","v":{"$error":"#DIV/0!"}},{"$f":"E$380/E521","v":{"$error":"#DIV/0!"}},{"$error":"#DIV/0!"},{"$error":"#DIV/0!"},{"$error":"#DIV/0!"},{"$error":"#DIV/0!"},{"$error":"#DIV/0!"},{"$error":"#DIV/0!"},{"$error":"#DIV/0!"},{"$error":"#DIV/0!"},{"$error":"#DIV/0!"},{"$error":"#DIV/0!"},{"$error":"#DIV/0!"},{"$error":"#DIV/0!"},{"$error":"#DIV/0!"},{"$error":"#DIV/0!"},{"$error":"#DIV/0!"},{"$error":"#DIV/0!"},{"$error":"#DIV/0!"},{"$error":"#DIV/0!"},{"$error":"#DIV/0!"},{"$error":"#DIV/0!"},{"$error":"#DIV/0!"},{"$error":"#DIV/0!"},{"$error":"#DIV/0!"},{"$error":"#DIV/0!"},{"$error":"#DIV/0!"},{"$error":"#DIV/0!"},{"$error":"#DIV/0!"},{"$error":"#DIV/0!"},{"$error":"#DIV/0!"},{"$error":"#DIV/0!"},{"$error":"#DIV/0!"},{"$error":"#DIV/0!"},{"$error":"#DIV/0!"},{"$error":"#DIV/0!"},{"$error":"#DIV/0!"},{"$error":"#DIV/0!"},{"$error":"#DIV/0!"},{"$error":"#DIV/0!"},{"$error":"#DIV/0!"},{"$error":"#DIV/0!"},"暖房時エネルギー消費電力比","εw"]
[null,null,"暖房能力",{"$f":"($T$47-0.65*$T$47)/14*(D$366-7)+$T$47","v":0},0,0,0,0,0,0,0,0,0,0,0,0,0,0,0,0,0,0,0,0,0,0,0,0,0,0,0,0,0,0,0,0,0,0,0,0,0,0,0,0,0,"暖房能力","Φw"]
[null,null,"着霜時暖房能力",{"$f":"($T$51-0.65*$T$47)/9*(D$366-2)+$T$51","v":0},{"$f":"($T$51-0.65*$T$47)/9*(E$366-2)+$T$51","v":0},0,0,0,0,0,0,0,0,0,null,null,null,null,null,null,null,null,null,null,null,null,null,null,null,null,null,null,null,null,null,null,null,null,null,null,null,null,null,null,null,"着霜時暖房能力","Φwf"]
[null,null,"暖房エネルギー消費量",{"$f":"($T$48-0.93*$T$48)/14*(D$366-7)+$T$48","v":0},0,0,0,0,0,0,0,0,0,0,0,0,0,0,0,0,0,0,0,0,0,0,0,0,0,0,0,0,0,0,0,0,0,0,0,0,0,0,0,0,0,"暖房エネルギー消費量","Pw"]
[null,null,"暖房ガス消費量",{"$f":"($T$52-0.93*$T$48)/9*(D$366-2)+$T$52","v":0},{"$f":"($T$52-0.93*$T$48)/9*(E$366-2)+$T$52","v":0},0,0,0,0,0,0,0,0,0,null,null,null,null,null,null,null,null,null,null,null,null,null,null,null,null,null,null,null,null,null,null,null,null,null,null,null,null,null,null,null,"暖房ガス消費量","Pwf"]
[null,null,"暖房COP",{"$f":"D517/(D519+$T$49*$I$46*D$380)","v":{"$error":"#DIV/0!"}},{"$f":"E517/(E519+$T$49*$I$46*E$380)","v":{"$error":"#DIV/0!"}},{"$error":"#DIV/0!"},{"$error":"#DIV/0!"},{"$error":"#DIV/0!"},{"$error":"#DIV/0!"},{"$error":"#DIV/0!"},{"$error":"#DIV/0!"},{"$error":"#DIV/0!"},{"$error":"#DIV/0!"},{"$error":"#DIV/0!"},{"$f":"O516/(O518+$T$49*$I$46*O$380)","v":{"$error":"#DIV/0!"}},{"$f":"P516/(P518+$T$49*$I$46*P$380)","v":{"$error":"#DIV/0!"}},{"$error":"#DIV/0!"},{"$error":"#DIV/0!"},{"$error":"#DIV/0!"},{"$error":"#DIV/0!"},{"$error":"#DIV/0!"},{"$error":"#DIV/0!"},{"$error":"#DIV/0!"},{"$error":"#DIV/0!"},{"$error":"#DIV/0!"},{"$error":"#DIV/0!"},{"$error":"#DIV/0!"},{"$error":"#DIV/0!"},{"$error":"#DIV/0!"},{"$error":"#DIV/0!"},{"$error":"#DIV/0!"},{"$error":"#DIV/0!"},{"$error":"#DIV/0!"},{"$error":"#DIV/0!"},{"$error":"#DIV/0!"},{"$error":"#DIV/0!"},{"$error":"#DIV/0!"},{"$error":"#DIV/0!"},{"$error":"#DIV/0!"},{"$error":"#DIV/0!"},{"$error":"#DIV/0!"},{"$error":"#DIV/0!"},{"$error":"#DIV/0!"},{"$error":"#DIV/0!"},{"$error":"#DIV/0!"},"暖房COP","σw"]
[null,null,"暖房COP比",{"$f":"D520/$T$50","v":{"$error":"#DIV/0!"}},{"$f":"E520/$T$50","v":{"$error":"#DIV/0!"}},{"$error":"#DIV/0!"},{"$error":"#DIV/0!"},{"$error":"#DIV/0!"},{"$error":"#DIV/0!"},{"$error":"#DIV/0!"},{"$error":"#DIV/0!"},{"$error":"#DIV/0!"},{"$error":"#DIV/0!"},{"$error":"#DIV/0!"},{"$error":"#DIV/0!"},{"$error":"#DIV/0!"},{"$error":"#DIV/0!"},{"$error":"#DIV/0!"},{"$error":"#DIV/0!"},{"$error":"#DIV/0!"},{"$error":"#DIV/0!"},{"$error":"#DIV/0!"},{"$error":"#DIV/0!"},{"$error":"#DIV/0!"},{"$error":"#DIV/0!"},{"$error":"#DIV/0!"},{"$error":"#DIV/0!"},{"$error":"#DIV/0!"},{"$error":"#DIV/0!"},{"$error":"#DIV/0!"},{"$error":"#DIV/0!"},{"$error":"#DIV/0!"},{"$error":"#DIV/0!"},{"$error":"#DIV/0!"},{"$error":"#DIV/0!"},{"$error":"#DIV/0!"},{"$error":"#DIV/0!"},{"$error":"#DIV/0!"},{"$error":"#DIV/0!"},{"$error":"#DIV/0!"},{"$error":"#DIV/0!"},{"$error":"#DIV/0!"},{"$error":"#DIV/0!"},{"$error":"#DIV/0!"},{"$error":"#DIV/0!"},"暖房COP比","βw"]
[null,null,"∑",{"$f":"D$379*D515*D$382","v":{"$error":"#DIV/0!"}},{"$f":"E$379*E515*E$382","v":{"$error":"#DIV/0!"}},{"$error":"#DIV/0!"},{"$error":"#DIV/0!"},{"$error":"#DIV/0!"},{"$error":"#DIV/0!"},{"$error":"#DIV/0!"},{"$error":"#DIV/0!"},{"$error":"#DIV/0!"},{"$error":"#DIV/0!"},{"$error":"#DIV/0!"},{"$error":"#DIV/0!"},{"$error":"#DIV/0!"},{"$error":"#DIV/0!"},{"$error":"#DIV/0!"},{"$error":"#DIV/0!"},{"$error":"#DIV/0!"},{"$error":"#DIV/0!"},{"$error":"#DIV/0!"},{"$error":"#DIV/0!"},{"$error":"#DIV/0!"},{"$error":"#DIV/0!"},{"$error":"#DIV/0!"},{"$error":"#DIV/0!"},{"$error":"#DIV/0!"},{"$error":"#DIV/0!"},{"$error":"#DIV/0!"},{"$error":"#DIV/0!"},{"$error":"#DIV/0!"},{"$error":"#DIV/0!"},{"$error":"#DIV/0!"},{"$error":"#DIV/0!"},{"$error":"#DIV/0!"},{"$error":"#DIV/0!"},{"$error":"#DIV/0!"},{"$error":"#DIV/0!"},{"$error":"#DIV/0!"},{"$error":"#DIV/0!"},{"$error":"#DIV/0!"},{"$error":"#DIV/0!"},{"$error":"#DIV/0!"},{"$error":"#DIV/0!"},"∑"]
[null,null,"Φwd/σww",{"$f":"$AB$26/$T$53","v":{"$error":"#VALUE!"}},{"$error":"#VALUE!"},{"$error":"#VALUE!"},{"$error":"#VALUE!"},{"$error":"#VALUE!"},{"$error":"#VALUE!"},{"$error":"#VALUE!"},{"$error":"#VALUE!"},{"$error":"#VALUE!"},{"$error":"#VALUE!"},{"$error":"#VALUE!"},{"$f":"$AB$26/$T$50","v":{"$error":"#VALUE!"}},{"$error":"#VALUE!"},{"$error":"#VALUE!"},{"$error":"#VALUE!"},{"$error":"#VALUE!"},{"$error":"#VALUE!"},{"$error":"#VALUE!"},{"$error":"#VALUE!"},{"$error":"#VALUE!"},{"$error":"#VALUE!"},{"$error":"#VALUE!"},{"$error":"#VALUE!"},{"$error":"#VALUE!"},{"$error":"#VALUE!"},{"$error":"#VALUE!"},{"$error":"#VALUE!"},{"$error":"#VALUE!"},{"$error":"#VALUE!"},{"$error":"#VALUE!"},{"$error":"#VALUE!"},{"$error":"#VALUE!"},{"$error":"#VALUE!"},{"$error":"#VALUE!"},{"$error":"#VALUE!"},{"$error":"#VALUE!"},{"$error":"#VALUE!"},{"$error":"#VALUE!"},{"$error":"#VALUE!"},{"$error":"#VALUE!"},{"$error":"#VALUE!"},{"$error":"#VALUE!"}]
[null,null,"エネルギー使用量",{"$f":"D523*D522","v":{"$error":"#VALUE!"}},{"$f":"E523*E522","v":{"$error":"#VALUE!"}},{"$f":"F523*F522","v":{"$error":"#VALUE!"}},{"$error":"#VALUE!"},{"$error":"#VALUE!"},{"$error":"#VALUE!"},{"$error":"#VALUE!"},{"$error":"#VALUE!"},{"$error":"#VALUE!"},{"$error":"#VALUE!"},{"$f":"N523*N522","v":{"$error":"#VALUE!"}},{"$f":"O523*O522","v":{"$error":"#VALUE!"}},{"$error":"#VALUE!"},{"$error":"#VALUE!"},{"$error":"#VALUE!"},{"$error":"#VALUE!"},{"$f":"T523*T522","v":{"$error":"#VALUE!"}},{"$f":"U523*U522","v":{"$error":"#VALUE!"}},{"$error":"#VALUE!"},{"$error":"#VALUE!"},{"$error":"#VALUE!"},{"$error":"#VALUE!"},{"$error":"#VALUE!"},{"$error":"#VALUE!"},{"$error":"#VALUE!"},{"$error":"#VALUE!"},{"$error":"#VALUE!"},{"$error":"#VALUE!"},{"$error":"#VALUE!"},{"$error":"#VALUE!"},{"$error":"#VALUE!"},{"$error":"#VALUE!"},{"$error":"#VALUE!"},{"$error":"#VALUE!"},{"$error":"#VALUE!"},{"$error":"#VALUE!"},{"$error":"#VALUE!"},{"$error":"#VALUE!"},{"$error":"#VALUE!"},{"$error":"#VALUE!"},{"$error":"#VALUE!"},{"$f":"AS523*AS522","v":{"$error":"#VALUE!"}},{"$f":"SUM(D524:AS524)","v":{"$error":"#VALUE!"}}]
[null,"後5","暖房時エネルギー消費電力比",{"$f":"D$380/D531","v":{"$error":"#DIV/0!"}},{"$f":"E$380/E531","v":{"$error":"#DIV/0!"}},{"$error":"#DIV/0!"},{"$error":"#DIV/0!"},{"$error":"#DIV/0!"},{"$error":"#DIV/0!"},{"$error":"#DIV/0!"},{"$error":"#DIV/0!"},{"$error":"#DIV/0!"},{"$error":"#DIV/0!"},{"$error":"#DIV/0!"},{"$error":"#DIV/0!"},{"$error":"#DIV/0!"},{"$error":"#DIV/0!"},{"$error":"#DIV/0!"},{"$error":"#DIV/0!"},{"$error":"#DIV/0!"},{"$error":"#DIV/0!"},{"$error":"#DIV/0!"},{"$error":"#DIV/0!"},{"$error":"#DIV/0!"},{"$error":"#DIV/0!"},{"$error":"#DIV/0!"},{"$error":"#DIV/0!"},{"$error":"#DIV/0!"},{"$error":"#DIV/0!"},{"$error":"#DIV/0!"},{"$error":"#DIV/0!"},{"$error":"#DIV/0!"},{"$error":"#DIV/0!"},{"$error":"#DIV/0!"},{"$error":"#DIV/0!"},{"$error":"#DIV/0!"},{"$error":"#DIV/0!"},{"$error":"#DIV/0!"},{"$error":"#DIV/0!"},{"$error":"#DIV/0!"},{"$error":"#DIV/0!"},{"$error":"#DIV/0!"},{"$error":"#DIV/0!"},{"$error":"#DIV/0!"},{"$error":"#DIV/0!"},"暖房時エネルギー消費電力比","εw"]
[null,null,"暖房能力",{"$f":"($U$47-0.65*$U$47)/14*(D$366-7)+$U$47","v":0},0,0,0,0,0,0,0,0,0,0,0,0,0,0,0,0,0,0,0,0,0,0,0,0,0,0,0,0,0,0,0,0,0,0,0,0,0,0,0,0,0,"暖房能力","Φw"]
[null,null,"着霜時暖房能力",{"$f":"($U$51-0.65*$U$47)/9*(D$366-2)+$U$51","v":0},{"$f":"($U$51-0.65*$U$47)/9*(E$366-2)+$U$51","v":0},0,0,0,0,0,0,0,0,0,null,null,null,null,null,null,null,null,null,null,null,null,null,null,null,null,null,null,null,null,null,null,null,null,null,null,null,null,null,null,null,"着霜時暖房能力","Φwf"]
[null,null,"暖房エネルギー消費量",{"$f":"($U$48-0.93*$U$48)/14*(D$366-7)+$U$48","v":0},0,0,0,0,0,0,0,0,0,0,0,0,0,0,0,0,0,0,0,0,0,0,0,0,0,0,0,0,0,0,0,0,0,0,0,0,0,0,0,0,0,"暖房エネルギー消費量","Pw"]
[null,null,"暖房ガス消費量",{"$f":"($U$52-0.93*$U$48)/9*(D$366-2)+$U$52","v":0},{"$f":"($U$52-0.93*$U$48)/9*(E$366-2)+$U$52","v":0},0,0,0,0,0,0,0,0,0,null,null,null,null,null,null,null,null,null,null,null,null,null,null,null,null,null,null,null,null,null,null,null,null,null,null,null,null,null,null,null,"暖房ガス消費量","Pwf"]
[null,null,"暖房COP",{"$f":"D527/(D529+$U$49*$I$46*D$380)","v":{"$error":"#DIV/0!"}},{"$f":"E527/(E529+$U$49*$I$46*E$380)","v":{"$error":"#DIV/0!"}},{"$error":"#DIV/0!"},{"$error":"#DIV/0!"},{"$error":"#DIV/0!"},{"$error":"#DIV/0!"},{"$error":"#DIV/0!"},{"$error":"#DIV/0!"},{"$error":"#DIV/0!"},{"$error":"#DIV/0!"},{"$error":"#DIV/0!"},{"$f":"O526/(O528+$U$49*$I$46*O$380)","v":{"$error":"#DIV/0!"}},{"$f":"P526/(P528+$U$49*$I$46*P$380)","v":{"$error":"#DIV/0!"}},{"$error":"#DIV/0!"},{"$error":"#DIV/0!"},{"$error":"#DIV/0!"},{"$error":"#DIV/0!"},{"$error":"#DIV/0!"},{"$error":"#DIV/0!"},{"$error":"#DIV/0!"},{"$error":"#DIV/0!"},{"$error":"#DIV/0!"},{"$error":"#DIV/0!"},{"$error":"#DIV/0!"},{"$error":"#DIV/0!"},{"$error":"#DIV/0!"},{"$error":"#DIV/0!"},{"$error":"#DIV/0!"},{"$error":"#DIV/0!"},{"$error":"#DIV/0!"},{"$error":"#DIV/0!"},{"$error":"#DIV/0!"},{"$error":"#DIV/0!"},{"$error":"#DIV/0!"},{"$error":"#DIV/0!"},{"$error":"#DIV/0!"},{"$error":"#DIV/0!"},{"$error":"#DIV/0!"},{"$error":"#DIV/0!"},{"$error":"#DIV/0!"},{"$error":"#DIV/0!"},{"$error":"#DIV/0!"},"暖房COP","σw"]
[null,null,"暖房COP比",{"$f":"D530/$U$50","v":{"$error":"#DIV/0!"}},{"$f":"E530/$U$50","v":{"$error":"#DIV/0!"}},{"$error":"#DIV/0!"},{"$error":"#DIV/0!"},{"$error":"#DIV/0!"},{"$error":"#DIV/0!"},{"$error":"#DIV/0!"},{"$error":"#DIV/0!"},{"$error":"#DIV/0!"},{"$error":"#DIV/0!"},{"$error":"#DIV/0!"},{"$error":"#DIV/0!"},{"$error":"#DIV/0!"},{"$error":"#DIV/0!"},{"$error":"#DIV/0!"},{"$error":"#DIV/0!"},{"$error":"#DIV/0!"},{"$error":"#DIV/0!"},{"$error":"#DIV/0!"},{"$error":"#DIV/0!"},{"$error":"#DIV/0!"},{"$error":"#DIV/0!"},{"$error":"#DIV/0!"},{"$error":"#DIV/0!"},{"$error":"#DIV/0!"},{"$error":"#DIV/0!"},{"$error":"#DIV/0!"},{"$error":"#DIV/0!"},{"$error":"#DIV/0!"},{"$error":"#DIV/0!"},{"$error":"#DIV/0!"},{"$error":"#DIV/0!"},{"$error":"#DIV/0!"},{"$error":"#DIV/0!"},{"$error":"#DIV/0!"},{"$error":"#DIV/0!"},{"$error":"#DIV/0!"},{"$error":"#DIV/0!"},{"$error":"#DIV/0!"},{"$error":"#DIV/0!"},{"$error":"#DIV/0!"},{"$error":"#DIV/0!"},"暖房COP比","βw"]
[null,null,"∑",{"$f":"D$379*D525*D$382","v":{"$error":"#DIV/0!"}},{"$f":"E$379*E525*E$382","v":{"$error":"#DIV/0!"}},{"$error":"#DIV/0!"},{"$error":"#DIV/0!"},{"$error":"#DIV/0!"},{"$error":"#DIV/0!"},{"$error":"#DIV/0!"},{"$error":"#DIV/0!"},{"$error":"#DIV/0!"},{"$error":"#DIV/0!"},{"$error":"#DIV/0!"},{"$error":"#DIV/0!"},{"$error":"#DIV/0!"},{"$error":"#DIV/0!"},{"$error":"#DIV/0!"},{"$error":"#DIV/0!"},{"$error":"#DIV/0!"},{"$error":"#DIV/0!"},{"$error":"#DIV/0!"},{"$error":"#DIV/0!"},{"$error":"#DIV/0!"},{"$error":"#DIV/0!"},{"$error":"#DIV/0!"},{"$error":"#DIV/0!"},{"$error":"#DIV/0!"},{"$error":"#DIV/0!"},{"$error":"#DIV/0!"},{"$error":"#DIV/0!"},{"$error":"#DIV/0!"},{"$error":"#DIV/0!"},{"$error":"#DIV/0!"},{"$error":"#DIV/0!"},{"$error":"#DIV/0!"},{"$error":"#DIV/0!"},{"$error":"#DIV/0!"},{"$error":"#DIV/0!"},{"$error":"#DIV/0!"},{"$error":"#DIV/0!"},{"$error":"#DIV/0!"},{"$error":"#DIV/0!"},{"$error":"#DIV/0!"},{"$error":"#DIV/0!"},"∑"]
[null,null,"Φwd/σww",{"$f":"$AB$26/$U$53","v":{"$error":"#VALUE!"}},{"$error":"#VALUE!"},{"$error":"#VALUE!"},{"$error":"#VALUE!"},{"$error":"#VALUE!"},{"$error":"#VALUE!"},{"$error":"#VALUE!"},{"$error":"#VALUE!"},{"$error":"#VALUE!"},{"$error":"#VALUE!"},{"$error":"#VALUE!"},{"$f":"$AB$26/$U$50","v":{"$error":"#VALUE!"}},{"$error":"#VALUE!"},{"$error":"#VALUE!"},{"$error":"#VALUE!"},{"$error":"#VALUE!"},{"$error":"#VALUE!"},{"$error":"#VALUE!"},{"$error":"#VALUE!"},{"$error":"#VALUE!"},{"$error":"#VALUE!"},{"$error":"#VALUE!"},{"$error":"#VALUE!"},{"$error":"#VALUE!"},{"$error":"#VALUE!"},{"$error":"#VALUE!"},{"$error":"#VALUE!"},{"$error":"#VALUE!"},{"$error":"#VALUE!"},{"$error":"#VALUE!"},{"$error":"#VALUE!"},{"$error":"#VALUE!"},{"$error":"#VALUE!"},{"$error":"#VALUE!"},{"$error":"#VALUE!"},{"$error":"#VALUE!"},{"$error":"#VALUE!"},{"$error":"#VALUE!"},{"$error":"#VALUE!"},{"$error":"#VALUE!"},{"$error":"#VALUE!"},{"$error":"#VALUE!"}]
[null,null,"エネルギー使用量",{"$f":"D533*D532","v":{"$error":"#VALUE!"}},{"$f":"E533*E532","v":{"$error":"#VALUE!"}},{"$f":"F533*F532","v":{"$error":"#VALUE!"}},{"$f":"G533*G532","v":{"$error":"#VALUE!"}},{"$error":"#VALUE!"},{"$error":"#VALUE!"},{"$error":"#VALUE!"},{"$error":"#VALUE!"},{"$error":"#VALUE!"},{"$error":"#VALUE!"},{"$f":"N533*N532","v":{"$error":"#VALUE!"}},{"$f":"O533*O532","v":{"$error":"#VALUE!"}},{"$error":"#VALUE!"},{"$error":"#VALUE!"},{"$error":"#VALUE!"},{"$error":"#VALUE!"},{"$f":"T533*T532","v":{"$error":"#VALUE!"}},{"$f":"U533*U532","v":{"$error":"#VALUE!"}},{"$error":"#VALUE!"},{"$error":"#VALUE!"},{"$error":"#VALUE!"},{"$error":"#VALUE!"},{"$error":"#VALUE!"},{"$error":"#VALUE!"},{"$error":"#VALUE!"},{"$error":"#VALUE!"},{"$error":"#VALUE!"},{"$error":"#VALUE!"},{"$error":"#VALUE!"},{"$error":"#VALUE!"},{"$error":"#VALUE!"},{"$error":"#VALUE!"},{"$error":"#VALUE!"},{"$error":"#VALUE!"},{"$error":"#VALUE!"},{"$error":"#VALUE!"},{"$error":"#VALUE!"},{"$error":"#VALUE!"},{"$error":"#VALUE!"},{"$error":"#VALUE!"},{"$error":"#VALUE!"},{"$f":"AS533*AS532","v":{"$error":"#VALUE!"}},{"$f":"SUM(D534:AS534)","v":{"$error":"#VALUE!"}}]
[null,"後6","暖房時エネルギー消費電力比",{"$f":"D$380/D541","v":{"$error":"#DIV/0!"}},{"$f":"E$380/E541","v":{"$error":"#DIV/0!"}},{"$f":"F$380/F541","v":{"$error":"#DIV/0!"}},{"$error":"#DIV/0!"},{"$error":"#DIV/0!"},{"$error":"#DIV/0!"},{"$error":"#DIV/0!"},{"$error":"#DIV/0!"},{"$error":"#DIV/0!"},{"$error":"#DIV/0!"},{"$error":"#DIV/0!"},{"$error":"#DIV/0!"},{"$error":"#DIV/0!"},{"$error":"#DIV/0!"},{"$error":"#DIV/0!"},{"$error":"#DIV/0!"},{"$error":"#DIV/0!"},{"$error":"#DIV/0!"},{"$error":"#DIV/0!"},{"$error":"#DIV/0!"},{"$error":"#DIV/0!"},{"$error":"#DIV/0!"},{"$error":"#DIV/0!"},{"$error":"#DIV/0!"},{"$error":"#DIV/0!"},{"$error":"#DIV/0!"},{"$error":"#DIV/0!"},{"$error":"#DIV/0!"},{"$error":"#DIV/0!"},{"$error":"#DIV/0!"},{"$error":"#DIV/0!"},{"$error":"#DIV/0!"},{"$error":"#DIV/0!"},{"$error":"#DIV/0!"},{"$error":"#DIV/0!"},{"$error":"#DIV/0!"},{"$error":"#DIV/0!"},{"$error":"#DIV/0!"},{"$error":"#DIV/0!"},{"$error":"#DIV/0!"},{"$error":"#DIV/0!"},{"$error":"#DIV/0!"},"暖房時エネルギー消費電力比","εw"]
[null,null,"暖房能力",{"$f":"($V$47-0.65*$V$47)/14*(D$366-7)+$V$47","v":0},0,0,0,0,0,0,0,0,0,0,0,0,0,0,0,0,0,0,0,0,0,0,0,0,0,0,0,0,0,0,0,0,0,0,0,0,0,0,0,0,0,"暖房能力","Φw"]
[null,null,"着霜時暖房能力",{"$f":"($V$51-0.65*$V$47)/9*(D$366-2)+$V$51","v":0},{"$f":"($V$51-0.65*$V$47)/9*(E$366-2)+$V$51","v":0},0,0,0,0,0,0,0,0,0,null,null,null,null,null,null,null,null,null,null,null,null,null,null,null,null,null,null,null,null,null,null,null,null,null,null,null,null,null,null,null,"着霜時暖房能力","Φwf"]
[null,null,"暖房エネルギー消費量",{"$f":"($V$48-0.93*$V$48)/14*(D$366-7)+$V$48","v":0},0,0,0,0,0,0,0,0,0,0,0,0,0,0,0,0,0,0,0,0,0,0,0,0,0,0,0,0,0,0,0,0,0,0,0,0,0,0,0,0,0,"暖房エネルギー消費量","Pw"]
[null,null,"暖房ガス消費量",{"$f":"($V$52-0.93*$V$48)/9*(D$366-2)+$V$52","v":0},{"$f":"($V$52-0.93*$V$48)/9*(E$366-2)+$V$52","v":0},0,0,0,0,0,0,0,0,0,null,null,null,null,null,null,null,null,null,null,null,null,null,null,null,null,null,null,null,null,null,null,null,null,null,null,null,null,null,null,null,"暖房ガス消費量","Pwf"]
[null,null,"暖房COP",{"$f":"D537/(D539+$V$49*$I$46*D$380)","v":{"$error":"#DIV/0!"}},{"$f":"E537/(E539+$V$49*$I$46*E$380)","v":{"$error":"#DIV/0!"}},{"$error":"#DIV/0!"},{"$error":"#DIV/0!"},{"$error":"#DIV/0!"},{"$error":"#DIV/0!"},{"$error":"#DIV/0!"},{"$error":"#DIV/0!"},{"$error":"#DIV/0!"},{"$error":"#DIV/0!"},{"$error":"#DIV/0!"},{"$f":"O536/(O538+$V$49*$I$46*O$380)","v":{"$error":"#DIV/0!"}},{"$f":"P536/(P538+$V$49*$I$46*P$380)","v":{"$error":"#DIV/0!"}},{"$error":"#DIV/0!"},{"$error":"#DIV/0!"},{"$error":"#DIV/0!"},{"$error":"#DIV/0!"},{"$error":"#DIV/0!"},{"$error":"#DIV/0!"},{"$error":"#DIV/0!"},{"$error":"#DIV/0!"},{"$error":"#DIV/0!"},{"$error":"#DIV/0!"},{"$error":"#DIV/0!"},{"$error":"#DIV/0!"},{"$error":"#DIV/0!"},{"$error":"#DIV/0!"},{"$error":"#DIV/0!"},{"$error":"#DIV/0!"},{"$error":"#DIV/0!"},{"$error":"#DIV/0!"},{"$error":"#DIV/0!"},{"$error":"#DIV/0!"},{"$error":"#DIV/0!"},{"$error":"#DIV/0!"},{"$error":"#DIV/0!"},{"$error":"#DIV/0!"},{"$error":"#DIV/0!"},{"$error":"#DIV/0!"},{"$error":"#DIV/0!"},{"$error":"#DIV/0!"},{"$error":"#DIV/0!"},"暖房COP","σw"]
[null,null,"暖房COP比",{"$f":"D540/$V$50","v":{"$error":"#DIV/0!"}},{"$f":"E540/$V$50","v":{"$error":"#DIV/0!"}},{"$error":"#DIV/0!"},{"$error":"#DIV/0!"},{"$error":"#DIV/0!"},{"$error":"#DIV/0!"},{"$error":"#DIV/0!"},{"$error":"#DIV/0!"},{"$error":"#DIV/0!"},{"$error":"#DIV/0!"},{"$error":"#DIV/0!"},{"$error":"#DIV/0!"},{"$error":"#DIV/0!"},{"$error":"#DIV/0!"},{"$error":"#DIV/0!"},{"$error":"#DIV/0!"},{"$error":"#DIV/0!"},{"$error":"#DIV/0!"},{"$error":"#DIV/0!"},{"$error":"#DIV/0!"},{"$error":"#DIV/0!"},{"$error":"#DIV/0!"},{"$error":"#DIV/0!"},{"$error":"#DIV/0!"},{"$error":"#DIV/0!"},{"$error":"#DIV/0!"},{"$error":"#DIV/0!"},{"$error":"#DIV/0!"},{"$error":"#DIV/0!"},{"$error":"#DIV/0!"},{"$error":"#DIV/0!"},{"$error":"#DIV/0!"},{"$error":"#DIV/0!"},{"$error":"#DIV/0!"},{"$error":"#DIV/0!"},{"$error":"#DIV/0!"},{"$error":"#DIV/0!"},{"$error":"#DIV/0!"},{"$error":"#DIV/0!"},{"$error":"#DIV/0!"},{"$error":"#DIV/0!"},{"$error":"#DIV/0!"},"暖房COP比","βw"]
[null,null,"∑",{"$f":"D$379*D535*D$382","v":{"$error":"#DIV/0!"}},{"$f":"E$379*E535*E$382","v":{"$error":"#DIV/0!"}},{"$error":"#DIV/0!"},{"$error":"#DIV/0!"},{"$error":"#DIV/0!"},{"$error":"#DIV/0!"},{"$error":"#DIV/0!"},{"$error":"#DIV/0!"},{"$error":"#DIV/0!"},{"$error":"#DIV/0!"},{"$error":"#DIV/0!"},{"$error":"#DIV/0!"},{"$error":"#DIV/0!"},{"$error":"#DIV/0!"},{"$error":"#DIV/0!"},{"$error":"#DIV/0!"},{"$error":"#DIV/0!"},{"$error":"#DIV/0!"},{"$error":"#DIV/0!"},{"$error":"#DIV/0!"},{"$error":"#DIV/0!"},{"$error":"#DIV/0!"},{"$error":"#DIV/0!"},{"$error":"#DIV/0!"},{"$error":"#DIV/0!"},{"$error":"#DIV/0!"},{"$error":"#DIV/0!"},{"$error":"#DIV/0!"},{"$error":"#DIV/0!"},{"$error":"#DIV/0!"},{"$error":"#DIV/0!"},{"$error":"#DIV/0!"},{"$error":"#DIV/0!"},{"$error":"#DIV/0!"},{"$error":"#DIV/0!"},{"$error":"#DIV/0!"},{"$error":"#DIV/0!"},{"$error":"#DIV/0!"},{"$error":"#DIV/0!"},{"$error":"#DIV/0!"},{"$error":"#DIV/0!"},{"$error":"#DIV/0!"},"∑"]
[null,null,"Φwd/σww",{"$f":"$AB$26/$V$53","v":{"$error":"#VALUE!"}},{"$error":"#VALUE!"},{"$error":"#VALUE!"},{"$error":"#VALUE!"},{"$error":"#VALUE!"},{"$error":"#VALUE!"},{"$error":"#VALUE!"},{"$error":"#VALUE!"},{"$error":"#VALUE!"},{"$error":"#VALUE!"},{"$error":"#VALUE!"},{"$f":"$AB$26/$V$50","v":{"$error":"#VALUE!"}},{"$error":"#VALUE!"},{"$error":"#VALUE!"},{"$error":"#VALUE!"},{"$error":"#VALUE!"},{"$error":"#VALUE!"},{"$error":"#VALUE!"},{"$error":"#VALUE!"},{"$error":"#VALUE!"},{"$error":"#VALUE!"},{"$error":"#VALUE!"},{"$error":"#VALUE!"},{"$error":"#VALUE!"},{"$error":"#VALUE!"},{"$error":"#VALUE!"},{"$error":"#VALUE!"},{"$error":"#VALUE!"},{"$error":"#VALUE!"},{"$error":"#VALUE!"},{"$error":"#VALUE!"},{"$error":"#VALUE!"},{"$error":"#VALUE!"},{"$error":"#VALUE!"},{"$error":"#VALUE!"},{"$error":"#VALUE!"},{"$error":"#VALUE!"},{"$error":"#VALUE!"},{"$error":"#VALUE!"},{"$error":"#VALUE!"},{"$error":"#VALUE!"},{"$error":"#VALUE!"}]
[null,null,"エネルギー使用量",{"$f":"D543*D542","v":{"$error":"#VALUE!"}},{"$f":"E543*E542","v":{"$error":"#VALUE!"}},{"$f":"F543*F542","v":{"$error":"#VALUE!"}},{"$error":"#VALUE!"},{"$error":"#VALUE!"},{"$error":"#VALUE!"},{"$error":"#VALUE!"},{"$error":"#VALUE!"},{"$error":"#VALUE!"},{"$error":"#VALUE!"},{"$f":"N543*N542","v":{"$error":"#VALUE!"}},{"$f":"O543*O542","v":{"$error":"#VALUE!"}},{"$error":"#VALUE!"},{"$error":"#VALUE!"},{"$error":"#VALUE!"},{"$error":"#VALUE!"},{"$f":"T543*T542","v":{"$error":"#VALUE!"}},{"$f":"U543*U542","v":{"$error":"#VALUE!"}},{"$error":"#VALUE!"},{"$error":"#VALUE!"},{"$error":"#VALUE!"},{"$error":"#VALUE!"},{"$error":"#VALUE!"},{"$error":"#VALUE!"},{"$error":"#VALUE!"},{"$error":"#VALUE!"},{"$error":"#VALUE!"},{"$error":"#VALUE!"},{"$error":"#VALUE!"},{"$error":"#VALUE!"},{"$error":"#VALUE!"},{"$error":"#VALUE!"},{"$error":"#VALUE!"},{"$error":"#VALUE!"},{"$error":"#VALUE!"},{"$error":"#VALUE!"},{"$error":"#VALUE!"},{"$error":"#VALUE!"},{"$error":"#VALUE!"},{"$error":"#VALUE!"},{"$error":"#VALUE!"},{"$f":"AS543*AS542","v":{"$error":"#VALUE!"}},{"$f":"SUM(D544:AS544)","v":{"$error":"#VALUE!"}}]
[null,"後7","暖房時エネルギー消費電力比",{"$f":"D$380/D551","v":{"$error":"#DIV/0!"}},{"$f":"E$380/E551","v":{"$error":"#DIV/0!"}},{"$error":"#DIV/0!"},{"$error":"#DIV/0!"},{"$error":"#DIV/0!"},{"$error":"#DIV/0!"},{"$error":"#DIV/0!"},{"$error":"#DIV/0!"},{"$error":"#DIV/0!"},{"$error":"#DIV/0!"},{"$error":"#DIV/0!"},{"$error":"#DIV/0!"},{"$error":"#DIV/0!"},{"$error":"#DIV/0!"},{"$error":"#DIV/0!"},{"$error":"#DIV/0!"},{"$error":"#DIV/0!"},{"$error":"#DIV/0!"},{"$error":"#DIV/0!"},{"$error":"#DIV/0!"},{"$error":"#DIV/0!"},{"$error":"#DIV/0!"},{"$error":"#DIV/0!"},{"$error":"#DIV/0!"},{"$error":"#DIV/0!"},{"$error":"#DIV/0!"},{"$error":"#DIV/0!"},{"$error":"#DIV/0!"},{"$error":"#DIV/0!"},{"$error":"#DIV/0!"},{"$error":"#DIV/0!"},{"$error":"#DIV/0!"},{"$error":"#DIV/0!"},{"$error":"#DIV/0!"},{"$error":"#DIV/0!"},{"$error":"#DIV/0!"},{"$error":"#DIV/0!"},{"$error":"#DIV/0!"},{"$error":"#DIV/0!"},{"$error":"#DIV/0!"},{"$error":"#DIV/0!"},{"$error":"#DIV/0!"},"暖房時エネルギー消費電力比","εw"]
[null,null,"暖房能力",{"$f":"($W$47-0.65*$W$47)/14*(D$366-7)+$W$47","v":0},0,0,0,0,0,0,0,0,0,0,0,0,0,0,0,0,0,0,0,0,0,0,0,0,0,0,0,0,0,0,0,0,0,0,0,0,0,0,0,0,0,"暖房能力","Φw"]
[null,null,"着霜時暖房能力",{"$f":"($W$51-0.65*$W$47)/9*(D$366-2)+$W$51","v":0},{"$f":"($W$51-0.65*$W$47)/9*(E$366-2)+$W$51","v":0},0,0,0,0,0,0,0,0,0,null,null,null,null,null,null,null,null,null,null,null,null,null,null,null,null,null,null,null,null,null,null,null,null,null,null,null,null,null,null,null,"着霜時暖房能力","Φwf"]
[null,null,"暖房エネルギー消費量",{"$f":"($W$48-0.93*$W$48)/14*(D$366-7)+$W$48","v":0},0,0,0,0,0,0,0,0,0,0,0,0,0,0,0,0,0,0,0,0,0,0,0,0,0,0,0,0,0,0,0,0,0,0,0,0,0,0,0,0,0,"暖房エネルギー消費量","Pw"]
[null,null,"暖房ガス消費量",{"$f":"($W$52-0.93*$W$48)/9*(D$366-2)+$W$52","v":0},{"$f":"($W$52-0.93*$W$48)/9*(E$366-2)+$W$52","v":0},0,0,0,0,0,0,0,0,0,null,null,null,null,null,null,null,null,null,null,null,null,null,null,null,null,null,null,null,null,null,null,null,null,null,null,null,null,null,null,null,"暖房ガス消費量","Pwf"]
[null,null,"暖房COP",{"$f":"D547/(D549+$W$49*$I$46*D$380)","v":{"$error":"#DIV/0!"}},{"$f":"E547/(E549+$W$49*$I$46*E$380)","v":{"$error":"#DIV/0!"}},{"$error":"#DIV/0!"},{"$error":"#DIV/0!"},{"$error":"#DIV/0!"},{"$error":"#DIV/0!"},{"$error":"#DIV/0!"},{"$error":"#DIV/0!"},{"$error":"#DIV/0!"},{"$error":"#DIV/0!"},{"$error":"#DIV/0!"},{"$f":"O546/(O548+$W$49*$I$46*O$380)","v":{"$error":"#DIV/0!"}},{"$f":"P546/(P548+$W$49*$I$46*P$380)","v":{"$error":"#DIV/0!"}},{"$error":"#DIV/0!"},{"$error":"#DIV/0!"},{"$error":"#DIV/0!"},{"$error":"#DIV/0!"},{"$error":"#DIV/0!"},{"$error":"#DIV/0!"},{"$error":"#DIV/0!"},{"$error":"#DIV/0!"},{"$error":"#DIV/0!"},{"$error":"#DIV/0!"},{"$error":"#DIV/0!"},{"$error":"#DIV/0!"},{"$error":"#DIV/0!"},{"$error":"#DIV/0!"},{"$error":"#DIV/0!"},{"$error":"#DIV/0!"},{"$error":"#DIV/0!"},{"$error":"#DIV/0!"},{"$error":"#DIV/0!"},{"$error":"#DIV/0!"},{"$error":"#DIV/0!"},{"$error":"#DIV/0!"},{"$error":"#DIV/0!"},{"$error":"#DIV/0!"},{"$error":"#DIV/0!"},{"$error":"#DIV/0!"},{"$error":"#DIV/0!"},{"$error":"#DIV/0!"},{"$error":"#DIV/0!"},"暖房COP","σw"]
[null,null,"暖房COP比",{"$f":"D550/$W$50","v":{"$error":"#DIV/0!"}},{"$f":"E550/$W$50","v":{"$error":"#DIV/0!"}},{"$error":"#DIV/0!"},{"$error":"#DIV/0!"},{"$error":"#DIV/0!"},{"$error":"#DIV/0!"},{"$error":"#DIV/0!"},{"$error":"#DIV/0!"},{"$error":"#DIV/0!"},{"$error":"#DIV/0!"},{"$error":"#DIV/0!"},{"$error":"#DIV/0!"},{"$error":"#DIV/0!"},{"$error":"#DIV/0!"},{"$error":"#DIV/0!"},{"$error":"#DIV/0!"},{"$error":"#DIV/0!"},{"$error":"#DIV/0!"},{"$error":"#DIV/0!"},{"$error":"#DIV/0!"},{"$error":"#DIV/0!"},{"$error":"#DIV/0!"},{"$error":"#DIV/0!"},{"$error":"#DIV/0!"},{"$error":"#DIV/0!"},{"$error":"#DIV/0!"},{"$error":"#DIV/0!"},{"$error":"#DIV/0!"},{"$error":"#DIV/0!"},{"$error":"#DIV/0!"},{"$error":"#DIV/0!"},{"$error":"#DIV/0!"},{"$error":"#DIV/0!"},{"$error":"#DIV/0!"},{"$error":"#DIV/0!"},{"$error":"#DIV/0!"},{"$error":"#DIV/0!"},{"$error":"#DIV/0!"},{"$error":"#DIV/0!"},{"$error":"#DIV/0!"},{"$error":"#DIV/0!"},{"$error":"#DIV/0!"},"暖房COP比","βw"]
[null,null,"∑",{"$f":"D$379*D545*D$382","v":{"$error":"#DIV/0!"}},{"$f":"E$379*E545*E$382","v":{"$error":"#DIV/0!"}},{"$error":"#DIV/0!"},{"$error":"#DIV/0!"},{"$error":"#DIV/0!"},{"$error":"#DIV/0!"},{"$error":"#DIV/0!"},{"$error":"#DIV/0!"},{"$error":"#DIV/0!"},{"$error":"#DIV/0!"},{"$error":"#DIV/0!"},{"$error":"#DIV/0!"},{"$error":"#DIV/0!"},{"$error":"#DIV/0!"},{"$error":"#DIV/0!"},{"$error":"#DIV/0!"},{"$error":"#DIV/0!"},{"$error":"#DIV/0!"},{"$error":"#DIV/0!"},{"$error":"#DIV/0!"},{"$error":"#DIV/0!"},{"$error":"#DIV/0!"},{"$error":"#DIV/0!"},{"$error":"#DIV/0!"},{"$error":"#DIV/0!"},{"$error":"#DIV/0!"},{"$error":"#DIV/0!"},{"$error":"#DIV/0!"},{"$error":"#DIV/0!"},{"$error":"#DIV/0!"},{"$error":"#DIV/0!"},{"$error":"#DIV/0!"},{"$error":"#DIV/0!"},{"$error":"#DIV/0!"},{"$error":"#DIV/0!"},{"$error":"#DIV/0!"},{"$error":"#DIV/0!"},{"$error":"#DIV/0!"},{"$error":"#DIV/0!"},{"$error":"#DIV/0!"},{"$error":"#DIV/0!"},{"$error":"#DIV/0!"},"∑"]
[null,null,"Φwd/σww",{"$f":"$AB$26/$W$53","v":{"$error":"#VALUE!"}},{"$error":"#VALUE!"},{"$error":"#VALUE!"},{"$error":"#VALUE!"},{"$error":"#VALUE!"},{"$error":"#VALUE!"},{"$error":"#VALUE!"},{"$error":"#VALUE!"},{"$error":"#VALUE!"},{"$error":"#VALUE!"},{"$error":"#VALUE!"},{"$f":"$AB$26/$W$50","v":{"$error":"#VALUE!"}},{"$error":"#VALUE!"},{"$error":"#VALUE!"},{"$error":"#VALUE!"},{"$error":"#VALUE!"},{"$error":"#VALUE!"},{"$error":"#VALUE!"},{"$error":"#VALUE!"},{"$error":"#VALUE!"},{"$error":"#VALUE!"},{"$error":"#VALUE!"},{"$error":"#VALUE!"},{"$error":"#VALUE!"},{"$error":"#VALUE!"},{"$error":"#VALUE!"},{"$error":"#VALUE!"},{"$error":"#VALUE!"},{"$error":"#VALUE!"},{"$error":"#VALUE!"},{"$error":"#VALUE!"},{"$error":"#VALUE!"},{"$error":"#VALUE!"},{"$error":"#VALUE!"},{"$error":"#VALUE!"},{"$error":"#VALUE!"},{"$error":"#VALUE!"},{"$error":"#VALUE!"},{"$error":"#VALUE!"},{"$error":"#VALUE!"},{"$error":"#VALUE!"},{"$error":"#VALUE!"}]
[null,null,"エネルギー使用量",{"$f":"D553*D552","v":{"$error":"#VALUE!"}},{"$f":"E553*E552","v":{"$error":"#VALUE!"}},{"$f":"F553*F552","v":{"$error":"#VALUE!"}},{"$error":"#VALUE!"},{"$error":"#VALUE!"},{"$error":"#VALUE!"},{"$error":"#VALUE!"},{"$error":"#VALUE!"},{"$error":"#VALUE!"},{"$error":"#VALUE!"},{"$f":"N553*N552","v":{"$error":"#VALUE!"}},{"$f":"O553*O552","v":{"$error":"#VALUE!"}},{"$error":"#VALUE!"},{"$error":"#VALUE!"},{"$error":"#VALUE!"},{"$error":"#VALUE!"},{"$f":"T553*T552","v":{"$error":"#VALUE!"}},{"$f":"U553*U552","v":{"$error":"#VALUE!"}},{"$error":"#VALUE!"},{"$error":"#VALUE!"},{"$error":"#VALUE!"},{"$error":"#VALUE!"},{"$error":"#VALUE!"},{"$error":"#VALUE!"},{"$error":"#VALUE!"},{"$error":"#VALUE!"},{"$error":"#VALUE!"},{"$error":"#VALUE!"},{"$error":"#VALUE!"},{"$error":"#VALUE!"},{"$error":"#VALUE!"},{"$error":"#VALUE!"},{"$error":"#VALUE!"},{"$error":"#VALUE!"},{"$error":"#VALUE!"},{"$error":"#VALUE!"},{"$error":"#VALUE!"},{"$error":"#VALUE!"},{"$error":"#VALUE!"},{"$error":"#VALUE!"},{"$error":"#VALUE!"},{"$f":"AS553*AS552","v":{"$error":"#VALUE!"}},{"$f":"SUM(D554:AS554)","v":{"$error":"#VALUE!"}}]
[null,"後8","暖房時エネルギー消費電力比",{"$f":"D$380/D561","v":{"$error":"#DIV/0!"}},{"$f":"E$380/E561","v":{"$error":"#DIV/0!"}},{"$f":"F$380/F561","v":{"$error":"#DIV/0!"}},{"$error":"#DIV/0!"},{"$error":"#DIV/0!"},{"$error":"#DIV/0!"},{"$error":"#DIV/0!"},{"$error":"#DIV/0!"},{"$error":"#DIV/0!"},{"$error":"#DIV/0!"},{"$error":"#DIV/0!"},{"$error":"#DIV/0!"},{"$error":"#DIV/0!"},{"$error":"#DIV/0!"},{"$error":"#DIV/0!"},{"$error":"#DIV/0!"},{"$error":"#DIV/0!"},{"$error":"#DIV/0!"},{"$error":"#DIV/0!"},{"$error":"#DIV/0!"},{"$error":"#DIV/0!"},{"$error":"#DIV/0!"},{"$error":"#DIV/0!"},{"$error":"#DIV/0!"},{"$error":"#DIV/0!"},{"$error":"#DIV/0!"},{"$error":"#DIV/0!"},{"$error":"#DIV/0!"},{"$error":"#DIV/0!"},{"$error":"#DIV/0!"},{"$error":"#DIV/0!"},{"$error":"#DIV/0!"},{"$error":"#DIV/0!"},{"$error":"#DIV/0!"},{"$error":"#DIV/0!"},{"$error":"#DIV/0!"},{"$error":"#DIV/0!"},{"$error":"#DIV/0!"},{"$error":"#DIV/0!"},{"$error":"#DIV/0!"},{"$error":"#DIV/0!"},{"$error":"#DIV/0!"},"暖房時エネルギー消費電力比","εw"]
[null,null,"暖房能力",{"$f":"($X$47-0.65*$X$47)/14*(D$366-7)+$X$47","v":0},0,0,0,0,0,0,0,0,0,0,0,0,0,0,0,0,0,0,0,0,0,0,0,0,0,0,0,0,0,0,0,0,0,0,0,0,0,0,0,0,0,"暖房能力","Φw"]
[null,null,"着霜時暖房能力",{"$f":"($X$51-0.65*$X$47)/9*(D$366-2)+$X$51","v":0},{"$f":"($X$51-0.65*$X$47)/9*(E$366-2)+$X$51","v":0},0,0,0,0,0,0,0,0,0,null,null,null,null,null,null,null,null,null,null,null,null,null,null,null,null,null,null,null,null,null,null,null,null,null,null,null,null,null,null,null,"着霜時暖房能力","Φwf"]
[null,null,"暖房エネルギー消費量",{"$f":"($X$48-0.93*$X$48)/14*(D$366-7)+$X$48","v":0},0,0,0,0,0,0,0,0,0,0,0,0,0,0,0,0,0,0,0,0,0,0,0,0,0,0,0,0,0,0,0,0,0,0,0,0,0,0,0,0,0,"暖房エネルギー消費量","Pw"]
[null,null,"暖房ガス消費量",{"$f":"($X$52-0.93*$X$48)/9*(D$366-2)+$X$52","v":0},{"$f":"($X$52-0.93*$X$48)/9*(E$366-2)+$X$52","v":0},0,0,0,0,0,0,0,0,0,null,null,null,null,null,null,null,null,null,null,null,null,null,null,null,null,null,null,null,null,null,null,null,null,null,null,null,null,null,null,null,"暖房ガス消費量","Pwf"]
[null,null,"暖房COP",{"$f":"D557/(D559+$X$49*$I$46*D$380)","v":{"$error":"#DIV/0!"}},{"$f":"E557/(E559+$X$49*$I$46*E$380)","v":{"$error":"#DIV/0!"}},{"$error":"#DIV/0!"},{"$error":"#DIV/0!"},{"$error":"#DIV/0!"},{"$error":"#DIV/0!"},{"$error":"#DIV/0!"},{"$error":"#DIV/0!"},{"$error":"#DIV/0!"},{"$error":"#DIV/0!"},{"$error":"#DIV/0!"},{"$f":"O556/(O558+$X$49*$I$46*O$380)","v":{"$error":"#DIV/0!"}},{"$f":"P556/(P558+$X$49*$I$46*P$380)","v":{"$error":"#DIV/0!"}},{"$error":"#DIV/0!"},{"$error":"#DIV/0!"},{"$error":"#DIV/0!"},{"$error":"#DIV/0!"},{"$error":"#DIV/0!"},{"$error":"#DIV/0!"},{"$error":"#DIV/0!"},{"$error":"#DIV/0!"},{"$error":"#DIV/0!"},{"$error":"#DIV/0!"},{"$error":"#DIV/0!"},{"$error":"#DIV/0!"},{"$error":"#DIV/0!"},{"$error":"#DIV/0!"},{"$error":"#DIV/0!"},{"$error":"#DIV/0!"},{"$error":"#DIV/0!"},{"$error":"#DIV/0!"},{"$error":"#DIV/0!"},{"$error":"#DIV/0!"},{"$error":"#DIV/0!"},{"$error":"#DIV/0!"},{"$error":"#DIV/0!"},{"$error":"#DIV/0!"},{"$error":"#DIV/0!"},{"$error":"#DIV/0!"},{"$error":"#DIV/0!"},{"$error":"#DIV/0!"},{"$error":"#DIV/0!"},"暖房COP","σw"]
[null,null,"暖房COP比",{"$f":"D560/$X$50","v":{"$error":"#DIV/0!"}},{"$f":"E560/$X$50","v":{"$error":"#DIV/0!"}},{"$error":"#DIV/0!"},{"$error":"#DIV/0!"},{"$error":"#DIV/0!"},{"$error":"#DIV/0!"},{"$error":"#DIV/0!"},{"$error":"#DIV/0!"},{"$error":"#DIV/0!"},{"$error":"#DIV/0!"},{"$error":"#DIV/0!"},{"$error":"#DIV/0!"},{"$error":"#DIV/0!"},{"$error":"#DIV/0!"},{"$error":"#DIV/0!"},{"$error":"#DIV/0!"},{"$error":"#DIV/0!"},{"$error":"#DIV/0!"},{"$error":"#DIV/0!"},{"$error":"#DIV/0!"},{"$error":"#DIV/0!"},{"$error":"#DIV/0!"},{"$error":"#DIV/0!"},{"$error":"#DIV/0!"},{"$error":"#DIV/0!"},{"$error":"#DIV/0!"},{"$error":"#DIV/0!"},{"$error":"#DIV/0!"},{"$error":"#DIV/0!"},{"$error":"#DIV/0!"},{"$error":"#DIV/0!"},{"$error":"#DIV/0!"},{"$error":"#DIV/0!"},{"$error":"#DIV/0!"},{"$error":"#DIV/0!"},{"$error":"#DIV/0!"},{"$error":"#DIV/0!"},{"$error":"#DIV/0!"},{"$error":"#DIV/0!"},{"$error":"#DIV/0!"},{"$error":"#DIV/0!"},{"$error":"#DIV/0!"},"暖房COP比","βw"]
[null,null,"∑",{"$f":"D$379*D555*D$382","v":{"$error":"#DIV/0!"}},{"$f":"E$379*E555*E$382","v":{"$error":"#DIV/0!"}},{"$error":"#DIV/0!"},{"$error":"#DIV/0!"},{"$error":"#DIV/0!"},{"$error":"#DIV/0!"},{"$error":"#DIV/0!"},{"$error":"#DIV/0!"},{"$error":"#DIV/0!"},{"$error":"#DIV/0!"},{"$error":"#DIV/0!"},{"$error":"#DIV/0!"},{"$error":"#DIV/0!"},{"$error":"#DIV/0!"},{"$error":"#DIV/0!"},{"$error":"#DIV/0!"},{"$error":"#DIV/0!"},{"$error":"#DIV/0!"},{"$error":"#DIV/0!"},{"$error":"#DIV/0!"},{"$error":"#DIV/0!"},{"$error":"#DIV/0!"},{"$error":"#DIV/0!"},{"$error":"#DIV/0!"},{"$error":"#DIV/0!"},{"$error":"#DIV/0!"},{"$error":"#DIV/0!"},{"$error":"#DIV/0!"},{"$error":"#DIV/0!"},{"$error":"#DIV/0!"},{"$error":"#DIV/0!"},{"$error":"#DIV/0!"},{"$error":"#DIV/0!"},{"$error":"#DIV/0!"},{"$error":"#DIV/0!"},{"$error":"#DIV/0!"},{"$error":"#DIV/0!"},{"$error":"#DIV/0!"},{"$error":"#DIV/0!"},{"$error":"#DIV/0!"},{"$error":"#DIV/0!"},{"$error":"#DIV/0!"},"∑"]
[null,null,"Φwd/σww",{"$f":"$AB$26/$X$53","v":{"$error":"#VALUE!"}},{"$error":"#VALUE!"},{"$error":"#VALUE!"},{"$error":"#VALUE!"},{"$error":"#VALUE!"},{"$error":"#VALUE!"},{"$error":"#VALUE!"},{"$error":"#VALUE!"},{"$error":"#VALUE!"},{"$error":"#VALUE!"},{"$error":"#VALUE!"},{"$f":"$AB$26/$X$50","v":{"$error":"#VALUE!"}},{"$error":"#VALUE!"},{"$error":"#VALUE!"},{"$error":"#VALUE!"},{"$error":"#VALUE!"},{"$error":"#VALUE!"},{"$error":"#VALUE!"},{"$error":"#VALUE!"},{"$error":"#VALUE!"},{"$error":"#VALUE!"},{"$error":"#VALUE!"},{"$error":"#VALUE!"},{"$error":"#VALUE!"},{"$error":"#VALUE!"},{"$error":"#VALUE!"},{"$error":"#VALUE!"},{"$error":"#VALUE!"},{"$error":"#VALUE!"},{"$error":"#VALUE!"},{"$error":"#VALUE!"},{"$error":"#VALUE!"},{"$error":"#VALUE!"},{"$error":"#VALUE!"},{"$error":"#VALUE!"},{"$error":"#VALUE!"},{"$error":"#VALUE!"},{"$error":"#VALUE!"},{"$error":"#VALUE!"},{"$error":"#VALUE!"},{"$error":"#VALUE!"},{"$error":"#VALUE!"}]
[null,null,"エネルギー使用量",{"$f":"D563*D562","v":{"$error":"#VALUE!"}},{"$f":"E563*E562","v":{"$error":"#VALUE!"}},{"$f":"F563*F562","v":{"$error":"#VALUE!"}},{"$error":"#VALUE!"},{"$f":"H563*H562","v":{"$error":"#VALUE!"}},{"$f":"I563*I562","v":{"$error":"#VALUE!"}},{"$error":"#VALUE!"},{"$error":"#VALUE!"},{"$error":"#VALUE!"},{"$error":"#VALUE!"},{"$f":"N563*N562","v":{"$error":"#VALUE!"}},{"$f":"O563*O562","v":{"$error":"#VALUE!"}},{"$error":"#VALUE!"},{"$error":"#VALUE!"},{"$error":"#VALUE!"},{"$error":"#VALUE!"},{"$f":"T563*T562","v":{"$error":"#VALUE!"}},{"$f":"U563*U562","v":{"$error":"#VALUE!"}},{"$error":"#VALUE!"},{"$error":"#VALUE!"},{"$error":"#VALUE!"},{"$error":"#VALUE!"},{"$error":"#VALUE!"},{"$error":"#VALUE!"},{"$error":"#VALUE!"},{"$error":"#VALUE!"},{"$error":"#VALUE!"},{"$error":"#VALUE!"},{"$error":"#VALUE!"},{"$error":"#VALUE!"},{"$error":"#VALUE!"},{"$error":"#VALUE!"},{"$error":"#VALUE!"},{"$error":"#VALUE!"},{"$error":"#VALUE!"},{"$error":"#VALUE!"},{"$error":"#VALUE!"},{"$error":"#VALUE!"},{"$error":"#VALUE!"},{"$error":"#VALUE!"},{"$error":"#VALUE!"},{"$f":"AS563*AS562","v":{"$error":"#VALUE!"}},{"$f":"SUM(D564:AS564)","v":{"$error":"#VALUE!"}}]
[null,"後9","暖房時エネルギー消費電力比",{"$f":"D$380/D571","v":{"$error":"#DIV/0!"}},{"$f":"E$380/E571","v":{"$error":"#DIV/0!"}},{"$error":"#DIV/0!"},{"$error":"#DIV/0!"},{"$error":"#DIV/0!"},{"$error":"#DIV/0!"},{"$error":"#DIV/0!"},{"$error":"#DIV/0!"},{"$error":"#DIV/0!"},{"$error":"#DIV/0!"},{"$error":"#DIV/0!"},{"$error":"#DIV/0!"},{"$error":"#DIV/0!"},{"$error":"#DIV/0!"},{"$error":"#DIV/0!"},{"$error":"#DIV/0!"},{"$error":"#DIV/0!"},{"$error":"#DIV/0!"},{"$error":"#DIV/0!"},{"$error":"#DIV/0!"},{"$error":"#DIV/0!"},{"$error":"#DIV/0!"},{"$error":"#DIV/0!"},{"$error":"#DIV/0!"},{"$error":"#DIV/0!"},{"$error":"#DIV/0!"},{"$error":"#DIV/0!"},{"$error":"#DIV/0!"},{"$error":"#DIV/0!"},{"$error":"#DIV/0!"},{"$error":"#DIV/0!"},{"$error":"#DIV/0!"},{"$error":"#DIV/0!"},{"$error":"#DIV/0!"},{"$error":"#DIV/0!"},{"$error":"#DIV/0!"},{"$error":"#DIV/0!"},{"$error":"#DIV/0!"},{"$error":"#DIV/0!"},{"$error":"#DIV/0!"},{"$error":"#DIV/0!"},{"$error":"#DIV/0!"},"暖房時エネルギー消費電力比","εw"]
[null,null,"暖房能力",{"$f":"($Y$47-0.65*$Y$47)/14*(D$366-7)+$Y$47","v":0},0,0,0,0,0,0,0,0,0,0,0,0,0,0,0,0,0,0,0,0,0,0,0,0,0,0,0,0,0,0,0,0,0,0,0,0,0,0,0,0,0,"暖房能力","Φw"]
[null,null,"着霜時暖房能力",{"$f":"($Y$51-0.65*$Y$47)/9*(D$366-2)+$Y$51","v":0},{"$f":"($Y$51-0.65*$Y$47)/9*(E$366-2)+$Y$51","v":0},0,0,0,0,0,0,0,0,0,null,null,null,null,null,null,null,null,null,null,null,null,null,null,null,null,null,null,null,null,null,null,null,null,null,null,null,null,null,null,null,"着霜時暖房能力","Φwf"]
[null,null,"暖房エネルギー消費量",{"$f":"($Y$48-0.93*$Y$48)/14*(D$366-7)+$Y$48","v":0},0,0,0,0,0,0,0,0,0,0,0,0,0,0,0,0,0,0,0,0,0,0,0,0,0,0,0,0,0,0,0,0,0,0,0,0,0,0,0,0,0,"暖房エネルギー消費量","Pw"]
[null,null,"暖房ガス消費量",{"$f":"($Y$52-0.93*$Y$48)/9*(D$366-2)+$Y$52","v":0},{"$f":"($Y$52-0.93*$Y$48)/9*(E$366-2)+$Y$52","v":0},0,0,0,0,0,0,0,0,0,null,null,null,null,null,null,null,null,null,null,null,null,null,null,null,null,null,null,null,null,null,null,null,null,null,null,null,null,null,null,null,"暖房ガス消費量","Pwf"]
[null,null,"暖房COP",{"$f":"D567/(D569+$Y$49*$I$46*D$380)","v":{"$error":"#DIV/0!"}},{"$f":"E567/(E569+$Y$49*$I$46*E$380)","v":{"$error":"#DIV/0!"}},{"$error":"#DIV/0!"},{"$error":"#DIV/0!"},{"$error":"#DIV/0!"},{"$error":"#DIV/0!"},{"$error":"#DIV/0!"},{"$error":"#DIV/0!"},{"$error":"#DIV/0!"},{"$error":"#DIV/0!"},{"$error":"#DIV/0!"},{"$f":"O566/(O568+$Y$49*$I$46*O$380)","v":{"$error":"#DIV/0!"}},{"$f":"P566/(P568+$Y$49*$I$46*P$380)","v":{"$error":"#DIV/0!"}},{"$error":"#DIV/0!"},{"$error":"#DIV/0!"},{"$error":"#DIV/0!"},{"$error":"#DIV/0!"},{"$error":"#DIV/0!"},{"$error":"#DIV/0!"},{"$error":"#DIV/0!"},{"$error":"#DIV/0!"},{"$error":"#DIV/0!"},{"$error":"#DIV/0!"},{"$error":"#DIV/0!"},{"$error":"#DIV/0!"},{"$error":"#DIV/0!"},{"$error":"#DIV/0!"},{"$error":"#DIV/0!"},{"$error":"#DIV/0!"},{"$error":"#DIV/0!"},{"$error":"#DIV/0!"},{"$error":"#DIV/0!"},{"$error":"#DIV/0!"},{"$error":"#DIV/0!"},{"$error":"#DIV/0!"},{"$error":"#DIV/0!"},{"$error":"#DIV/0!"},{"$error":"#DIV/0!"},{"$error":"#DIV/0!"},{"$error":"#DIV/0!"},{"$error":"#DIV/0!"},{"$error":"#DIV/0!"},"暖房COP","σw"]
[null,null,"暖房COP比",{"$f":"D570/$Y$50","v":{"$error":"#DIV/0!"}},{"$f":"E570/$Y$50","v":{"$error":"#DIV/0!"}},{"$error":"#DIV/0!"},{"$error":"#DIV/0!"},{"$error":"#DIV/0!"},{"$error":"#DIV/0!"},{"$error":"#DIV/0!"},{"$error":"#DIV/0!"},{"$error":"#DIV/0!"},{"$error":"#DIV/0!"},{"$error":"#DIV/0!"},{"$error":"#DIV/0!"},{"$error":"#DIV/0!"},{"$error":"#DIV/0!"},{"$error":"#DIV/0!"},{"$error":"#DIV/0!"},{"$error":"#DIV/0!"},{"$error":"#DIV/0!"},{"$error":"#DIV/0!"},{"$error":"#DIV/0!"},{"$error":"#DIV/0!"},{"$error":"#DIV/0!"},{"$error":"#DIV/0!"},{"$error":"#DIV/0!"},{"$error":"#DIV/0!"},{"$error":"#DIV/0!"},{"$error":"#DIV/0!"},{"$error":"#DIV/0!"},{"$error":"#DIV/0!"},{"$error":"#DIV/0!"},{"$error":"#DIV/0!"},{"$error":"#DIV/0!"},{"$error":"#DIV/0!"},{"$error":"#DIV/0!"},{"$error":"#DIV/0!"},{"$error":"#DIV/0!"},{"$error":"#DIV/0!"},{"$error":"#DIV/0!"},{"$error":"#DIV/0!"},{"$error":"#DIV/0!"},{"$error":"#DIV/0!"},{"$error":"#DIV/0!"},"暖房COP比","βw"]
[null,null,"∑",{"$f":"D$379*D565*D$382","v":{"$error":"#DIV/0!"}},{"$f":"E$379*E565*E$382","v":{"$error":"#DIV/0!"}},{"$error":"#DIV/0!"},{"$error":"#DIV/0!"},{"$error":"#DIV/0!"},{"$error":"#DIV/0!"},{"$error":"#DIV/0!"},{"$error":"#DIV/0!"},{"$error":"#DIV/0!"},{"$error":"#DIV/0!"},{"$error":"#DIV/0!"},{"$error":"#DIV/0!"},{"$error":"#DIV/0!"},{"$error":"#DIV/0!"},{"$error":"#DIV/0!"},{"$error":"#DIV/0!"},{"$error":"#DIV/0!"},{"$error":"#DIV/0!"},{"$error":"#DIV/0!"},{"$error":"#DIV/0!"},{"$error":"#DIV/0!"},{"$error":"#DIV/0!"},{"$error":"#DIV/0!"},{"$error":"#DIV/0!"},{"$error":"#DIV/0!"},{"$error":"#DIV/0!"},{"$error":"#DIV/0!"},{"$error":"#DIV/0!"},{"$error":"#DIV/0!"},{"$error":"#DIV/0!"},{"$error":"#DIV/0!"},{"$error":"#DIV/0!"},{"$error":"#DIV/0!"},{"$error":"#DIV/0!"},{"$error":"#DIV/0!"},{"$error":"#DIV/0!"},{"$error":"#DIV/0!"},{"$error":"#DIV/0!"},{"$error":"#DIV/0!"},{"$error":"#DIV/0!"},{"$error":"#DIV/0!"},{"$error":"#DIV/0!"},"∑"]
[null,null,"Φwd/σww",{"$f":"$AB$26/$Y$53","v":{"$error":"#VALUE!"}},{"$error":"#VALUE!"},{"$error":"#VALUE!"},{"$error":"#VALUE!"},{"$error":"#VALUE!"},{"$error":"#VALUE!"},{"$error":"#VALUE!"},{"$error":"#VALUE!"},{"$error":"#VALUE!"},{"$error":"#VALUE!"},{"$error":"#VALUE!"},{"$f":"$AB$26/$Y$50","v":{"$error":"#VALUE!"}},{"$error":"#VALUE!"},{"$error":"#VALUE!"},{"$error":"#VALUE!"},{"$error":"#VALUE!"},{"$error":"#VALUE!"},{"$error":"#VALUE!"},{"$error":"#VALUE!"},{"$error":"#VALUE!"},{"$error":"#VALUE!"},{"$error":"#VALUE!"},{"$error":"#VALUE!"},{"$error":"#VALUE!"},{"$error":"#VALUE!"},{"$error":"#VALUE!"},{"$error":"#VALUE!"},{"$error":"#VALUE!"},{"$error":"#VALUE!"},{"$error":"#VALUE!"},{"$error":"#VALUE!"},{"$error":"#VALUE!"},{"$error":"#VALUE!"},{"$error":"#VALUE!"},{"$error":"#VALUE!"},{"$error":"#VALUE!"},{"$error":"#VALUE!"},{"$error":"#VALUE!"},{"$error":"#VALUE!"},{"$error":"#VALUE!"},{"$error":"#VALUE!"},{"$error":"#VALUE!"}]
[null,null,"エネルギー使用量",{"$f":"D573*D572","v":{"$error":"#VALUE!"}},{"$f":"E573*E572","v":{"$error":"#VALUE!"}},{"$f":"F573*F572","v":{"$error":"#VALUE!"}},{"$f":"G573*G572","v":{"$error":"#VALUE!"}},{"$f":"H573*H572","v":{"$error":"#VALUE!"}},{"$error":"#VALUE!"},{"$error":"#VALUE!"},{"$error":"#VALUE!"},{"$error":"#VALUE!"},{"$error":"#VALUE!"},{"$f":"N573*N572","v":{"$error":"#VALUE!"}},{"$f":"O573*O572","v":{"$error":"#VALUE!"}},{"$error":"#VALUE!"},{"$error":"#VALUE!"},{"$error":"#VALUE!"},{"$error":"#VALUE!"},{"$f":"T573*T572","v":{"$error":"#VALUE!"}},{"$f":"U573*U572","v":{"$error":"#VALUE!"}},{"$error":"#VALUE!"},{"$error":"#VALUE!"},{"$error":"#VALUE!"},{"$error":"#VALUE!"},{"$error":"#VALUE!"},{"$error":"#VALUE!"},{"$error":"#VALUE!"},{"$error":"#VALUE!"},{"$error":"#VALUE!"},{"$error":"#VALUE!"},{"$error":"#VALUE!"},{"$error":"#VALUE!"},{"$error":"#VALUE!"},{"$error":"#VALUE!"},{"$error":"#VALUE!"},{"$error":"#VALUE!"},{"$error":"#VALUE!"},{"$error":"#VALUE!"},{"$error":"#VALUE!"},{"$error":"#VALUE!"},{"$error":"#VALUE!"},{"$error":"#VALUE!"},{"$error":"#VALUE!"},{"$f":"AS573*AS572","v":{"$error":"#VALUE!"}},{"$f":"SUM(D574:AS574)","v":{"$error":"#VALUE!"}}]
[null,"後10","暖房時エネルギー消費電力比",{"$f":"D$380/D581","v":{"$error":"#DIV/0!"}},{"$f":"E$380/E581","v":{"$error":"#DIV/0!"}},{"$error":"#DIV/0!"},{"$error":"#DIV/0!"},{"$error":"#DIV/0!"},{"$error":"#DIV/0!"},{"$error":"#DIV/0!"},{"$error":"#DIV/0!"},{"$error":"#DIV/0!"},{"$error":"#DIV/0!"},{"$error":"#DIV/0!"},{"$error":"#DIV/0!"},{"$error":"#DIV/0!"},{"$error":"#DIV/0!"},{"$error":"#DIV/0!"},{"$error":"#DIV/0!"},{"$error":"#DIV/0!"},{"$error":"#DIV/0!"},{"$error":"#DIV/0!"},{"$error":"#DIV/0!"},{"$error":"#DIV/0!"},{"$error":"#DIV/0!"},{"$error":"#DIV/0!"},{"$error":"#DIV/0!"},{"$error":"#DIV/0!"},{"$error":"#DIV/0!"},{"$error":"#DIV/0!"},{"$error":"#DIV/0!"},{"$error":"#DIV/0!"},{"$error":"#DIV/0!"},{"$error":"#DIV/0!"},{"$error":"#DIV/0!"},{"$error":"#DIV/0!"},{"$error":"#DIV/0!"},{"$error":"#DIV/0!"},{"$error":"#DIV/0!"},{"$error":"#DIV/0!"},{"$error":"#DIV/0!"},{"$error":"#DIV/0!"},{"$error":"#DIV/0!"},{"$error":"#DIV/0!"},{"$error":"#DIV/0!"},"暖房時エネルギー消費電力比","εw"]
[null,null,"暖房能力",{"$f":"($Z$47-0.65*$Z$47)/14*(D$366-7)+$Z$47","v":0},0,0,0,0,0,0,0,0,0,0,0,0,0,0,0,0,0,0,0,0,0,0,0,0,0,0,0,0,0,0,0,0,0,0,0,0,0,0,0,0,0,"暖房能力","Φw"]
[null,null,"着霜時暖房能力",{"$f":"($Z$51-0.65*$Z$47)/9*(D$366-2)+$Z$51","v":0},{"$f":"($Z$51-0.65*$Z$47)/9*(E$366-2)+$Z$51","v":0},0,0,0,0,0,0,0,0,0,null,null,null,null,null,null,null,null,null,null,null,null,null,null,null,null,null,null,null,null,null,null,null,null,null,null,null,null,null,null,null,"着霜時暖房能力","Φwf"]
[null,null,"暖房エネルギー消費量",{"$f":"($Z$48-0.93*$Z$48)/14*(D$366-7)+$Z$48","v":0},0,0,0,0,0,0,0,0,0,0,0,0,0,0,0,0,0,0,0,0,0,0,0,0,0,0,0,0,0,0,0,0,0,0,0,0,0,0,0,0,0,"暖房エネルギー消費量","Pw"]
[null,null,"暖房ガス消費量",{"$f":"($Z$52-0.93*$Z$48)/9*(D$366-2)+$Z$52","v":0},{"$f":"($Z$52-0.93*$Z$48)/9*(E$366-2)+$Z$52","v":0},0,0,0,0,0,0,0,0,0,null,null,null,null,null,null,null,null,null,null,null,null,null,null,null,null,null,null,null,null,null,null,null,null,null,null,null,null,null,null,null,"暖房ガス消費量","Pwf"]
[null,null,"暖房COP",{"$f":"D577/(D579+$Z$49*$I$46*D$380)","v":{"$error":"#DIV/0!"}},{"$f":"E577/(E579+$Z$49*$I$46*E$380)","v":{"$error":"#DIV/0!"}},{"$error":"#DIV/0!"},{"$error":"#DIV/0!"},{"$error":"#DIV/0!"},{"$error":"#DIV/0!"},{"$error":"#DIV/0!"},{"$error":"#DIV/0!"},{"$error":"#DIV/0!"},{"$error":"#DIV/0!"},{"$error":"#DIV/0!"},{"$f":"O576/(O578+$Z$49*$I$46*O$380)","v":{"$error":"#DIV/0!"}},{"$f":"P576/(P578+$Z$49*$I$46*P$380)","v":{"$error":"#DIV/0!"}},{"$error":"#DIV/0!"},{"$error":"#DIV/0!"},{"$error":"#DIV/0!"},{"$error":"#DIV/0!"},{"$error":"#DIV/0!"},{"$error":"#DIV/0!"},{"$error":"#DIV/0!"},{"$error":"#DIV/0!"},{"$error":"#DIV/0!"},{"$error":"#DIV/0!"},{"$error":"#DIV/0!"},{"$error":"#DIV/0!"},{"$error":"#DIV/0!"},{"$error":"#DIV/0!"},{"$error":"#DIV/0!"},{"$error":"#DIV/0!"},{"$error":"#DIV/0!"},{"$error":"#DIV/0!"},{"$error":"#DIV/0!"},{"$error":"#DIV/0!"},{"$error":"#DIV/0!"},{"$error":"#DIV/0!"},{"$error":"#DIV/0!"},{"$error":"#DIV/0!"},{"$error":"#DIV/0!"},{"$error":"#DIV/0!"},{"$error":"#DIV/0!"},{"$error":"#DIV/0!"},{"$error":"#DIV/0!"},"暖房COP","σw"]
[null,null,"暖房COP比",{"$f":"D580/$Z$50","v":{"$error":"#DIV/0!"}},{"$f":"E580/$Z$50","v":{"$error":"#DIV/0!"}},{"$error":"#DIV/0!"},{"$error":"#DIV/0!"},{"$error":"#DIV/0!"},{"$error":"#DIV/0!"},{"$error":"#DIV/0!"},{"$error":"#DIV/0!"},{"$error":"#DIV/0!"},{"$error":"#DIV/0!"},{"$error":"#DIV/0!"},{"$error":"#DIV/0!"},{"$error":"#DIV/0!"},{"$error":"#DIV/0!"},{"$error":"#DIV/0!"},{"$error":"#DIV/0!"},{"$error":"#DIV/0!"},{"$error":"#DIV/0!"},{"$error":"#DIV/0!"},{"$error":"#DIV/0!"},{"$error":"#DIV/0!"},{"$error":"#DIV/0!"},{"$error":"#DIV/0!"},{"$error":"#DIV/0!"},{"$error":"#DIV/0!"},{"$error":"#DIV/0!"},{"$error":"#DIV/0!"},{"$error":"#DIV/0!"},{"$error":"#DIV/0!"},{"$error":"#DIV/0!"},{"$error":"#DIV/0!"},{"$error":"#DIV/0!"},{"$error":"#DIV/0!"},{"$error":"#DIV/0!"},{"$error":"#DIV/0!"},{"$error":"#DIV/0!"},{"$error":"#DIV/0!"},{"$error":"#DIV/0!"},{"$error":"#DIV/0!"},{"$error":"#DIV/0!"},{"$error":"#DIV/0!"},{"$error":"#DIV/0!"},"暖房COP比","βw"]
[null,null,"∑",{"$f":"D$379*D575*D$382","v":{"$error":"#DIV/0!"}},{"$f":"E$379*E575*E$382","v":{"$error":"#DIV/0!"}},{"$error":"#DIV/0!"},{"$error":"#DIV/0!"},{"$error":"#DIV/0!"},{"$error":"#DIV/0!"},{"$error":"#DIV/0!"},{"$error":"#DIV/0!"},{"$error":"#DIV/0!"},{"$error":"#DIV/0!"},{"$error":"#DIV/0!"},{"$f":"O$379*O575*O$382","v":{"$error":"#DIV/0!"}},{"$error":"#DIV/0!"},{"$error":"#DIV/0!"},{"$error":"#DIV/0!"},{"$error":"#DIV/0!"},{"$error":"#DIV/0!"},{"$error":"#DIV/0!"},{"$error":"#DIV/0!"},{"$error":"#DIV/0!"},{"$error":"#DIV/0!"},{"$error":"#DIV/0!"},{"$error":"#DIV/0!"},{"$error":"#DIV/0!"},{"$error":"#DIV/0!"},{"$error":"#DIV/0!"},{"$error":"#DIV/0!"},{"$error":"#DIV/0!"},{"$error":"#DIV/0!"},{"$error":"#DIV/0!"},{"$error":"#DIV/0!"},{"$error":"#DIV/0!"},{"$error":"#DIV/0!"},{"$error":"#DIV/0!"},{"$error":"#DIV/0!"},{"$error":"#DIV/0!"},{"$error":"#DIV/0!"},{"$error":"#DIV/0!"},{"$error":"#DIV/0!"},{"$error":"#DIV/0!"},{"$error":"#DIV/0!"},{"$error":"#DIV/0!"},"∑"]
[null,null,"Φwd/σww",{"$f":"$AB$26/$Z$53","v":{"$error":"#VALUE!"}},{"$error":"#VALUE!"},{"$error":"#VALUE!"},{"$error":"#VALUE!"},{"$error":"#VALUE!"},{"$error":"#VALUE!"},{"$error":"#VALUE!"},{"$error":"#VALUE!"},{"$error":"#VALUE!"},{"$error":"#VALUE!"},{"$error":"#VALUE!"},{"$f":"$AB$26/$Z$50","v":{"$error":"#VALUE!"}},{"$error":"#VALUE!"},{"$error":"#VALUE!"},{"$error":"#VALUE!"},{"$error":"#VALUE!"},{"$error":"#VALUE!"},{"$error":"#VALUE!"},{"$error":"#VALUE!"},{"$error":"#VALUE!"},{"$error":"#VALUE!"},{"$error":"#VALUE!"},{"$error":"#VALUE!"},{"$error":"#VALUE!"},{"$error":"#VALUE!"},{"$error":"#VALUE!"},{"$error":"#VALUE!"},{"$error":"#VALUE!"},{"$error":"#VALUE!"},{"$error":"#VALUE!"},{"$error":"#VALUE!"},{"$error":"#VALUE!"},{"$error":"#VALUE!"},{"$error":"#VALUE!"},{"$error":"#VALUE!"},{"$error":"#VALUE!"},{"$error":"#VALUE!"},{"$error":"#VALUE!"},{"$error":"#VALUE!"},{"$error":"#VALUE!"},{"$error":"#VALUE!"},{"$error":"#VALUE!"}]
[null,null,"エネルギー使用量",{"$f":"D583*D582","v":{"$error":"#VALUE!"}},{"$f":"E583*E582","v":{"$error":"#VALUE!"}},{"$f":"F583*F582","v":{"$error":"#VALUE!"}},{"$f":"G583*G582","v":{"$error":"#VALUE!"}},{"$f":"H583*H582","v":{"$error":"#VALUE!"}},{"$error":"#VALUE!"},{"$error":"#VALUE!"},{"$error":"#VALUE!"},{"$error":"#VALUE!"},{"$error":"#VALUE!"},{"$f":"N583*N582","v":{"$error":"#VALUE!"}},{"$f":"O583*O582","v":{"$error":"#VALUE!"}},{"$error":"#VALUE!"},{"$error":"#VALUE!"},{"$error":"#VALUE!"},{"$error":"#VALUE!"},{"$f":"T583*T582","v":{"$error":"#VALUE!"}},{"$f":"U583*U582","v":{"$error":"#VALUE!"}},{"$error":"#VALUE!"},{"$error":"#VALUE!"},{"$error":"#VALUE!"},{"$error":"#VALUE!"},{"$error":"#VALUE!"},{"$error":"#VALUE!"},{"$error":"#VALUE!"},{"$error":"#VALUE!"},{"$error":"#VALUE!"},{"$error":"#VALUE!"},{"$error":"#VALUE!"},{"$error":"#VALUE!"},{"$error":"#VALUE!"},{"$error":"#VALUE!"},{"$error":"#VALUE!"},{"$error":"#VALUE!"},{"$error":"#VALUE!"},{"$error":"#VALUE!"},{"$error":"#VALUE!"},{"$error":"#VALUE!"},{"$error":"#VALUE!"},{"$error":"#VALUE!"},{"$error":"#VALUE!"},{"$f":"AS583*AS582","v":{"$error":"#VALUE!"}},{"$f":"SUM(D584:AS584)","v":{"$error":"#VALUE!"}}]

{"sheet":"管理","index":5,"n_rows":43,"n_cols":10,"rows_kept":43,"cut":false,"hidden":true,"merged":[]}
[]
[null,"管理番号","起票日","起票者","区分","状態","内容","担当者","対応日","対応内容"]
[null,0,"2023-02-01","●●●","バグ／課題／要望","発生／完了／対応なし","発生状況等","■■■","2023-02-05"]
[null,1,"2025-01-23","hayakawa","Ver.1.2","完了","バージョン変更","hayakawa","2025-01-23","内容変更"]
[null,2]
[null,3]
[null,4]
[null,5]
[null,6]
[null,7]
[null,8]
[null,9]
[null,10]
[null,11]
[null,12]
[null,13]
[null,14]
[null,15]
[null,16]
[null,17]
[null,18]
[null,19]
[null,20]
[null,21]
[null,22]
[null,23]
[null,24]
[null,25]
[null,26]
[null,27]
[null,28]
[null,29]
[null,30]
[null,31]
[null,32]
[null,33]
[null,34]
[null,35]
[null,36]
[null,37]
[null,38]
[null,39]
[null,40]

{"sheet":"γ一覧表","index":6,"n_rows":104,"n_cols":10,"rows_kept":104,"cut":false,"hidden":true,"merged":[[1,7,1,9],[1,1,1,5]]}
[]
[null,"都道府県",null,null,null,null,null,"個別対応用"]
[null,null,"都道府県名","県庁所在都市名","γ","シート名",null,null,"γ","シート名"]
[null,1,"北海道","札幌",2,"寒冷地(γ既定値)",null,1,0,"温暖地(γ個別入力)"]
[null,2,"青森","青森",1.5,"寒冷地(γ既定値)",null,2,0.1,"温暖地(γ個別入力)"]
[null,3,"岩手","盛岡",1.5,"寒冷地(γ既定値)",null,3,0.2,"温暖地(γ個別入力)"]
[null,4,"宮城","仙台",1,"温暖地(γ既定値)",null,4,0.3,"温暖地(γ個別入力)"]
[null,5,"秋田","秋田",1.5,"寒冷地(γ既定値)",null,5,0.4,"温暖地(γ個別入力)"]
[null,6,"山形","山形",1,"温暖地(γ既定値)",null,6,0.5,"温暖地(γ個別入力)"]
[null,7,"福島","福島",1,"温暖地(γ既定値)",null,7,0.6,"温暖地(γ個別入力)"]
[null,8,"茨城","水戸",0.8,"温暖地(γ既定値)",null,8,0.7,"温暖地(γ個別入力)"]
[null,9,"栃木","宇都宮",1,"温暖地(γ既定値)",null,9,0.8,"温暖地(γ個別入力)"]
[null,10,"群馬","前橋",0.6,"温暖地(γ既定値)",null,10,0.9,"温暖地(γ個別入力)"]
[null,11,"埼玉","さいたま",0.6,"温暖地(γ既定値)",null,11,1,"温暖地(γ個別入力)"]
[null,12,"千葉","千葉",0.6,"温暖地(γ既定値)",null,12,1.1000000000000001,"寒冷地(γ個別入力)"]
[null,13,"東京","東京",0.6,"温暖地(γ既定値)",null,13,1.2,"寒冷地(γ個別入力)"]
[null,14,"神奈川","横浜",0.6,"温暖地(γ既定値)",null,14,1.3,"寒冷地(γ個別入力)"]
[null,15,"新潟","新潟",1,"温暖地(γ既定値)",null,15,1.4,"寒冷地(γ個別入力)"]
[null,16,"富山","富山",0.8,"温暖地(γ既定値)",null,16,1.5,"寒冷地(γ個別入力)"]
[null,17,"石川","金沢",0.6,"温暖地(γ既定値)",null,17,1.6,"寒冷地(γ個別入力)"]
[null,18,"福井","福井",0.6,"温暖地(γ既定値)",null,18,1.7,"寒冷地(γ個別入力)"]
[null,19,"山梨","甲府",0.6,"温暖地(γ既定値)",null,19,1.8,"寒冷地(γ個別入力)"]
[null,20,"長野","長野",1,"温暖地(γ既定値)",null,20,1.9,"寒冷地(γ個別入力)"]
[null,21,"岐阜","岐阜",0.6,"温暖地(γ既定値)",null,21,2,"寒冷地(γ個別入力)"]
[null,22,"静岡","静岡",0.6,"温暖地(γ既定値)",null,22,2.1,"寒冷地(γ個別入力)"]
[null,23,"愛知","名古屋",0.6,"温暖地(γ既定値)",null,23,2.2000000000000002,"寒冷地(γ個別入力)"]
[null,24,"三重","津",0.6,"温暖地(γ既定値)",null,24,2.2999999999999998,"寒冷地(γ個別入力)"]
[null,25,"滋賀","大津",0.8,"温暖地(γ既定値)",null,25,2.4,"寒冷地(γ個別入力)"]
[null,26,"京都","京都",0.6,"温暖地(γ既定値)",null,26,2.5,"寒冷地(γ個別入力)"]
[null,27,"大阪","大阪",0.6,"温暖地(γ既定値)",null,27,2.6,"寒冷地(γ個別入力)"]
[null,28,"兵庫","神戸",0.6,"温暖地(γ既定値)",null,28,2.7,"寒冷地(γ個別入力)"]
[null,29,"奈良","奈良",0.6,"温暖地(γ既定値)",null,29,2.8,"寒冷地(γ個別入力)"]
[null,30,"和歌山","和歌山",0.6,"温暖地(γ既定値)",null,30,2.9,"寒冷地(γ個別入力)"]
[null,31,"鳥取","鳥取",0.6,"温暖地(γ既定値)",null,31,3,"寒冷地(γ個別入力)"]
[null,32,"島根","松江",0.6,"温暖地(γ既定値)",null,32,3.1,"寒冷地(γ個別入力)"]
[null,33,"岡山","岡山",0.6,"温暖地(γ既定値)",null,33,3.2,"寒冷地(γ個別入力)"]
[null,34,"広島","広島",0.6,"温暖地(γ既定値)",null,34,3.3,"寒冷地(γ個別入力)"]
[null,35,"山口","山口",0.6,"温暖地(γ既定値)",null,35,3.4,"寒冷地(γ個別入力)"]
[null,36,"徳島","徳島",0.6,"温暖地(γ既定値)",null,36,3.5,"寒冷地(γ個別入力)"]
[null,37,"香川","高松",0.6,"温暖地(γ既定値)",null,37,3.6,"寒冷地(γ個別入力)"]
[null,38,"愛媛","松山",0.6,"温暖地(γ既定値)",null,38,3.7,"寒冷地(γ個別入力)"]
[null,39,"高知","高知",0.6,"温暖地(γ既定値)",null,39,3.8,"寒冷地(γ個別入力)"]
[null,40,"福岡","福岡",0.6,"温暖地(γ既定値)",null,40,3.9,"寒冷地(γ個別入力)"]
[null,41,"佐賀","佐賀",0.6,"温暖地(γ既定値)",null,41,4,"寒冷地(γ個別入力)"]
[null,42,"長崎","長崎",0.6,"温暖地(γ既定値)",null,42,4.0999999999999996,"寒冷地(γ個別入力)"]
[null,43,"熊本","熊本",0.6,"温暖地(γ既定値)",null,43,4.2,"寒冷地(γ個別入力)"]
[null,44,"大分","大分",0.6,"温暖地(γ既定値)",null,44,4.3,"寒冷地(γ個別入力)"]
[null,45,"宮崎","宮崎",0.4,"温暖地(γ既定値)",null,45,4.4000000000000004,"寒冷地(γ個別入力)"]
[null,46,"鹿児島","鹿児島",0.4,"温暖地(γ既定値)",null,46,4.5,"寒冷地(γ個別入力)"]
[null,47,"沖縄","那覇",0,"温暖地(γ既定値)",null,47,4.5999999999999996,"寒冷地(γ個別入力)"]
[null,null,null,null,null,null,null,48,4.7,"寒冷地(γ個別入力)"]
[null,null,null,null,null,null,null,49,4.8,"寒冷地(γ個別入力)"]
[null,null,null,null,null,null,null,50,4.9000000000000004,"寒冷地(γ個別入力)"]
[null,null,null,null,null,null,null,51,5,"寒冷地(γ個別入力)"]
[null,null,null,null,null,null,null,52,5.0999999999999996,"寒冷地(γ個別入力)"]
[null,null,null,null,null,null,null,53,5.2,"寒冷地(γ個別入力)"]
[null,null,null,null,null,null,null,54,5.3,"寒冷地(γ個別入力)"]
[null,null,null,null,null,null,null,55,5.4,"寒冷地(γ個別入力)"]
[null,null,null,null,null,null,null,56,5.5,"寒冷地(γ個別入力)"]
[null,null,null,null,null,null,null,57,5.6,"寒冷地(γ個別入力)"]
[null,null,null,null,null,null,null,58,5.7,"寒冷地(γ個別入力)"]
[null,null,null,null,null,null,null,59,5.8,"寒冷地(γ個別入力)"]
[null,null,null,null,null,null,null,60,5.9,"寒冷地(γ個別入力)"]
[null,null,null,null,null,null,null,61,6,"寒冷地(γ個別入力)"]
[null,null,null,null,null,null,null,62,6.1,"寒冷地(γ個別入力)"]
[null,null,null,null,null,null,null,63,6.2,"寒冷地(γ個別入力)"]
[null,null,null,null,null,null,null,64,6.3,"寒冷地(γ個別入力)"]
[null,null,null,null,null,null,null,65,6.4,"寒冷地(γ個別入力)"]
[null,null,null,null,null,null,null,66,6.5,"寒冷地(γ個別入力)"]
[null,null,null,null,null,null,null,67,6.6,"寒冷地(γ個別入力)"]
[null,null,null,null,null,null,null,68,6.7,"寒冷地(γ個別入力)"]
[null,null,null,null,null,null,null,69,6.8000000000000096,"寒冷地(γ個別入力)"]
[null,null,null,null,null,null,null,70,6.9000000000000101,"寒冷地(γ個別入力)"]
[null,null,null,null,null,null,null,71,7.0000000000000098,"寒冷地(γ個別入力)"]
[null,null,null,null,null,null,null,72,7.1000000000000103,"寒冷地(γ個別入力)"]
[null,null,null,null,null,null,null,73,7.2000000000000099,"寒冷地(γ個別入力)"]
[null,null,null,null,null,null,null,74,7.3000000000000096,"寒冷地(γ個別入力)"]
[null,null,null,null,null,null,null,75,7.4000000000000101,"寒冷地(γ個別入力)"]
[null,null,null,null,null,null,null,76,7.5000000000000098,"寒冷地(γ個別入力)"]
[null,null,null,null,null,null,null,77,7.6000000000000103,"寒冷地(γ個別入力)"]
[null,null,null,null,null,null,null,78,7.7000000000000099,"寒冷地(γ個別入力)"]
[null,null,null,null,null,null,null,79,7.8000000000000096,"寒冷地(γ個別入力)"]
[null,null,null,null,null,null,null,80,7.9000000000000101,"寒冷地(γ個別入力)"]
[null,null,null,null,null,null,null,81,8.0000000000000107,"寒冷地(γ個別入力)"]
[null,null,null,null,null,null,null,82,8.1000000000000103,"寒冷地(γ個別入力)"]
[null,null,null,null,null,null,null,83,8.2000000000000099,"寒冷地(γ個別入力)"]
[null,null,null,null,null,null,null,84,8.3000000000000096,"寒冷地(γ個別入力)"]
[null,null,null,null,null,null,null,85,8.4000000000000092,"寒冷地(γ個別入力)"]
[null,null,null,null,null,null,null,86,8.5000000000000195,"寒冷地(γ個別入力)"]
[null,null,null,null,null,null,null,87,8.6000000000000192,"寒冷地(γ個別入力)"]
[null,null,null,null,null,null,null,88,8.7000000000000206,"寒冷地(γ個別入力)"]
[null,null,null,null,null,null,null,89,8.8000000000000203,"寒冷地(γ個別入力)"]
[null,null,null,null,null,null,null,90,8.9000000000000199,"寒冷地(γ個別入力)"]
[null,null,null,null,null,null,null,91,9.0000000000000195,"寒冷地(γ個別入力)"]
[null,null,null,null,null,null,null,92,9.1000000000000192,"寒冷地(γ個別入力)"]
[null,null,null,null,null,null,null,93,9.2000000000000206,"寒冷地(γ個別入力)"]
[null,null,null,null,null,null,null,94,9.3000000000000203,"寒冷地(γ個別入力)"]
[null,null,null,null,null,null,null,95,9.4000000000000199,"寒冷地(γ個別入力)"]
[null,null,null,null,null,null,null,96,9.5000000000000195,"寒冷地(γ個別入力)"]
[null,null,null,null,null,null,null,97,9.6000000000000192,"寒冷地(γ個別入力)"]
[null,null,null,null,null,null,null,98,9.7000000000000206,"寒冷地(γ個別入力)"]
[null,null,null,null,null,null,null,99,9.8000000000000203,"寒冷地(γ個別入力)"]
[null,null,null,null,null,null,null,100,9.9000000000000199,"寒冷地(γ個別入力)"]
[null,null,null,null,null,null,null,101,10,"寒冷地(γ個別入力)"]

{"sheet":"札幌","index":7,"n_rows":16,"n_cols":25,"rows_kept":16,"cut":false,"hidden":true,"merged":[]}
["気象データ"]
[{"$f":"RIGHT(CELL(\"filename\",A2),LEN(CELL(\"filename\",A2))-FIND(\"]\",CELL(\"filename\",A2)))","v":"札幌"},{"$f":"VLOOKUP(A2,γ一覧表!$D$4:$E$50,2,FALSE)","v":2},"暖・冷房負荷比(γ)"]
["時刻別平均気温"]
["時刻",0,1,2,3,4,5,6,7,8,9,10,11,12,13,14,15,16,17,18,19,20,21,22,23]
["4月",5.5,5.3,5.0999999999999996,4.8,4.5999999999999996,4.5,4.8,5.7,7,8.1,9,9.6999999999999993,10.1,10.3,10.199999999999999,9.9,9.4,8.6999999999999993,8,7.4,7,6.7,6.3,6]
["5月",10.9,10.7,10.4,10.199999999999999,10,10,10.7,11.8,13,14.1,15.1,15.8,16.2,16.3,16.100000000000001,15.8,15.2,14.6,13.8,13,12.5,12.1,11.8,11.4]
["6月",15.1,14.8,14.6,14.3,14.2,14.3,14.9,15.9,17.100000000000001,18.2,19.100000000000001,19.8,20.2,20.3,20.2,19.7,19.2,18.5,17.8,17.100000000000001,16.5,16.100000000000001,15.8,15.5]
["7月",19.399999999999999,19.2,19,18.8,18.600000000000001,18.7,19.2,20.100000000000001,21.1,22.1,23,23.6,24.1,24.2,24.1,23.8,23.2,22.6,21.9,21.2,20.7,20.399999999999999,20.100000000000001,19.8]
["8月",20.8,20.6,20.399999999999999,20.2,20,19.899999999999999,20.2,21.1,22.2,23.2,24.1,24.7,25.1,25.3,25.2,24.8,24.3,23.7,23,22.4,22,21.6,21.3,21]
["9月",17.100000000000001,16.8,16.5,16.3,16.100000000000001,15.9,16,17,18.399999999999999,19.7,20.6,21.2,21.5,21.7,21.6,21.3,20.7,20,19.3,18.7,18.3,17.899999999999999,17.5,17.2]
["10月",10.7,10.5,10.199999999999999,10,9.8000000000000007,9.6999999999999993,9.6,10.199999999999999,11.6,13,14,14.7,15.1,15.2,15.1,14.7,14.1,13.3,12.6,12.1,11.7,11.4,11,10.8]
["11月",4.4000000000000004,4.3,4.2,4,3.9,3.8,3.8,3.9,4.5999999999999996,5.7,6.4,7,7.3,7.4,7.2,6.8,6.4,5.8,5.5,5.2,4.9000000000000004,4.7,4.5,4.3]
["12月",-1.5,-1.7,-1.7,-1.8,-1.9,-2,-2,-2,-1.7,-0.9,-0.2,0.3,0.6,0.7,0.6,0.3,-0.1,-0.4,-0.7,-0.9,-1.1000000000000001,-1.2,-1.4,-1.5]
["1月",-4,-4.2,-4.3,-4.4000000000000004,-4.5,-4.5999999999999996,-4.5999999999999996,-4.7,-4.4000000000000004,-3.5,-2.8,-2.1,-1.8,-1.6,-1.7,-1.9,-2.2000000000000002,-2.6,-2.9,-3.1,-3.4,-3.6,-3.7,-3.9]
["2月",-3.5,-3.7,-3.9,-4.0999999999999996,-4.3,-4.4000000000000004,-4.5,-4.5,-3.8,-2.7,-1.9,-1.3,-1,-0.8,-0.8,-0.9,-1.3,-1.8,-2.1,-2.4,-2.6,-2.8,-3,-3.2]
["3月",0.1,-0.1,-0.3,-0.4,-0.6,-0.7,-0.8,-0.3,0.7,1.7,2.5,3,3.3,3.4,3.4,3.1,2.8,2.2999999999999998,1.8,1.5,1.2,1,0.7,0.5]

{"sheet":"青森","index":8,"n_rows":16,"n_cols":25,"rows_kept":16,"cut":false,"hidden":true,"merged":[]}
["気象データ"]
[{"$f":"RIGHT(CELL(\"filename\",A2),LEN(CELL(\"filename\",A2))-FIND(\"]\",CELL(\"filename\",A2)))","v":"青森"},{"$f":"VLOOKUP(A2,γ一覧表!$D$4:$E$50,2,FALSE)","v":1.5},"暖・冷房負荷比(γ)"]
["時刻別平均気温"]
["時刻",0,1,2,3,4,5,6,7,8,9,10,11,12,13,14,15,16,17,18,19,20,21,22,23]
["4月",6.4,6.1,5.9,5.6,5.4,5.3,5.7,7.2,8.6,9.6999999999999993,10.6,11.2,11.7,11.9,11.9,11.6,11.2,10.4,9.6,8.9,8.3000000000000007,7.8,7.3,6.9]
["5月",11.5,11.2,10.9,10.7,10.5,10.5,11.4,12.7,13.9,14.9,15.7,16.3,16.7,16.899999999999999,16.899999999999999,16.7,16.3,15.6,14.8,14,13.4,12.9,12.4,12]
["6月",15.7,15.4,15.1,14.9,14.7,14.9,15.6,16.600000000000001,17.5,18.399999999999999,19.2,19.7,20.100000000000001,20.3,20.3,20.2,19.899999999999999,19.3,18.600000000000001,17.899999999999999,17.399999999999999,16.899999999999999,16.5,16.2]
["7月",20.100000000000001,19.899999999999999,19.7,19.5,19.399999999999999,19.399999999999999,19.899999999999999,20.8,21.7,22.6,23.3,23.9,24.3,24.4,24.3,24.2,23.9,23.4,22.8,22.1,21.6,21.2,20.8,20.5]
["8月",21.9,21.6,21.4,21.2,21,20.9,21.3,22.4,23.5,24.4,25.1,25.7,26.1,26.4,26.3,26.1,25.7,25.1,24.4,23.7,23.2,22.8,22.5,22.1]
["9月",17.899999999999999,17.7,17.399999999999999,17.2,17,16.8,16.899999999999999,18.100000000000001,19.899999999999999,21.2,22.1,22.7,23.1,23.3,23.3,23,22.4,21.7,20.8,20.100000000000001,19.5,19,18.5,18.100000000000001]
["10月",11.6,11.4,11.1,11,10.8,10.7,10.6,11.4,13.3,14.9,15.9,16.5,16.899999999999999,17.100000000000001,17,16.7,16,15.1,14.2,13.4,12.9,12.5,12.1,11.7]
["11月",6.1,5.9,5.8,5.6,5.5,5.4,5.4,5.6,6.6,7.9,8.9,9.4,9.6999999999999993,9.9,9.6999999999999993,9.4,8.8000000000000007,8.1,7.5,7,6.7,6.5,6.2,6.1]
["12月",0.6,0.5,0.5,0.4,0.3,0.3,0.3,0.3,0.7,1.4,2.2000000000000002,2.7,3,3,2.9,2.7,2.2999999999999998,1.8,1.5,1.3,1.1000000000000001,0.9,0.8,0.7]
["1月",-1.6,-1.7,-1.8,-1.9,-2,-2,-2.1,-2,-1.7,-1.1000000000000001,-0.4,0.1,0.4,0.5,0.5,0.3,-0.1,-0.5,-0.8,-1,-1.2,-1.4,-1.5,-1.6]
["2月",-1.4,-1.5,-1.6,-1.7,-1.7,-1.8,-1.8,-1.8,-1.1000000000000001,-0.2,0.5,1.1000000000000001,1.4,1.5,1.5,1.3,0.9,0.4,0,-0.3,-0.6,-0.8,-1,-1.2]
["3月",1.5,1.3,1.1000000000000001,0.9,0.8,0.7,0.7,1.3,2.6,3.7,4.4000000000000004,4.9000000000000004,5.3,5.5,5.5,5.3,4.9000000000000004,4.3,3.6,3.1,2.7,2.4,2.1,1.8]

{"sheet":"盛岡","index":9,"n_rows":16,"n_cols":25,"rows_kept":16,"cut":false,"hidden":true,"merged":[]}
["気象データ"]
[{"$f":"RIGHT(CELL(\"filename\",A2),LEN(CELL(\"filename\",A2))-FIND(\"]\",CELL(\"filename\",A2)))","v":"盛岡"},{"$f":"VLOOKUP(A2,γ一覧表!$D$4:$E$50,2,FALSE)","v":1.5},"暖・冷房負荷比(γ)"]
["時刻別平均気温"]
["時刻",0,1,2,3,4,5,6,7,8,9,10,11,12,13,14,15,16,17,18,19,20,21,22,23]
["4月",6.1,5.6,5.3,4.9000000000000004,4.7,4.4000000000000004,4.7,6.1,7.6,9.1999999999999993,10.5,11.6,12.4,12.8,13,12.9,12.5,11.7,10.7,9.6999999999999993,8.8000000000000007,8,7.3,6.8]
["5月",11.8,11.4,11,10.6,10.3,10.199999999999999,11,12.3,13.7,15.1,16.3,17.5,18.3,18.8,19,18.899999999999999,18.5,17.8,16.8,15.7,14.7,13.8,13.1,12.5]
["6月",16.3,15.9,15.5,15.2,15,15,15.8,16.899999999999999,18.100000000000001,19.3,20.399999999999999,21.4,22.2,22.6,22.9,22.9,22.5,21.8,20.9,19.899999999999999,19,18.2,17.5,16.899999999999999]
["7月",20.5,20.2,19.899999999999999,19.7,19.5,19.399999999999999,19.899999999999999,20.8,21.8,22.9,23.9,24.7,25.4,25.9,26,26,25.7,25.1,24.2,23.3,22.5,21.9,21.4,20.9]
["8月",21.6,21.3,21.1,20.8,20.7,20.5,20.8,21.7,22.8,24,25.1,26,26.7,27.1,27.2,27.1,26.7,26.1,25.1,24,23.3,22.8,22.2,21.9]
["9月",17.3,17,16.8,16.600000000000001,16.3,16.2,16.2,17.100000000000001,18.399999999999999,19.8,21,22,22.7,23.1,23.2,23,22.5,21.6,20.399999999999999,19.5,18.8,18.3,17.8,17.5]
["10月",10.7,10.4,10.199999999999999,9.9,9.6999999999999993,9.5,9.3000000000000007,9.9,11.4,13,14.5,15.6,16.399999999999999,16.8,16.899999999999999,16.7,16,14.7,13.6,12.8,12.2,11.7,11.2,10.8]
["11月",4.9000000000000004,4.5999999999999996,4.4000000000000004,4.2,4,3.9,3.7,3.8,4.9000000000000004,6.3,7.6,8.6,9.4,9.6999999999999993,9.8000000000000007,9.6,8.8000000000000007,7.8,7,6.5,5.9,5.6,5.2,4.9000000000000004]
["12月",0,-0.2,-0.4,-0.5,-0.7,-0.8,-0.9,-1,-0.5,0.6,1.6,2.4,3,3.3,3.3,3.1,2.4,1.7,1.3,0.9,0.6,0.4,0.2,0]
["1月",-2.8,-3,-3.2,-3.3,-3.5,-3.6,-3.8,-3.8,-3.3,-2.1,-1,-0.1,0.5,0.8,0.9,0.7,0.2,-0.5,-1,-1.3,-1.7,-2,-2.2999999999999998,-2.6]
["2月",-2.2000000000000002,-2.4,-2.6,-2.9,-3.1,-3.3,-3.5,-3.4,-2.5,-1.1000000000000001,0,0.9,1.6,2,2,2,1.5,0.8,0.2,-0.3,-0.7,-1.1000000000000001,-1.4,-1.7]
["3月",1,0.6,0.4,0.1,-0.1,-0.3,-0.4,0.2,1.5,2.9,4.0999999999999996,5,5.7,6.1,6.3,6.1,5.7,4.9000000000000004,4.0999999999999996,3.4,2.8,2.2000000000000002,1.8,1.4]

{"sheet":"仙台","index":10,"n_rows":16,"n_cols":25,"rows_kept":16,"cut":false,"hidden":true,"merged":[]}
["気象データ"]
[{"$f":"RIGHT(CELL(\"filename\",A2),LEN(CELL(\"filename\",A2))-FIND(\"]\",CELL(\"filename\",A2)))","v":"仙台"},{"$f":"VLOOKUP(A2,γ一覧表!$D$4:$E$50,2,FALSE)","v":1},"暖・冷房負荷比(γ)"]
["時刻別平均気温"]
["時刻",0,1,2,3,4,5,6,7,8,9,10,11,12,13,14,15,16,17,18,19,20,21,22,23]
["4月",8.8000000000000007,8.5,8.3000000000000007,8,7.7,7.5,7.8,8.8000000000000007,10.3,11.6,12.7,13.4,13.7,13.9,13.8,13.5,13.1,12.4,11.5,10.9,10.5,10.1,9.6999999999999993,9.4]
["5月",13.8,13.6,13.3,13,12.8,12.7,13.3,14.3,15.7,16.899999999999999,17.8,18.3,18.5,18.600000000000001,18.5,18.2,17.8,17.2,16.399999999999999,15.7,15.2,14.8,14.5,14.2]
["6月",17.600000000000001,17.399999999999999,17.2,17,16.899999999999999,16.899999999999999,17.3,18.100000000000001,19.2,20.100000000000001,20.9,21.3,21.5,21.6,21.5,21.2,20.9,20.399999999999999,19.8,19.2,18.8,18.5,18.2,18]
["7月",21.6,21.4,21.2,21.1,20.9,20.9,21.2,21.9,22.8,23.7,24.4,24.9,25.1,25.3,25.2,24.9,24.5,24.1,23.5,23,22.6,22.3,22.1,21.9]
["8月",23.3,23.1,22.8,22.6,22.5,22.4,22.6,23.2,24.2,25.2,26,26.6,26.9,26.9,26.8,26.6,26.2,25.6,25,24.5,24.2,23.9,23.7,23.4]
["9月",20,19.8,19.5,19.3,19,18.899999999999999,18.899999999999999,19.5,20.7,21.8,22.7,23.3,23.6,23.8,23.7,23.4,23,22.3,21.7,21.4,21,20.7,20.5,20.2]
["10月",14.4,14,13.8,13.5,13.3,13.1,13,13.5,14.8,16.100000000000001,17.3,18.100000000000001,18.600000000000001,18.8,18.7,18.3,17.7,17,16.399999999999999,16,15.6,15.2,14.8,14.5]
["11月",8.6,8.3000000000000007,8.1,7.9,7.7,7.5,7.4,7.6,8.6,10,11.2,12.2,12.7,13,12.9,12.5,11.8,11,10.5,10.1,9.6999999999999993,9.3000000000000007,9,8.6]
["12月",3.4,3.3,3.1,2.9,2.8,2.7,2.5,2.6,3.2,4.4000000000000004,5.4,6.3,6.9,7.1,7.1,6.7,6.1,5.4,5,4.5999999999999996,4.3,4,3.8,3.5]
["1月",0.9,0.7,0.5,0.3,0.2,0.1,0,-0.1,0.6,1.7,2.8,3.7,4.2,4.4000000000000004,4.4000000000000004,4.2,3.6,2.9,2.4,2.1,1.8,1.5,1.3,1.1000000000000001]
["2月",1.2,1,0.8,0.6,0.4,0.3,0.2,0.3,1.2,2.5,3.6,4.5,5,5.3,5.3,5,4.5,3.8,3.2,2.8,2.4,2.1,1.9,1.6]
["3月",4.0999999999999996,3.8,3.6,3.3,3.1,2.9,2.9,3.5,4.7,6,7.2,7.9,8.4,8.6,8.6,8.4,7.9,7.2,6.4,6,5.6,5.2,4.8,4.5]

{"sheet":"秋田","index":11,"n_rows":16,"n_cols":25,"rows_kept":16,"cut":false,"hidden":true,"merged":[]}
["気象データ"]
[{"$f":"RIGHT(CELL(\"filename\",A2),LEN(CELL(\"filename\",A2))-FIND(\"]\",CELL(\"filename\",A2)))","v":"秋田"},{"$f":"VLOOKUP(A2,γ一覧表!$D$4:$E$50,2,FALSE)","v":1.5},"暖・冷房負荷比(γ)"]
["時刻別平均気温"]
["時刻",0,1,2,3,4,5,6,7,8,9,10,11,12,13,14,15,16,17,18,19,20,21,22,23]
["4月",7.8,7.5,7.2,6.9,6.7,6.5,6.7,7.6,9.1,10.5,11.5,12.1,12.4,12.6,12.5,12.3,11.9,11.4,10.7,10.1,9.6999999999999993,9.1999999999999993,8.6999999999999993,8.3000000000000007]
["5月",13.3,12.9,12.6,12.4,12.2,12.1,12.5,13.6,15,16.2,17.100000000000001,17.8,18,18.100000000000001,18,17.8,17.5,17,16.3,15.6,15.2,14.7,14.2,13.8]
["6月",17.7,17.399999999999999,17.2,16.899999999999999,16.7,16.7,17.2,18.2,19.5,20.6,21.4,22,22.3,22.4,22.4,22.2,21.9,21.4,20.8,20.100000000000001,19.5,19.100000000000001,18.600000000000001,18.2]
["7月",22,21.7,21.5,21.3,21.1,21,21.4,22.3,23.3,24.3,25.1,25.6,25.9,26,26,25.9,25.6,25.2,24.6,24,23.5,23.1,22.8,22.4]
["8月",23.5,23.2,22.9,22.7,22.5,22.3,22.5,23.4,24.7,25.9,26.8,27.4,27.8,28,28,27.8,27.4,26.9,26.2,25.6,25.1,24.6,24.1,23.7]
["9月",19.3,19,18.7,18.5,18.3,18.100000000000001,18.100000000000001,18.8,20.100000000000001,21.5,22.7,23.5,24,24.3,24.3,24,23.6,22.9,22.1,21.4,20.8,20.2,19.8,19.399999999999999]
["10月",12.9,12.7,12.4,12.2,12,11.8,11.7,12.1,13.3,14.8,16.100000000000001,17.100000000000001,17.600000000000001,17.899999999999999,17.899999999999999,17.600000000000001,17.100000000000001,16.3,15.6,14.9,14.3,13.7,13.3,13]
["11月",7.4,7.2,7.1,6.9,6.8,6.6,6.5,6.6,7.1,8.1999999999999993,9.3000000000000007,10.1,10.5,10.8,10.8,10.6,10.1,9.5,9,8.5,8.1,7.8,7.6,7.3]
["12月",2.2999999999999998,2.2000000000000002,2.1,2,2,1.9,1.8,1.8,1.9,2.5,3.1,3.6,4,4.2,4.2,4.0999999999999996,3.7,3.4,3.2,2.9,2.7,2.6,2.4,2.2999999999999998]
["1月",-0.1,-0.3,-0.3,-0.4,-0.5,-0.5,-0.6,-0.6,-0.4,0,0.5,1.1000000000000001,1.4,1.6,1.6,1.5,1.2,0.8,0.7,0.5,0.3,0.2,0,-0.1]
["2月",0.1,0,-0.1,-0.2,-0.3,-0.4,-0.5,-0.5,-0.1,0.6,1.4,2,2.4,2.5,2.6,2.5,2.2000000000000002,1.8,1.4,1.1000000000000001,0.9,0.7,0.5,0.3]
["3月",2.8,2.6,2.5,2.2999999999999998,2.1,2.1,2,2.2999999999999998,3.2,4.4000000000000004,5.3,6,6.4,6.6,6.6,6.4,6,5.5,5,4.7,4.2,3.9,3.5,3.2]

{"sheet":"山形","index":12,"n_rows":16,"n_cols":25,"rows_kept":16,"cut":false,"hidden":true,"merged":[]}
["気象データ"]
[{"$f":"RIGHT(CELL(\"filename\",A2),LEN(CELL(\"filename\",A2))-FIND(\"]\",CELL(\"filename\",A2)))","v":"山形"},{"$f":"VLOOKUP(A2,γ一覧表!$D$4:$E$50,2,FALSE)","v":1},"暖・冷房負荷比(γ)"]
["時刻別平均気温"]
["時刻",0,1,2,3,4,5,6,7,8,9,10,11,12,13,14,15,16,17,18,19,20,21,22,23]
["4月",7.6,7.2,6.8,6.4,6.1,5.8,6,7.1,8.6,10.3,11.8,13.1,14.1,14.7,15,14.8,14.3,13.5,12.3,11.2,10.4,9.6,8.9,8.3000000000000007]
["5月",13.5,13,12.6,12.2,11.8,11.7,12.3,13.4,14.8,16.399999999999999,17.899999999999999,19.3,20.3,21,21.2,21.1,20.5,19.600000000000001,18.5,17.3,16.3,15.4,14.7,14.1]
["6月",17.8,17.399999999999999,17,16.7,16.399999999999999,16.399999999999999,17,17.899999999999999,19.2,20.5,21.8,22.9,23.9,24.4,24.6,24.5,24.1,23.3,22.3,21.3,20.399999999999999,19.7,19,18.5]
["7月",21.8,21.5,21.2,21,20.8,20.7,21.1,21.9,23,24.3,25.4,26.4,27.2,27.7,27.8,27.6,27.2,26.5,25.6,24.6,23.9,23.3,22.8,22.3]
["8月",23,22.7,22.4,22.1,21.9,21.7,22,22.8,24,25.4,26.7,27.8,28.5,29,29.2,28.9,28.4,27.6,26.6,25.6,24.9,24.3,23.8,23.3]
["9月",18.7,18.399999999999999,18.2,17.899999999999999,17.600000000000001,17.399999999999999,17.5,18.2,19.3,20.7,22,23.1,23.9,24.4,24.6,24.5,23.9,23,21.9,21.1,20.5,19.899999999999999,19.399999999999999,18.899999999999999]
["10月",12.3,12,11.8,11.5,11.3,11.1,10.9,11.5,12.6,14,15.5,16.7,17.600000000000001,18.2,18.3,18.2,17.399999999999999,16.2,15.3,14.5,13.9,13.3,12.9,12.5]
["11月",6.4,6.2,6,5.8,5.6,5.4,5.3,5.4,6.3,7.5,8.8000000000000007,9.9,10.7,11.3,11.4,11.2,10.4,9.3000000000000007,8.6,8.1,7.6,7.2,6.8,6.5]
["12月",1.5,1.3,1.2,1.1000000000000001,0.9,0.8,0.7,0.7,1.2,2.1,3,3.8,4.4000000000000004,4.7,4.8,4.5999999999999996,4,3.3,2.8,2.5,2.2000000000000002,2,1.8,1.6]
["1月",-1,-1.1000000000000001,-1.3,-1.4,-1.5,-1.7,-1.7,-1.8,-1.4,-0.5,0.4,1.1000000000000001,1.6,2,2,1.8,1.4,0.8,0.3,0,-0.3,-0.5,-0.7,-0.9]
["2月",-0.7,-0.9,-1.2,-1.4,-1.5,-1.7,-1.8,-1.7,-1,0.1,1.2,2.1,2.6,3,3.1,3,2.6,1.9,1.3,0.8,0.4,0.1,-0.1,-0.4]
["3月",2.2999999999999998,2,1.7,1.4,1.2,1,0.9,1.4,2.6,3.9,5.2,6.3,7,7.6,7.8,7.7,7.3,6.5,5.5,4.7,4.0999999999999996,3.6,3.2,2.8]

{"sheet":"福島","index":13,"n_rows":16,"n_cols":25,"rows_kept":16,"cut":false,"hidden":true,"merged":[]}
["気象データ"]
[{"$f":"RIGHT(CELL(\"filename\",A2),LEN(CELL(\"filename\",A2))-FIND(\"]\",CELL(\"filename\",A2)))","v":"福島"},{"$f":"VLOOKUP(A2,γ一覧表!$D$4:$E$50,2,FALSE)","v":1},"暖・冷房負荷比(γ)"]
["時刻別平均気温"]
["時刻",0,1,2,3,4,5,6,7,8,9,10,11,12,13,14,15,16,17,18,19,20,21,22,23]
["4月",9.4,9,8.6,8.1999999999999993,7.9,7.6,7.8,8.6999999999999993,10.3,11.9,13.4,14.6,15.4,16,16.3,16.100000000000001,15.5,14.6,13.4,12.5,11.7,11.1,10.6,10.1]
["5月",14.7,14.3,13.9,13.5,13.2,13,13.5,14.6,16.100000000000001,17.600000000000001,19,20.2,21.1,21.7,21.8,21.6,21,20.2,19.100000000000001,18,17.100000000000001,16.399999999999999,15.9,15.3]
["6月",18.5,18.2,17.899999999999999,17.600000000000001,17.3,17.3,17.7,18.600000000000001,19.7,20.9,22.2,23.2,24,24.5,24.6,24.5,24,23.3,22.3,21.4,20.6,20,19.5,19]
["7月",22.4,22.1,21.9,21.7,21.5,21.4,21.7,22.5,23.5,24.6,25.7,26.6,27.4,27.8,27.9,27.7,27.3,26.6,25.7,24.9,24.1,23.6,23.2,22.8]
["8月",23.7,23.4,23.2,23,22.8,22.6,22.8,23.4,24.5,25.7,26.9,28,28.8,29.2,29.4,29.1,28.6,27.8,26.8,25.9,25.3,24.8,24.3,24]
["9月",20,19.600000000000001,19.399999999999999,19.2,19,18.8,18.7,19.3,20.399999999999999,21.6,22.8,23.8,24.5,25,25.1,24.9,24.4,23.5,22.6,21.8,21.3,20.9,20.5,20.100000000000001]
["10月",14.1,13.8,13.5,13.2,13,12.8,12.6,13,14.1,15.6,16.899999999999999,18.100000000000001,18.899999999999999,19.3,19.5,19.3,18.600000000000001,17.5,16.7,16,15.5,15,14.6,14.2]
["11月",8.1999999999999993,7.9,7.6,7.3,7.1,6.9,6.7,6.8,7.7,9,10.4,11.7,12.6,13.2,13.3,13.1,12.3,11.3,10.6,10.1,9.6,9.1,8.6999999999999993,8.4]
["12月",3.3,3.1,2.9,2.7,2.5,2.4,2.2000000000000002,2.2000000000000002,2.6,3.6,4.8,5.8,6.7,7.1,7.3,7,6.4,5.7,5.0999999999999996,4.7,4.3,4,3.7,3.4]
["1月",0.7,0.5,0.3,0.1,0,-0.1,-0.2,-0.2,0.2,1.2,2.2999999999999998,3.3,4.2,4.5,4.5999999999999996,4.3,3.7,3,2.6,2.2000000000000002,1.8,1.5,1.2,1]
["2月",1.3,1,0.7,0.5,0.4,0.2,0.1,0.1,0.8,2,3.3,4.4000000000000004,5.2,5.7,5.9,5.7,5.0999999999999996,4.3,3.6,3.1,2.7,2.2999999999999998,2,1.7]
["3月",4.2,3.8,3.5,3.2,3,2.8,2.7,3.1,4.4000000000000004,5.8,7.2,8.4,9.1999999999999993,9.8000000000000007,10,9.8000000000000007,9.1999999999999993,8.3000000000000007,7.3,6.6,6.1,5.6,5.0999999999999996,4.7]

{"sheet":"水戸","index":14,"n_rows":16,"n_cols":25,"rows_kept":16,"cut":false,"hidden":true,"merged":[]}
["気象データ"]
[{"$f":"RIGHT(CELL(\"filename\",A2),LEN(CELL(\"filename\",A2))-FIND(\"]\",CELL(\"filename\",A2)))","v":"水戸"},{"$f":"VLOOKUP(A2,γ一覧表!$D$4:$E$50,2,FALSE)","v":0.8},"暖・冷房負荷比(γ)"]
["時刻別平均気温"]
["時刻",0,1,2,3,4,5,6,7,8,9,10,11,12,13,14,15,16,17,18,19,20,21,22,23]
["4月",10,9.5,9.1,8.8000000000000007,8.4,8.1999999999999993,8.4,9.6999999999999993,11.7,13.6,14.9,15.7,16.2,16.399999999999999,16.2,15.9,15.3,14.5,13.7,13,12.5,12,11.3,10.8]
["5月",15,14.6,14.2,13.9,13.7,13.5,14,15.3,17,18.399999999999999,19.399999999999999,20.100000000000001,20.5,20.6,20.5,20.100000000000001,19.5,18.899999999999999,18.100000000000001,17.399999999999999,16.899999999999999,16.5,16.100000000000001,15.6]
["6月",18.7,18.399999999999999,18.2,17.899999999999999,17.7,17.7,18.100000000000001,19.100000000000001,20.3,21.4,22.1,22.7,23,23.1,23,22.7,22.2,21.6,21,20.3,19.899999999999999,19.600000000000001,19.399999999999999,19.100000000000001]
["7月",22.5,22.3,22.1,21.9,21.8,21.7,22.1,23,24.1,25.2,26.1,26.7,27,27.1,27.1,26.7,26.2,25.6,24.9,24.2,23.7,23.3,23.1,22.8]
["8月",24,23.7,23.5,23.3,23.1,22.9,23.2,24.2,25.5,26.7,27.7,28.3,28.7,28.9,28.7,28.3,27.8,27.1,26.2,25.6,25.2,24.9,24.6,24.2]
["9月",20.399999999999999,20.2,19.899999999999999,19.7,19.600000000000001,19.399999999999999,19.399999999999999,20.3,21.7,23.1,24.2,24.8,25.1,25.2,25.1,24.7,24.1,23.4,22.7,22.2,21.9,21.5,21.1,20.6]
["10月",14.7,14.5,14.2,14,13.8,13.6,13.5,14.1,15.6,17.399999999999999,18.8,19.7,20.100000000000001,20.3,20.2,19.8,19.100000000000001,18.2,17.600000000000001,17,16.3,15.7,15.3,14.9]
["11月",8.8000000000000007,8.4,8.1999999999999993,7.9,7.6,7.4,7.2,7.4,8.8000000000000007,11,13.1,14.5,15.2,15.6,15.5,15,14.2,13.2,12.3,11.4,10.6,9.9,9.4,8.9]
["12月",3.4,3,2.7,2.5,2.2999999999999998,2.1,1.9,1.8,2.9,4.9000000000000004,7.3,9,10.1,10.6,10.6,10.199999999999999,9.3000000000000007,8.1999999999999993,7.3,6.2,5.4,4.7,4.0999999999999996,3.6]
["1月",1.1000000000000001,0.7,0.4,0.1,-0.2,-0.4,-0.6,-0.7,0.3,2.4,4.8,6.6,7.6,8.1999999999999993,8.3000000000000007,8,7.2,6.1,5.0999999999999996,4.2,3.3,2.6,2,1.5]
["2月",1.8,1.4,1.1000000000000001,0.7,0.5,0.3,0.1,0.2,1.6,3.8,5.9,7.4,8.1999999999999993,8.6999999999999993,8.8000000000000007,8.5,7.8,6.9,6,5.0999999999999996,4.4000000000000004,3.6,3,2.4]
["3月",5.3,4.8,4.5,4.0999999999999996,3.8,3.6,3.4,4.0999999999999996,5.9,8,9.6999999999999993,10.8,11.4,11.7,11.7,11.4,10.8,10,9.1,8.4,7.8,7.2,6.5,5.9]

{"sheet":"宇都宮","index":15,"n_rows":16,"n_cols":25,"rows_kept":16,"cut":false,"hidden":true,"merged":[]}
["気象データ"]
[{"$f":"RIGHT(CELL(\"filename\",A2),LEN(CELL(\"filename\",A2))-FIND(\"]\",CELL(\"filename\",A2)))","v":"宇都宮"},{"$f":"VLOOKUP(A2,γ一覧表!$D$4:$E$50,2,FALSE)","v":1},"暖・冷房負荷比(γ)"]
["時刻別平均気温"]
["時刻",0,1,2,3,4,5,6,7,8,9,10,11,12,13,14,15,16,17,18,19,20,21,22,23]
["4月",10.3,9.9,9.4,9,8.6999999999999993,8.4,8.6,9.9,11.5,13.1,14.5,15.6,16.5,17.100000000000001,17.399999999999999,17.3,16.899999999999999,15.9,14.7,13.6,12.8,12.1,11.6,11]
["5月",15.5,15.1,14.7,14.4,14.1,13.9,14.5,15.6,17,18.3,19.399999999999999,20.5,21.2,21.8,22,22,21.5,20.7,19.600000000000001,18.5,17.7,17.100000000000001,16.5,16]
["6月",19.2,18.899999999999999,18.600000000000001,18.399999999999999,18.100000000000001,18.100000000000001,18.600000000000001,19.399999999999999,20.399999999999999,21.5,22.4,23.3,24,24.5,24.6,24.5,24.2,23.6,22.7,21.8,21,20.5,20,19.600000000000001]
["7月",22.9,22.7,22.5,22.3,22.1,22,22.3,23.1,24,25.1,26.1,26.9,27.6,28.1,28.3,28.2,27.9,27.2,26.3,25.3,24.6,24.1,23.7,23.3]
["8月",24.1,23.9,23.7,23.5,23.3,23.2,23.4,24.2,25.2,26.3,27.4,28.3,29.1,29.6,29.7,29.6,29.1,28.3,27.2,26.3,25.6,25.1,24.7,24.4]
["9月",20.7,20.399999999999999,20.2,20,19.8,19.600000000000001,19.600000000000001,20.3,21.5,22.7,23.7,24.6,25.3,25.7,25.8,25.7,25.2,24.3,23.3,22.5,22,21.6,21.2,20.9]
["10月",15,14.7,14.4,14.1,13.9,13.6,13.5,14.2,15.6,17,18.3,19.3,20,20.399999999999999,20.5,20.3,19.600000000000001,18.600000000000001,17.7,17,16.399999999999999,15.9,15.5,15.1]
["11月",8.6999999999999993,8.3000000000000007,7.9,7.6,7.3,7.1,6.8,7.2,8.9,10.9,12.4,13.7,14.6,15.1,15.2,14.9,14.1,12.8,12,11.2,10.5,9.8000000000000007,9.4,8.9]
["12月",3.1,2.7,2.4,2.1,1.8,1.5,1.3,1.3,2.6,5,6.8,8.1999999999999993,9.1999999999999993,9.8000000000000007,10,9.6999999999999993,8.9,7.6,6.7,5.8,5,4.4000000000000004,3.8,3.3]
["1月",0.7,0.3,-0.1,-0.4,-0.7,-1,-1.3,-1.4,-0.1,2.2999999999999998,4.2,5.6,6.7,7.4,7.6,7.5,6.9,5.6,4.5999999999999996,3.7,2.9,2.2000000000000002,1.6,1.1000000000000001]
["2月",1.7,1.2,0.9,0.5,0.2,-0.1,-0.3,-0.2,1.5,3.6,5.3,6.7,7.6,8.3000000000000007,8.6999999999999993,8.6999999999999993,8.1,7.1,5.9,4.9000000000000004,4.2,3.5,2.9,2.2999999999999998]
["3月",5.4,4.9000000000000004,4.5,4.0999999999999996,3.8,3.5,3.3,4.0999999999999996,5.9,7.6,9.1,10.3,11.2,11.9,12.2,12.2,11.8,10.9,9.6,8.6,7.8,7.1,6.6,6]

{"sheet":"前橋","index":16,"n_rows":16,"n_cols":25,"rows_kept":16,"cut":false,"hidden":true,"merged":[]}
["気象データ"]
[{"$f":"RIGHT(CELL(\"filename\",A2),LEN(CELL(\"filename\",A2))-FIND(\"]\",CELL(\"filename\",A2)))","v":"前橋"},{"$f":"VLOOKUP(A2,γ一覧表!$D$4:$E$50,2,FALSE)","v":0.6},"暖・冷房負荷比(γ)"]
["時刻別平均気温"]
["時刻",0,1,2,3,4,5,6,7,8,9,10,11,12,13,14,15,16,17,18,19,20,21,22,23]
["4月",11,10.5,10.1,9.8000000000000007,9.5,9.1999999999999993,9.3000000000000007,10.6,12.3,13.9,15.2,16.2,17.100000000000001,17.7,18,17.899999999999999,17.399999999999999,16.600000000000001,15.4,14.4,13.5,12.9,12.3,11.7]
["5月",16.100000000000001,15.7,15.3,14.9,14.6,14.4,14.9,16.2,17.7,19,20.3,21.3,22.2,22.7,23,22.9,22.5,21.7,20.7,19.600000000000001,18.7,18,17.3,16.8]
["6月",20,19.7,19.3,19,18.7,18.600000000000001,19,19.899999999999999,21,22.1,23.2,24.2,24.9,25.4,25.7,25.6,25.4,24.8,24,23.1,22.3,21.7,21.1,20.6]
["7月",23.8,23.5,23.2,23,22.7,22.6,22.9,23.7,24.7,25.8,26.8,27.8,28.6,29.1,29.4,29.4,29.1,28.5,27.7,26.8,25.9,25.3,24.8,24.3]
["8月",24.9,24.6,24.3,24.1,23.8,23.6,23.8,24.7,25.7,26.9,28,29,29.8,30.4,30.7,30.7,30.3,29.6,28.7,27.6,26.8,26.2,25.6,25.2]
["9月",21.2,20.9,20.6,20.399999999999999,20.2,20,20,20.7,21.8,23,24,25,25.6,26.1,26.3,26.1,25.7,25,24.1,23.4,22.7,22.2,21.8,21.4]
["10月",15.4,15.1,14.8,14.6,14.4,14.2,14,14.6,16,17.5,18.8,19.7,20.399999999999999,20.8,20.8,20.6,19.899999999999999,18.899999999999999,18.100000000000001,17.3,16.7,16.3,15.9,15.5]
["11月",9.4,9.1999999999999993,8.9,8.6999999999999993,8.5,8.1999999999999993,8,8.1999999999999993,9.8000000000000007,11.6,13.2,14.3,15.1,15.5,15.5,15.1,14.2,13,12.1,11.4,10.8,10.4,10,9.6]
["12月",4.4000000000000004,4.0999999999999996,3.9,3.7,3.5,3.3,3.1,3,4.2,6.2,7.9,9.1999999999999993,10,10.5,10.5,10,9,7.8,6.9,6.2,5.6,5.2,4.8,4.5]
["1月",1.9,1.6,1.4,1.1000000000000001,1,0.8,0.6,0.5,1.5,3.5,5.3,6.6,7.5,7.9,8,7.6,6.8,5.6,4.7,4,3.4,2.9,2.5,2.2000000000000002]
["2月",2.6,2.2999999999999998,2,1.7,1.5,1.3,1,1.1000000000000001,2.6,4.5,6.2,7.4,8.1999999999999993,8.6999999999999993,8.9,8.6999999999999993,8,6.9,5.8,5,4.4000000000000004,3.9,3.5,3.1]
["3月",5.9,5.5,5.2,4.9000000000000004,4.7,4.4000000000000004,4.2,4.9000000000000004,6.6,8.3000000000000007,9.6999999999999993,10.8,11.6,12.1,12.3,12.2,11.7,10.7,9.6,8.6999999999999993,8,7.5,6.9,6.4]

{"sheet":"さいたま","index":17,"n_rows":16,"n_cols":25,"rows_kept":16,"cut":false,"hidden":true,"merged":[]}
["気象データ"]
[{"$f":"RIGHT(CELL(\"filename\",A2),LEN(CELL(\"filename\",A2))-FIND(\"]\",CELL(\"filename\",A2)))","v":"さいたま"},{"$f":"VLOOKUP(A2,γ一覧表!$D$4:$E$50,2,FALSE)","v":0.6},"暖・冷房負荷比(γ)"]
["時刻別平均気温"]
["時刻",0,1,2,3,4,5,6,7,8,9,10,11,12,13,14,15,16,17,18,19,20,21,22,23]
["4月",11.5,11,10.6,10.199999999999999,9.9,9.6,9.6999999999999993,10.9,12.3,13.7,15,16.100000000000001,17.100000000000001,17.7,18.100000000000001,18,17.600000000000001,16.899999999999999,15.7,14.8,14.1,13.4,12.8,12.3]
["5月",16.5,16.100000000000001,15.7,15.3,15,14.8,15.3,16.3,17.5,18.8,20,21,21.8,22.4,22.7,22.6,22.2,21.4,20.399999999999999,19.5,18.7,18.2,17.600000000000001,17.100000000000001]
["6月",20.3,19.899999999999999,19.600000000000001,19.3,19.100000000000001,19,19.399999999999999,20.2,21,22,22.9,23.8,24.5,25,25.3,25.3,25,24.4,23.6,22.8,22.1,21.6,21.2,20.8]
["7月",24,23.7,23.4,23.2,22.9,22.8,23.3,24,24.9,25.9,26.9,27.8,28.6,29.1,29.5,29.3,28.9,28.3,27.4,26.5,25.8,25.3,24.8,24.5]
["8月",25.2,24.9,24.6,24.4,24.2,24,24.3,25.1,26.1,27.1,28.2,29.1,30,30.6,30.9,30.7,30.2,29.4,28.4,27.5,26.9,26.4,26,25.6]
["9月",21.7,21.4,21.1,20.8,20.6,20.399999999999999,20.399999999999999,21.2,22.2,23.3,24.3,25.1,25.8,26.3,26.5,26.5,26.1,25.3,24.3,23.6,23.1,22.7,22.3,21.9]
["10月",16,15.6,15.3,15.1,14.9,14.6,14.4,15,16.2,17.5,18.7,19.600000000000001,20.3,20.8,21.1,21,20.5,19.5,18.7,18.100000000000001,17.600000000000001,17,16.600000000000001,16.100000000000001]
["11月",9.6999999999999993,9.4,9.1,8.8000000000000007,8.5,8.1999999999999993,8,8.1,9.6,11.2,12.7,14,14.9,15.5,15.9,15.8,15,13.7,12.8,12.1,11.5,10.9,10.4,10]
["12月",4.3,4,3.7,3.4,3.1,2.9,2.7,2.6,3.7,5.6,7.4,8.8000000000000007,9.9,10.6,10.9,10.8,10,8.6,7.6,6.8,6.2,5.5,5,4.5999999999999996]
["1月",2,1.7,1.4,1,0.7,0.4,0.2,0.1,1.2,3.1,5,6.5,7.5,8.1999999999999993,8.6,8.6,8,6.7,5.6,4.5999999999999996,4,3.4,2.8,2.4]
["2月",3.1,2.6,2.2999999999999998,2,1.7,1.4,1.2,1.1000000000000001,2.6,4.4000000000000004,6,7.2,8.1999999999999993,8.9,9.4,9.4,9.1,8.1999999999999993,7,6.1,5.4,4.7,4.2,3.6]
["3月",6.7,6.3,5.9,5.5,5.2,4.9000000000000004,4.5999999999999996,5.2,6.7,8.1,9.5,10.7,11.6,12.3,12.8,12.9,12.6,11.9,10.8,9.8000000000000007,9.1999999999999993,8.5,7.9,7.4]

{"sheet":"千葉","index":18,"n_rows":16,"n_cols":25,"rows_kept":16,"cut":false,"hidden":true,"merged":[]}
["気象データ"]
[{"$f":"RIGHT(CELL(\"filename\",A2),LEN(CELL(\"filename\",A2))-FIND(\"]\",CELL(\"filename\",A2)))","v":"千葉"},{"$f":"VLOOKUP(A2,γ一覧表!$D$4:$E$50,2,FALSE)","v":0.6},"暖・冷房負荷比(γ)"]
["時刻別平均気温"]
["時刻",0,1,2,3,4,5,6,7,8,9,10,11,12,13,14,15,16,17,18,19,20,21,22,23]
["4月",13,12.8,12.5,12.2,12,11.8,11.8,12.6,13.8,14.8,15.7,16.399999999999999,16.899999999999999,17.3,17.3,17.2,16.8,16.2,15.5,14.9,14.5,14.1,13.8,13.5]
["5月",17.399999999999999,17.100000000000001,16.899999999999999,16.7,16.5,16.399999999999999,16.8,17.600000000000001,18.600000000000001,19.5,20.2,20.9,21.4,21.6,21.7,21.5,21.1,20.5,19.8,19.2,18.7,18.3,18,17.7]
["6月",20.5,20.3,20.100000000000001,20,19.8,19.8,20.100000000000001,20.8,21.6,22.4,23,23.6,24,24.3,24.3,24.2,23.9,23.3,22.8,22.2,21.7,21.3,21.1,20.8]
["7月",24.3,24.1,24,23.8,23.7,23.7,23.9,24.6,25.3,26.1,26.8,27.5,27.9,28.1,28.2,28.1,27.7,27.2,26.6,26,25.5,25.1,24.8,24.6]
["8月",25.8,25.6,25.4,25.3,25.2,25,25.2,26,26.9,27.7,28.4,29.1,29.5,29.8,29.9,29.7,29.3,28.7,27.9,27.2,26.7,26.4,26.1,25.9]
["9月",22.6,22.4,22.2,22.1,21.9,21.7,21.7,22.4,23.4,24.3,25,25.6,26,26.3,26.3,26.1,25.7,25,24.3,23.8,23.4,23.1,22.9,22.7]
["10月",17.600000000000001,17.399999999999999,17.100000000000001,16.899999999999999,16.7,16.5,16.3,16.7,17.7,18.8,19.8,20.399999999999999,20.9,21.2,21.3,21.1,20.6,19.899999999999999,19.3,18.899999999999999,18.5,18.2,18,17.7]
["11月",12.5,12.2,11.9,11.5,11.2,11,10.8,10.9,11.8,13.1,14.3,15.2,15.8,16.3,16.5,16.3,15.8,15.2,14.7,14.2,13.8,13.4,13.1,12.7]
["12月",7.5,7.2,6.9,6.6,6.3,6.1,5.9,5.8,6.7,8,9.3000000000000007,10.3,11,11.4,11.6,11.5,11,10.4,9.9,9.4,8.9,8.5,8.1,7.7]
["1月",4.9000000000000004,4.5,4.3,4,3.7,3.5,3.3,3.2,4,5.3,6.6,7.6,8.3000000000000007,8.8000000000000007,9.1,9.1,8.6999999999999993,8.1,7.5,6.9,6.4,6,5.6,5.2]
["2月",5.5,5.2,4.9000000000000004,4.5999999999999996,4.3,4,3.9,3.9,4.8,6.1,7.3,8.1999999999999993,8.9,9.4,9.6999999999999993,9.6,9.3000000000000007,8.6999999999999993,8.1,7.6,7.1,6.7,6.3,6]
["3月",8.6999999999999993,8.3000000000000007,8,7.7,7.4,7.2,7,7.3,8.5,9.6,10.6,11.4,12,12.4,12.6,12.6,12.3,11.7,11,10.5,10.1,9.6999999999999993,9.4,9.1]

{"sheet":"東京","index":19,"n_rows":16,"n_cols":25,"rows_kept":16,"cut":false,"hidden":true,"merged":[]}
["気象データ"]
[{"$f":"RIGHT(CELL(\"filename\",A2),LEN(CELL(\"filename\",A2))-FIND(\"]\",CELL(\"filename\",A2)))","v":"東京"},{"$f":"VLOOKUP(A2,γ一覧表!$D$4:$E$50,2,FALSE)","v":0.6},"暖・冷房負荷比(γ)"]
["時刻別平均気温"]
["時刻",0,1,2,3,4,5,6,7,8,9,10,11,12,13,14,15,16,17,18,19,20,21,22,23]
["4月",13.3,13,12.7,12.4,12.1,11.9,12,12.8,13.7,14.9,15.9,16.7,17.399999999999999,17.8,17.8,17.600000000000001,17.3,16.8,16,15.4,14.9,14.5,14.1,13.8]
["5月",17.8,17.5,17.3,17,16.8,16.7,17,17.8,18.8,19.7,20.6,21.4,21.9,22.2,22.2,22,21.6,21.1,20.399999999999999,19.7,19.2,18.8,18.5,18.2]
["6月",21,20.8,20.6,20.399999999999999,20.2,20.2,20.5,21.1,21.8,22.6,23.3,24,24.4,24.8,24.9,24.7,24.4,24,23.5,22.8,22.3,22,21.7,21.4]
["7月",24.8,24.6,24.4,24.3,24.1,24,24.3,25,25.7,26.6,27.4,28,28.5,28.8,28.9,28.7,28.3,27.9,27.3,26.6,26.1,25.7,25.4,25.2]
["8月",26.3,26.1,25.9,25.7,25.5,25.4,25.6,26.2,27,27.9,28.8,29.5,30,30.4,30.4,30.1,29.7,29.2,28.5,27.8,27.3,27,26.7,26.5]
["9月",23,22.8,22.6,22.4,22.2,22,22,22.5,23.3,24.2,25,25.6,26.1,26.5,26.4,26.3,26,25.4,24.8,24.3,23.9,23.6,23.4,23.1]
["10月",17.899999999999999,17.600000000000001,17.399999999999999,17.100000000000001,16.899999999999999,16.7,16.5,16.899999999999999,17.600000000000001,18.600000000000001,19.5,20.3,20.9,21.2,21.2,21.1,20.8,20.2,19.7,19.3,18.899999999999999,18.600000000000001,18.3,18]
["11月",12.6,12.3,11.9,11.6,11.4,11.1,11,11.1,11.8,12.9,14,15,15.7,16.2,16.3,16.100000000000001,15.7,15.1,14.7,14.3,13.9,13.5,13.1,12.8]
["12月",7.5,7.2,6.9,6.6,6.3,6.2,6.1,6,6.6,7.8,9,9.9,10.8,11.3,11.5,11.2,10.8,10.1,9.6999999999999993,9.3000000000000007,8.9,8.5,8.1999999999999993,7.8]
["1月",4.9000000000000004,4.5999999999999996,4.3,4,3.8,3.6,3.4,3.4,4,5.2,6.4,7.5,8.3000000000000007,8.9,9.1,8.9,8.5,7.9,7.3,6.9,6.5,6,5.7,5.3]
["2月",5.6,5.3,5,4.5999999999999996,4.4000000000000004,4.2,4,4.0999999999999996,4.9000000000000004,6,7.1,8.1999999999999993,8.9,9.5,9.8000000000000007,9.6999999999999993,9.4,8.9,8.1999999999999993,7.7,7.2,6.8,6.5,6.1]
["3月",8.9,8.5,8.1,7.7,7.5,7.3,7.1,7.6,8.4,9.5,10.5,11.5,12.2,12.7,12.9,12.8,12.6,12.1,11.4,10.9,10.4,10,9.6999999999999993,9.3000000000000007]

{"sheet":"横浜","index":20,"n_rows":16,"n_cols":25,"rows_kept":16,"cut":false,"hidden":true,"merged":[]}
["気象データ"]
[{"$f":"RIGHT(CELL(\"filename\",A2),LEN(CELL(\"filename\",A2))-FIND(\"]\",CELL(\"filename\",A2)))","v":"横浜"},{"$f":"VLOOKUP(A2,γ一覧表!$D$4:$E$50,2,FALSE)","v":0.6},"暖・冷房負荷比(γ)"]
["時刻別平均気温"]
["時刻",0,1,2,3,4,5,6,7,8,9,10,11,12,13,14,15,16,17,18,19,20,21,22,23]
["4月",13.1,12.8,12.6,12.3,12.1,11.8,11.9,12.5,13.6,14.7,15.7,16.399999999999999,17,17.399999999999999,17.600000000000001,17.399999999999999,17,16.2,15.4,14.9,14.5,14.1,13.8,13.6]
["5月",17.399999999999999,17.100000000000001,16.899999999999999,16.7,16.5,16.399999999999999,16.7,17.399999999999999,18.5,19.399999999999999,20.2,20.8,21.4,21.7,21.8,21.6,21.1,20.399999999999999,19.600000000000001,18.899999999999999,18.5,18.2,18,17.7]
["6月",20.5,20.3,20.100000000000001,20,19.8,19.8,20.100000000000001,20.7,21.4,22.2,22.9,23.4,23.9,24.2,24.3,24.1,23.8,23.2,22.6,22,21.6,21.3,21,20.8]
["7月",24.2,24,23.9,23.8,23.6,23.6,23.8,24.4,25.3,26.1,26.8,27.4,27.9,28.2,28.2,28.1,27.6,27,26.3,25.6,25.2,24.9,24.7,24.5]
["8月",25.7,25.5,25.4,25.3,25.1,25,25.2,25.8,26.7,27.5,28.4,29,29.6,29.9,30,29.7,29.2,28.4,27.6,26.9,26.6,26.3,26.1,25.9]
["9月",22.7,22.5,22.3,22.1,22,21.8,21.8,22.3,23,23.9,24.7,25.3,25.8,26.1,26.1,25.9,25.5,24.8,24.1,23.7,23.4,23.2,22.9,22.7]
["10月",17.7,17.5,17.2,17,16.8,16.600000000000001,16.399999999999999,16.600000000000001,17.399999999999999,18.5,19.399999999999999,20.100000000000001,20.6,20.9,21,20.8,20.399999999999999,19.7,19.2,18.899999999999999,18.600000000000001,18.3,18.100000000000001,17.8]
["11月",12.6,12.3,12,11.7,11.5,11.2,11,11.1,11.8,13,14.1,15,15.7,16.100000000000001,16.2,16,15.4,14.8,14.5,14.1,13.8,13.5,13.2,12.8]
["12月",7.7,7.3,7,6.8,6.6,6.4,6.3,6.2,6.7,7.9,9.1999999999999993,10.199999999999999,11,11.4,11.6,11.4,10.8,10.1,9.6999999999999993,9.4,9,8.6,8.1999999999999993,7.9]
["1月",5.0999999999999996,4.8,4.5,4.2,3.9,3.7,3.6,3.5,4.0999999999999996,5.3,6.6,7.7,8.4,8.9,9.1,9,8.6,7.8,7.3,6.9,6.6,6.1,5.7,5.4]
["2月",5.7,5.4,5.0999999999999996,4.8,4.5,4.3,4.0999999999999996,4.0999999999999996,4.8,6,7.2,8.1999999999999993,8.9,9.3000000000000007,9.6,9.6,9.3000000000000007,8.6999999999999993,8,7.6,7.2,6.9,6.5,6.2]
["3月",8.9,8.5,8.1999999999999993,7.9,7.6,7.4,7.2,7.4,8.3000000000000007,9.5,10.5,11.3,12,12.4,12.7,12.7,12.4,11.8,11.1,10.6,10.199999999999999,9.9,9.6,9.3000000000000007]

{"sheet":"新潟","index":21,"n_rows":16,"n_cols":25,"rows_kept":16,"cut":false,"hidden":true,"merged":[]}
["気象データ"]
[{"$f":"RIGHT(CELL(\"filename\",A2),LEN(CELL(\"filename\",A2))-FIND(\"]\",CELL(\"filename\",A2)))","v":"新潟"},{"$f":"VLOOKUP(A2,γ一覧表!$D$4:$E$50,2,FALSE)","v":1},"暖・冷房負荷比(γ)"]
["時刻別平均気温"]
["時刻",0,1,2,3,4,5,6,7,8,9,10,11,12,13,14,15,16,17,18,19,20,21,22,23]
["4月",9.8000000000000007,9.4,9.1999999999999993,8.9,8.6999999999999993,8.5,8.6999999999999993,9.6,11,12.4,13.4,14.1,14.4,14.4,14.3,14,13.6,12.9,12.2,11.7,11.4,11.1,10.7,10.4]
["5月",15.2,14.9,14.7,14.4,14.2,14.1,14.6,15.6,16.8,18,18.899999999999999,19.5,19.8,19.8,19.7,19.3,18.8,18.3,17.5,16.899999999999999,16.5,16.2,15.9,15.6]
["6月",19.399999999999999,19.2,19,18.8,18.600000000000001,18.600000000000001,19.100000000000001,20,21,21.9,22.6,23.1,23.3,23.4,23.3,23,22.6,22.1,21.5,20.8,20.5,20.3,20,19.8]
["7月",23.6,23.4,23.2,23,22.9,22.8,23.1,23.9,24.8,25.7,26.4,26.9,27.2,27.3,27.3,27.1,26.7,26.2,25.7,25.1,24.7,24.5,24.2,24]
["8月",25.3,25,24.8,24.5,24.3,24.2,24.3,25.2,26.3,27.5,28.3,28.8,29.2,29.3,29.2,28.9,28.5,28,27.3,26.8,26.5,26.2,25.9,25.6]
["9月",21.5,21.2,20.9,20.7,20.5,20.399999999999999,20.3,21,22.2,23.4,24.3,24.9,25.3,25.3,25.3,25,24.6,24,23.4,23.1,22.8,22.4,22,21.6]
["10月",15.5,15.2,15,14.8,14.7,14.5,14.4,14.8,15.9,17.3,18.3,19,19.399999999999999,19.600000000000001,19.5,19.2,18.7,18,17.600000000000001,17.3,16.8,16.399999999999999,16,15.6]
["11月",9.8000000000000007,9.6,9.5,9.3000000000000007,9.1999999999999993,9.1,8.9,9,9.6999999999999993,10.7,11.7,12.5,12.9,13.1,13.2,12.9,12.5,11.9,11.5,11.2,10.8,10.4,10.1,9.9]
["12月",5,4.8,4.7,4.5999999999999996,4.5,4.5,4.4000000000000004,4.3,4.5999999999999996,5.2,5.9,6.4,6.8,7,7,6.8,6.5,6.2,6,5.7,5.6,5.4,5.0999999999999996,5]
["1月",2.2999999999999998,2.2000000000000002,2.2000000000000002,2.1,2,2,2,1.9,2.1,2.6,3.2,3.7,4,4.2,4.2,4,3.8,3.5,3.3,3.1,2.9,2.7,2.6,2.4]
["2月",2.2999999999999998,2.1,2,2,1.9,1.8,1.7,1.7,2.2000000000000002,2.9,3.6,4.2,4.7,5,5,4.9000000000000004,4.5999999999999996,4.2,3.9,3.6,3.4,3.1,2.8,2.6]
["3月",5,4.7,4.5,4.3,4.2,4,3.9,4.3,5.3,6.4,7.4,8.1999999999999993,8.6,8.9,8.8000000000000007,8.6,8.1999999999999993,7.6,7.1,6.8,6.5,6.1,5.8,5.4]

{"sheet":"富山","index":22,"n_rows":16,"n_cols":25,"rows_kept":16,"cut":false,"hidden":true,"merged":[]}
["気象データ"]
[{"$f":"RIGHT(CELL(\"filename\",A2),LEN(CELL(\"filename\",A2))-FIND(\"]\",CELL(\"filename\",A2)))","v":"富山"},{"$f":"VLOOKUP(A2,γ一覧表!$D$4:$E$50,2,FALSE)","v":0.8},"暖・冷房負荷比(γ)"]
["時刻別平均気温"]
["時刻",0,1,2,3,4,5,6,7,8,9,10,11,12,13,14,15,16,17,18,19,20,21,22,23]
["4月",10,9.8000000000000007,9.6,9.4,9.3000000000000007,9.1,9.3000000000000007,10.4,12,13.5,14.5,15.2,15.6,15.8,15.8,15.4,14.9,14.1,13.2,12.4,11.9,11.4,10.9,10.5]
["5月",15.4,15.2,14.9,14.7,14.6,14.5,15.1,16.399999999999999,17.8,19,19.899999999999999,20.5,20.9,21,21,20.7,20.100000000000001,19.399999999999999,18.399999999999999,17.5,16.899999999999999,16.5,16.100000000000001,15.7]
["6月",19.5,19.3,19.100000000000001,18.899999999999999,18.7,18.7,19.3,20.3,21.5,22.4,23.2,23.7,24,24.2,24.2,23.9,23.5,22.9,22.2,21.4,20.9,20.5,20.3,20]
["7月",23.9,23.7,23.5,23.3,23.2,23.1,23.5,24.4,25.6,26.5,27.3,27.9,28.3,28.4,28.3,28.1,27.6,27.1,26.3,25.6,25.1,24.8,24.5,24.3]
["8月",25.3,25,24.8,24.6,24.4,24.2,24.5,25.7,27.1,28.3,29.1,29.7,30,30.1,30,29.6,29.1,28.4,27.6,26.9,26.5,26.2,25.8,25.5]
["9月",21.2,21,20.7,20.6,20.399999999999999,20.3,20.3,21.2,22.5,23.8,24.7,25.3,25.6,25.7,25.6,25.3,24.8,24.1,23.3,22.9,22.5,22,21.6,21.3]
["10月",15.3,15.1,15,14.8,14.6,14.4,14.3,14.9,16.399999999999999,18,19.100000000000001,19.899999999999999,20.3,20.399999999999999,20.2,19.899999999999999,19.2,18.399999999999999,17.7,17.2,16.600000000000001,16.100000000000001,15.7,15.4]
["11月",9.8000000000000007,9.6,9.5,9.3000000000000007,9.1999999999999993,9.1,9,9.1999999999999993,10.199999999999999,11.5,12.8,13.8,14.2,14.4,14.3,13.9,13.2,12.4,11.8,11.2,10.7,10.4,10.1,9.9]
["12月",4.8,4.7,4.5999999999999996,4.5,4.4000000000000004,4.3,4.3,4.3,4.7,5.6,6.6,7.4,7.8,8,8,7.7,7.2,6.5,6.1,5.7,5.3,5.0999999999999996,4.9000000000000004,4.7]
["1月",2.1,1.9,1.8,1.7,1.7,1.6,1.6,1.5,1.8,2.6,3.5,4.3,4.7,5,5,4.8,4.4000000000000004,3.8,3.4,3,2.7,2.5,2.2999999999999998,2.1]
["2月",2.1,2,1.9,1.8,1.7,1.6,1.5,1.5,2.2000000000000002,3.3,4.3,5.0999999999999996,5.7,6,6,5.9,5.5,4.9000000000000004,4.3,3.8,3.3,2.9,2.7,2.4]
["3月",5.3,5.0999999999999996,4.9000000000000004,4.7,4.5999999999999996,4.4000000000000004,4.3,4.8,6.1,7.5,8.6999999999999993,9.5,10,10.3,10.3,10,9.5,8.8000000000000007,8,7.4,6.8,6.3,5.9,5.6]

{"sheet":"金沢","index":23,"n_rows":16,"n_cols":25,"rows_kept":16,"cut":false,"hidden":true,"merged":[]}
["気象データ"]
[{"$f":"RIGHT(CELL(\"filename\",A2),LEN(CELL(\"filename\",A2))-FIND(\"]\",CELL(\"filename\",A2)))","v":"金沢"},{"$f":"VLOOKUP(A2,γ一覧表!$D$4:$E$50,2,FALSE)","v":0.6},"暖・冷房負荷比(γ)"]
["時刻別平均気温"]
["時刻",0,1,2,3,4,5,6,7,8,9,10,11,12,13,14,15,16,17,18,19,20,21,22,23]
["4月",10.8,10.5,10.3,10,9.9,9.6999999999999993,9.6999999999999993,10.6,12.3,13.6,14.6,15.2,15.5,15.5,15.4,15.2,14.9,14.3,13.7,13.1,12.6,12.1,11.7,11.3]
["5月",16,15.7,15.3,15.1,14.9,14.7,15,16.2,17.8,19,19.8,20.3,20.5,20.5,20.5,20.3,20,19.5,18.899999999999999,18.2,17.7,17.2,16.8,16.399999999999999]
["6月",20,19.8,19.5,19.399999999999999,19.2,19.100000000000001,19.5,20.3,21.6,22.6,23.3,23.7,24,24.1,24,23.8,23.5,23.1,22.6,22,21.5,21.1,20.8,20.5]
["7月",24.5,24.3,24.1,23.9,23.8,23.7,23.9,24.6,25.8,26.7,27.3,27.9,28.1,28.1,28.1,27.9,27.6,27.2,26.7,26.1,25.7,25.4,25.1,24.8]
["8月",25.9,25.7,25.5,25.3,25,24.9,24.9,25.7,27.2,28.4,29.2,29.7,30,30,29.9,29.7,29.4,28.9,28.2,27.6,27.2,26.7,26.4,26.1]
["9月",21.8,21.6,21.4,21.2,21,20.8,20.7,21.3,22.7,24,24.8,25.5,25.8,25.9,25.8,25.6,25.2,24.6,23.9,23.4,22.9,22.6,22.2,21.9]
["10月",16.100000000000001,15.8,15.7,15.5,15.3,15.1,15,15.4,16.8,18.3,19.5,20.2,20.5,20.6,20.5,20.2,19.8,19.100000000000001,18.399999999999999,17.8,17.3,16.899999999999999,16.5,16.2]
["11月",10.7,10.5,10.3,10.199999999999999,10.1,10,9.9,10,10.9,12.1,13.3,14.1,14.5,14.6,14.5,14.2,13.8,13.2,12.6,12.1,11.6,11.3,11,10.8]
["12月",5.9,5.8,5.7,5.6,5.6,5.6,5.5,5.5,5.8,6.5,7.5,8.1,8.4,8.5,8.5,8.3000000000000007,8,7.6,7.1,6.8,6.5,6.3,6.1,6]
["1月",3.3,3.2,3.1,3,2.9,2.8,2.8,2.7,3,3.6,4.4000000000000004,5,5.3,5.5,5.5,5.4,5.0999999999999996,4.7,4.4000000000000004,4.0999999999999996,3.9,3.6,3.5,3.4]
["2月",3.3,3.1,3,2.9,2.8,2.7,2.6,2.6,3.2,4.0999999999999996,5,5.8,6.2,6.4,6.4,6.2,6,5.5,5.0999999999999996,4.7,4.3,4,3.8,3.6]
["3月",6,5.8,5.6,5.4,5.2,5.0999999999999996,5,5.3,6.5,7.9,8.9,9.6,10,10.199999999999999,10.199999999999999,9.9,9.6,9.1,8.5,8,7.5,7,6.7,6.4]

{"sheet":"福井","index":24,"n_rows":16,"n_cols":25,"rows_kept":16,"cut":false,"hidden":true,"merged":[]}
["気象データ"]
[{"$f":"RIGHT(CELL(\"filename\",A2),LEN(CELL(\"filename\",A2))-FIND(\"]\",CELL(\"filename\",A2)))","v":"福井"},{"$f":"VLOOKUP(A2,γ一覧表!$D$4:$E$50,2,FALSE)","v":0.6},"暖・冷房負荷比(γ)"]
["時刻別平均気温"]
["時刻",0,1,2,3,4,5,6,7,8,9,10,11,12,13,14,15,16,17,18,19,20,21,22,23]
["4月",10.6,10.3,10,9.6,9.4,9.1,9.1,9.9,11.4,13.2,14.7,15.8,16.399999999999999,16.7,16.7,16.399999999999999,16,15.4,14.5,13.6,12.9,12.3,11.7,11.3]
["5月",16,15.6,15.2,14.9,14.7,14.5,14.7,15.7,17.2,18.7,20.100000000000001,21.1,21.7,21.9,21.8,21.5,21.2,20.5,19.7,18.8,18.100000000000001,17.5,16.899999999999999,16.5]
["6月",20.100000000000001,19.8,19.5,19.3,19.100000000000001,18.899999999999999,19.2,20.100000000000001,21.3,22.5,23.7,24.5,25,25.2,25.1,24.9,24.5,24,23.3,22.5,21.9,21.4,21,20.6]
["7月",24.4,24.1,23.9,23.7,23.5,23.3,23.5,24.3,25.4,26.6,27.6,28.4,28.9,29.2,29.2,29.1,28.7,28.1,27.4,26.6,26,25.5,25.1,24.8]
["8月",25.6,25.2,25,24.7,24.5,24.3,24.4,25.2,26.6,28.1,29.3,30.2,30.8,31,31,30.7,30.3,29.7,28.7,27.9,27.2,26.7,26.2,25.8]
["9月",21.4,21.1,20.9,20.7,20.5,20.3,20.2,20.7,21.9,23.4,24.8,25.7,26.3,26.6,26.5,26.2,25.8,25.1,24.3,23.5,22.9,22.3,21.9,21.5]
["10月",15.4,15.1,14.9,14.6,14.4,14.3,14.1,14.3,15.5,17.100000000000001,18.8,20.100000000000001,20.8,21.1,21.1,20.8,20.2,19.399999999999999,18.399999999999999,17.600000000000001,16.899999999999999,16.399999999999999,15.9,15.5]
["11月",9.9,9.6,9.4,9.1999999999999993,9,8.9,8.6999999999999993,8.6999999999999993,9.5,10.8,12.2,13.6,14.5,14.9,15,14.7,14.1,13.2,12.3,11.6,11.1,10.7,10.3,10]
["12月",5,4.8,4.5999999999999996,4.5,4.4000000000000004,4.3,4.2,4.2,4.5,5.2,6.2,7.2,7.9,8.4,8.5,8.3000000000000007,7.9,7.2,6.6,6.1,5.8,5.5,5.2,5]
["1月",2.2999999999999998,2.2000000000000002,2.1,1.9,1.8,1.7,1.6,1.6,1.8,2.4,3.3,4.2,4.9000000000000004,5.3,5.4,5.4,5,4.5,3.9,3.5,3.2,2.9,2.6,2.5]
["2月",2.5,2.2999999999999998,2.1,1.9,1.8,1.7,1.6,1.5,2,2.9,4.0999999999999996,5.2,5.9,6.4,6.6,6.5,6.3,5.7,5,4.4000000000000004,3.8,3.4,3.1,2.8]
["3月",5.6,5.3,5,4.8,4.5,4.3,4.2,4.4000000000000004,5.4,7,8.5,9.8000000000000007,10.5,10.8,10.9,10.8,10.4,9.6999999999999993,8.9,8.1999999999999993,7.5,6.9,6.4,6]

{"sheet":"甲府","index":25,"n_rows":16,"n_cols":25,"rows_kept":16,"cut":false,"hidden":true,"merged":[]}
["気象データ"]
[{"$f":"RIGHT(CELL(\"filename\",A2),LEN(CELL(\"filename\",A2))-FIND(\"]\",CELL(\"filename\",A2)))","v":"甲府"},{"$f":"VLOOKUP(A2,γ一覧表!$D$4:$E$50,2,FALSE)","v":0.6},"暖・冷房負荷比(γ)"]
["時刻別平均気温"]
["時刻",0,1,2,3,4,5,6,7,8,9,10,11,12,13,14,15,16,17,18,19,20,21,22,23]
["4月",11.6,11.1,10.6,10.1,9.6,9.1999999999999993,9.4,10.5,11.8,13.5,15.1,16.7,18,19,19.5,19.399999999999999,18.600000000000001,17.5,16.2,15.1,14.4,13.7,13.1,12.4]
["5月",16.399999999999999,15.9,15.4,15,14.6,14.4,14.9,15.9,17.100000000000001,18.600000000000001,20.2,21.6,22.9,23.8,24.1,23.8,23.1,22.1,20.8,19.7,18.899999999999999,18.2,17.600000000000001,17]
["6月",20.2,19.8,19.5,19.2,18.899999999999999,18.8,19.2,19.899999999999999,20.9,22.1,23.4,24.6,25.6,26.4,26.6,26.3,25.7,24.9,23.9,22.9,22.2,21.6,21.2,20.7]
["7月",24,23.7,23.4,23.2,22.9,22.8,23,23.7,24.7,25.9,27.2,28.4,29.4,30.1,30.4,30.1,29.4,28.5,27.5,26.5,25.8,25.3,24.8,24.4]
["8月",25.1,24.8,24.5,24.2,24,23.8,23.9,24.5,25.6,26.9,28.3,29.7,30.8,31.6,31.9,31.5,30.5,29.4,28.2,27.4,26.8,26.2,25.8,25.4]
["9月",21.6,21.2,20.9,20.6,20.399999999999999,20.100000000000001,20.100000000000001,20.6,21.6,22.8,24.1,25.4,26.4,27.1,27.5,27.3,26.6,25.5,24.4,23.7,23.2,22.7,22.2,21.8]
["10月",15.5,15.2,14.8,14.5,14.2,13.9,13.7,14.2,15.2,16.5,17.899999999999999,19.2,20.3,21.1,21.6,21.6,20.9,19.600000000000001,18.7,18,17.3,16.7,16.2,15.7]
["11月",9.1,8.6,8.1999999999999993,7.8,7.4,7.1,6.8,7,8.1999999999999993,9.8000000000000007,11.4,13,14.3,15.4,16,15.9,15.2,13.8,12.8,11.9,11.1,10.5,9.9,9.4]
["12月",3.6,3.2,2.7,2.2999999999999998,2,1.7,1.4,1.3,2.2999999999999998,4,5.8,7.4,8.9,9.9,10.5,10.5,9.8000000000000007,8.5,7.5,6.6,5.8,5.0999999999999996,4.5,3.9]
["1月",1.3,0.9,0.4,0,-0.4,-0.8,-1.1000000000000001,-1.3,-0.3,1.4,3.2,4.8,6.2,7.3,8,8.1999999999999993,7.7,6.4,5.4,4.5,3.8,3.1,2.4,1.8]
["2月",2.8,2.2999999999999998,1.8,1.4,1.1000000000000001,0.7,0.4,0.3,1.7,3.2,4.9000000000000004,6.5,7.9,9,9.8000000000000007,10,9.6,8.5,7.3,6.4,5.6,4.9000000000000004,4.2,3.5]
["3月",6.7,6.2,5.7,5.2,4.8,4.4000000000000004,4.0999999999999996,4.8,6.1,7.7,9.3000000000000007,10.9,12.3,13.3,13.9,14,13.4,12.3,11,10.1,9.4,8.6999999999999993,8.1,7.4]

{"sheet":"長野","index":26,"n_rows":16,"n_cols":25,"rows_kept":16,"cut":false,"hidden":true,"merged":[]}
["気象データ"]
[{"$f":"RIGHT(CELL(\"filename\",A2),LEN(CELL(\"filename\",A2))-FIND(\"]\",CELL(\"filename\",A2)))","v":"長野"},{"$f":"VLOOKUP(A2,γ一覧表!$D$4:$E$50,2,FALSE)","v":1},"暖・冷房負荷比(γ)"]
["時刻別平均気温"]
["時刻",0,1,2,3,4,5,6,7,8,9,10,11,12,13,14,15,16,17,18,19,20,21,22,23]
["4月",8,7.5,7.1,6.7,6.4,6.1,6.3,7.4,8.9,10.7,12.4,13.9,15,15.7,15.9,15.5,14.7,13.5,12.3,11.2,10.4,9.6999999999999993,9.1999999999999993,8.6999999999999993]
["5月",13.8,13.4,13,12.6,12.2,11.9,12.5,13.7,15.2,16.899999999999999,18.399999999999999,19.899999999999999,21,21.6,21.7,21.3,20.399999999999999,19.399999999999999,18.100000000000001,17,16.100000000000001,15.3,14.8,14.3]
["6月",18.100000000000001,17.8,17.5,17.2,16.899999999999999,16.8,17.3,18.2,19.5,20.9,22.2,23.3,24.2,24.7,24.7,24.3,23.6,22.7,21.7,20.7,20,19.399999999999999,18.899999999999999,18.600000000000001]
["7月",22.2,22,21.7,21.5,21.3,21.1,21.5,22.2,23.3,24.6,25.9,27,27.9,28.4,28.5,28,27.3,26.4,25.4,24.5,23.9,23.4,22.9,22.6]
["8月",23.4,23.2,22.9,22.6,22.4,22.1,22.3,23.2,24.4,25.8,27.1,28.3,29.2,29.8,29.9,29.3,28.5,27.4,26.3,25.4,24.8,24.3,23.9,23.6]
["9月",19.399999999999999,19.100000000000001,18.8,18.600000000000001,18.3,18.100000000000001,18.100000000000001,18.7,19.899999999999999,21.2,22.4,23.5,24.3,24.8,24.9,24.5,23.7,22.6,21.7,21,20.5,20.100000000000001,19.7,19.5]
["10月",12.9,12.6,12.3,12,11.8,11.5,11.3,11.8,13,14.4,15.7,17,18,18.600000000000001,18.7,18.3,17.3,16.100000000000001,15.3,14.6,14.1,13.7,13.4,13]
["11月",6.5,6.1,5.8,5.5,5.2,5,4.8,4.9000000000000004,5.9,7.3,8.8000000000000007,10.199999999999999,11.3,12.1,12.4,12.1,11.1,9.9,9.1,8.4,7.9,7.5,7,6.7]
["12月",1.2,0.9,0.6,0.4,0.2,0,-0.1,-0.2,0.3,1.4,2.6,3.8,4.7,5.5,5.8,5.6,4.9000000000000004,3.9,3.2,2.7,2.2000000000000002,1.9,1.6,1.2]
["1月",-1.5,-1.8,-2,-2.2000000000000002,-2.4,-2.6,-2.8,-2.9,-2.4,-1.4,-0.3,0.8,1.7,2.2999999999999998,2.7,2.7,2.2000000000000002,1.3,0.6,0.1,-0.3,-0.6,-1,-1.3]
["2月",-1,-1.3,-1.6,-1.9,-2.1,-2.2999999999999998,-2.5,-2.5,-1.6,-0.5,0.8,2.1,3.1,3.9,4.3,4.2,3.6,2.6,1.7,1.1000000000000001,0.6,0.2,-0.2,-0.5]
["3月",2.4,2.1,1.8,1.5,1.2,1,0.8,1.3,2.5,3.9,5.4,6.9,8,8.8000000000000007,9.1,8.9,8.1999999999999993,7,5.8,5,4.3,3.7,3.3,2.9]

{"sheet":"岐阜","index":27,"n_rows":16,"n_cols":25,"rows_kept":16,"cut":false,"hidden":true,"merged":[]}
["気象データ"]
[{"$f":"RIGHT(CELL(\"filename\",A2),LEN(CELL(\"filename\",A2))-FIND(\"]\",CELL(\"filename\",A2)))","v":"岐阜"},{"$f":"VLOOKUP(A2,γ一覧表!$D$4:$E$50,2,FALSE)","v":0.6},"暖・冷房負荷比(γ)"]
["時刻別平均気温"]
["時刻",0,1,2,3,4,5,6,7,8,9,10,11,12,13,14,15,16,17,18,19,20,21,22,23]
["4月",12.4,12,11.6,11.2,10.9,10.5,10.6,11.6,13,14.4,15.8,17,17.899999999999999,18.5,18.8,18.7,18.2,17.399999999999999,16.3,15.4,14.7,14.1,13.6,13.1]
["5月",17.399999999999999,16.899999999999999,16.5,16.2,15.8,15.5,16,17,18.3,19.600000000000001,20.9,21.9,22.7,23.3,23.6,23.5,23,22.3,21.3,20.3,19.5,18.899999999999999,18.399999999999999,17.899999999999999]
["6月",21.3,21,20.7,20.399999999999999,20.100000000000001,20,20.399999999999999,21.2,22.2,23.2,24.3,25.2,25.9,26.4,26.7,26.6,26.3,25.6,24.8,23.9,23.2,22.6,22.2,21.8]
["7月",25.3,25.1,24.8,24.6,24.3,24.1,24.4,25.1,26,27,28,28.9,29.6,30.1,30.4,30.4,30.1,29.4,28.6,27.7,27,26.5,26.1,25.8]
["8月",26.5,26.2,26,25.7,25.5,25.3,25.4,26.1,27.2,28.3,29.5,30.6,31.4,32,32.299999999999997,32.1,31.6,30.8,29.7,28.7,28.1,27.6,27.2,26.8]
["9月",23,22.6,22.4,22.1,21.8,21.6,21.5,22.2,23.3,24.5,25.6,26.6,27.3,27.8,28,28,27.5,26.6,25.5,24.8,24.2,23.8,23.4,23.1]
["10月",17.100000000000001,16.8,16.5,16.2,15.9,15.6,15.4,16,17.3,18.7,20,21.2,22.1,22.6,22.7,22.5,21.8,20.8,19.8,19.2,18.600000000000001,18.100000000000001,17.7,17.3]
["11月",11,10.7,10.3,10.1,9.8000000000000007,9.6,9.4,9.5,10.8,12.3,13.7,14.9,15.9,16.399999999999999,16.600000000000001,16.399999999999999,15.6,14.5,13.8,13.1,12.5,12,11.6,11.2]
["12月",5.7,5.5,5.2,4.9000000000000004,4.7,4.5,4.3,4.2,5,6.4,7.8,9,9.8000000000000007,10.4,10.6,10.3,9.6999999999999993,8.6999999999999993,8,7.5,7,6.6,6.2,5.9]
["1月",3.3,3,2.7,2.4,2.2000000000000002,2,1.9,1.7,2.4,3.8,5.2,6.4,7.2,7.8,8,7.9,7.3,6.4,5.7,5.2,4.7,4.3,3.9,3.6]
["2月",4,3.6,3.3,3.1,2.8,2.6,2.4,2.2999999999999998,3.4,4.8,6.1,7.4,8.4,9,9.3000000000000007,9.1999999999999993,8.6999999999999993,7.8,6.9,6.2,5.7,5.2,4.8,4.5]
["3月",7.3,6.9,6.6,6.2,5.9,5.7,5.4,6,7.3,8.6999999999999993,10.1,11.3,12.3,12.9,13.1,13.1,12.7,11.8,10.7,10,9.3000000000000007,8.8000000000000007,8.3000000000000007,7.8]

{"sheet":"静岡","index":28,"n_rows":16,"n_cols":25,"rows_kept":16,"cut":false,"hidden":true,"merged":[]}
["気象データ"]
[{"$f":"RIGHT(CELL(\"filename\",A2),LEN(CELL(\"filename\",A2))-FIND(\"]\",CELL(\"filename\",A2)))","v":"静岡"},{"$f":"VLOOKUP(A2,γ一覧表!$D$4:$E$50,2,FALSE)","v":0.6},"暖・冷房負荷比(γ)"]
["時刻別平均気温"]
["時刻",0,1,2,3,4,5,6,7,8,9,10,11,12,13,14,15,16,17,18,19,20,21,22,23]
["4月",13.2,12.8,12.5,12.2,11.9,11.6,11.8,13.1,14.7,16,16.899999999999999,17.600000000000001,18,18.3,18.399999999999999,18.2,17.899999999999999,17.3,16.600000000000001,16,15.4,14.9,14.3,13.9]
["5月",17.5,17.100000000000001,16.7,16.399999999999999,16.2,16,16.600000000000001,17.899999999999999,19.3,20.3,21,21.6,21.9,22.1,22,21.9,21.5,21,20.5,19.899999999999999,19.399999999999999,18.899999999999999,18.399999999999999,18]
["6月",20.9,20.6,20.399999999999999,20.100000000000001,19.899999999999999,19.8,20.3,21.3,22.3,23.1,23.8,24.2,24.6,24.7,24.7,24.5,24.2,23.8,23.3,22.8,22.4,22.1,21.7,21.4]
["7月",24.7,24.5,24.2,24,23.8,23.7,24.1,24.9,25.9,26.8,27.5,27.9,28.2,28.4,28.4,28.2,27.9,27.5,26.9,26.4,26,25.7,25.4,25.1]
["8月",26,25.7,25.5,25.2,25,24.8,25.1,26.1,27.2,28.3,29,29.6,29.9,30.1,30.1,29.8,29.4,28.8,28.2,27.7,27.3,27,26.7,26.3]
["9月",23.1,22.8,22.5,22.3,22.1,21.9,21.9,22.8,24,25.2,26.1,26.6,27,27.2,27.1,26.9,26.4,25.9,25.3,24.8,24.4,24,23.6,23.2]
["10月",17.899999999999999,17.7,17.399999999999999,17.100000000000001,16.899999999999999,16.8,16.600000000000001,17.3,18.8,20.2,21.3,21.9,22.4,22.6,22.6,22.3,21.8,21.1,20.399999999999999,19.8,19.3,18.8,18.5,18.100000000000001]
["11月",12.7,12.4,12.1,11.8,11.6,11.4,11.2,11.4,13,14.8,16.2,17.100000000000001,17.7,18,18,17.7,17,16.100000000000001,15.3,14.6,14,13.6,13.2,12.9]
["12月",7.6,7.3,7,6.7,6.5,6.3,6.1,6,7.2,9.1999999999999993,11,12.2,12.8,13.2,13.3,12.9,12.2,11.2,10.3,9.6,9.1,8.6,8.1999999999999993,7.8]
["1月",5.2,4.9000000000000004,4.5,4.2,4,3.7,3.5,3.4,4.4000000000000004,6.5,8.4,9.5,10.199999999999999,10.7,10.9,10.7,10.1,9.1,8.1999999999999993,7.5,6.9,6.4,6,5.6]
["2月",6,5.7,5.3,5,4.7,4.5,4.3,4.3,5.8,7.8,9.3000000000000007,10.3,11,11.4,11.5,11.5,11,10.3,9.5,8.6999999999999993,8,7.5,7,6.5]
["3月",9.1,8.6999999999999993,8.3000000000000007,8,7.7,7.4,7.3,8.1,9.6999999999999993,11.3,12.4,13.2,13.8,14.2,14.3,14.2,13.9,13.2,12.5,11.8,11.1,10.6,10.1,9.6]

{"sheet":"名古屋","index":29,"n_rows":16,"n_cols":25,"rows_kept":16,"cut":false,"hidden":true,"merged":[]}
["気象データ"]
[{"$f":"RIGHT(CELL(\"filename\",A2),LEN(CELL(\"filename\",A2))-FIND(\"]\",CELL(\"filename\",A2)))","v":"名古屋"},{"$f":"VLOOKUP(A2,γ一覧表!$D$4:$E$50,2,FALSE)","v":0.6},"暖・冷房負荷比(γ)"]
["時刻別平均気温"]
["時刻",0,1,2,3,4,5,6,7,8,9,10,11,12,13,14,15,16,17,18,19,20,21,22,23]
["4月",12.5,12.1,11.7,11.4,11.1,10.7,10.8,11.8,13.2,14.7,16.100000000000001,17.2,18.100000000000001,18.600000000000001,18.8,18.600000000000001,18.100000000000001,17.2,16.2,15.3,14.6,14,13.5,13.1]
["5月",17.3,16.899999999999999,16.600000000000001,16.2,15.9,15.7,16.2,17.2,18.5,19.899999999999999,21,22.1,22.8,23.3,23.4,23.2,22.7,21.9,20.9,20,19.2,18.7,18.2,17.8]
["6月",21.1,20.9,20.6,20.399999999999999,20.100000000000001,20,20.399999999999999,21.2,22.2,23.3,24.3,25.1,25.8,26.2,26.3,26.2,25.8,25.1,24.3,23.5,22.8,22.3,21.9,21.6]
["7月",25.2,24.9,24.7,24.5,24.3,24.1,24.4,25.2,26.1,27.1,28.1,28.9,29.5,29.9,30.2,30.1,29.7,29,28.2,27.4,26.7,26.2,25.9,25.5]
["8月",26.4,26.1,25.9,25.7,25.5,25.3,25.4,26.3,27.4,28.5,29.7,30.6,31.4,31.8,31.9,31.7,31.1,30.3,29.3,28.4,27.8,27.3,27,26.6]
["9月",23,22.7,22.5,22.2,22,21.8,21.7,22.4,23.4,24.6,25.7,26.6,27.3,27.8,27.9,27.7,27.1,26.3,25.4,24.7,24.2,23.8,23.4,23.1]
["10月",17.2,16.899999999999999,16.600000000000001,16.3,16.100000000000001,15.9,15.6,16.100000000000001,17.3,18.7,20,21.1,21.9,22.3,22.4,22.1,21.5,20.6,19.8,19.100000000000001,18.600000000000001,18.100000000000001,17.7,17.3]
["11月",11.2,10.8,10.5,10.199999999999999,10,9.6999999999999993,9.6,9.6999999999999993,10.8,12.3,13.7,14.9,15.8,16.3,16.5,16.2,15.5,14.5,13.7,13.1,12.6,12.2,11.7,11.4]
["12月",6,5.7,5.4,5.0999999999999996,4.9000000000000004,4.7,4.5,4.4000000000000004,5.2,6.5,8,9.1999999999999993,10,10.5,10.7,10.4,9.6999999999999993,8.8000000000000007,8.1,7.6,7.2,6.8,6.4,6.1]
["1月",3.5,3.2,2.9,2.6,2.4,2.2000000000000002,2,1.9,2.6,4,5.4,6.6,7.5,8,8.1999999999999993,8,7.4,6.5,5.8,5.3,4.9000000000000004,4.5,4.0999999999999996,3.8]
["2月",4.0999999999999996,3.8,3.5,3.2,2.9,2.7,2.4,2.4,3.4,4.9000000000000004,6.4,7.6,8.6,9.1999999999999993,9.5,9.4,8.8000000000000007,7.9,6.9,6.3,5.8,5.3,5,4.5999999999999996]
["3月",7.5,7.1,6.7,6.4,6.1,5.8,5.6,6.1,7.4,8.9,10.4,11.6,12.6,13.1,13.3,13.2,12.7,11.8,10.8,10,9.4,8.9,8.4,8]

{"sheet":"津","index":30,"n_rows":16,"n_cols":25,"rows_kept":16,"cut":false,"hidden":true,"merged":[]}
["気象データ"]
[{"$f":"RIGHT(CELL(\"filename\",A2),LEN(CELL(\"filename\",A2))-FIND(\"]\",CELL(\"filename\",A2)))","v":"津"},{"$f":"VLOOKUP(A2,γ一覧表!$D$4:$E$50,2,FALSE)","v":0.6},"暖・冷房負荷比(γ)"]
["時刻別平均気温"]
["時刻",0,1,2,3,4,5,6,7,8,9,10,11,12,13,14,15,16,17,18,19,20,21,22,23]
["4月",12.5,12.2,11.9,11.6,11.4,11.2,11.2,12.1,13.4,14.3,15.1,15.8,16.399999999999999,16.899999999999999,17.100000000000001,17.2,16.899999999999999,16.5,15.8,15.1,14.6,14.1,13.6,13.1]
["5月",17.5,17.100000000000001,16.8,16.600000000000001,16.399999999999999,16.2,16.5,17.5,18.5,19.3,19.899999999999999,20.6,21.2,21.6,21.7,21.7,21.5,21.1,20.5,19.899999999999999,19.399999999999999,18.899999999999999,18.399999999999999,18]
["6月",21.4,21.1,20.8,20.6,20.5,20.399999999999999,20.6,21.4,22.2,22.9,23.5,24.1,24.5,24.8,24.9,24.9,24.8,24.4,24,23.4,23,22.6,22.2,21.9]
["7月",25.5,25.3,25,24.8,24.7,24.5,24.7,25.4,26.2,26.9,27.5,28.1,28.5,28.9,29,29.1,28.9,28.6,28.1,27.5,27.1,26.7,26.3,26]
["8月",26.6,26.3,26.1,25.9,25.7,25.6,25.6,26.3,27.3,28.2,28.9,29.5,30,30.3,30.5,30.4,30.2,29.8,29.2,28.5,28.1,27.7,27.3,26.9]
["9月",23.2,22.9,22.7,22.5,22.4,22.2,22.2,22.7,23.7,24.6,25.4,25.9,26.4,26.7,26.9,26.8,26.4,25.9,25.3,24.8,24.4,24,23.6,23.3]
["10月",17.5,17.3,17.100000000000001,16.899999999999999,16.8,16.7,16.5,16.8,18,19.2,20.100000000000001,20.7,21.2,21.5,21.7,21.6,21.2,20.5,19.899999999999999,19.399999999999999,18.8,18.3,18,17.600000000000001]
["11月",11.8,11.6,11.4,11.2,11.1,10.9,10.8,10.8,12,13.4,14.5,15.2,15.7,16.100000000000001,16.2,16,15.6,14.8,14.2,13.6,13.1,12.6,12.3,12]
["12月",6.9,6.7,6.5,6.3,6.2,6.1,6,5.9,6.6,8,9.1999999999999993,10,10.5,10.8,10.9,10.8,10.199999999999999,9.5,8.9,8.3000000000000007,7.9,7.5,7.2,6.9]
["1月",4.5,4.3,4.0999999999999996,3.9,3.8,3.7,3.6,3.5,4,5.4,6.5,7.3,7.9,8.1999999999999993,8.3000000000000007,8.1999999999999993,7.8,7,6.5,6,5.5,5.2,4.9000000000000004,4.5999999999999996]
["2月",4.7,4.4000000000000004,4.2,4,3.9,3.8,3.7,3.6,4.5,5.9,7,7.7,8.1999999999999993,8.5,8.8000000000000007,8.6999999999999993,8.4,7.8,7.1,6.6,6.1,5.7,5.4,5]
["3月",7.6,7.3,7.1,6.8,6.6,6.5,6.3,6.7,7.9,9.1999999999999993,10.1,10.8,11.3,11.7,12,12.1,11.8,11.2,10.5,9.9,9.4,8.9,8.5,8.1]

{"sheet":"大津","index":31,"n_rows":16,"n_cols":25,"rows_kept":16,"cut":false,"hidden":true,"merged":[]}
["気象データ"]
[{"$f":"RIGHT(CELL(\"filename\",A2),LEN(CELL(\"filename\",A2))-FIND(\"]\",CELL(\"filename\",A2)))","v":"大津"},{"$f":"VLOOKUP(A2,γ一覧表!$D$4:$E$50,2,FALSE)","v":0.8},"暖・冷房負荷比(γ)"]
["時刻別平均気温"]
["時刻",0,1,2,3,4,5,6,7,8,9,10,11,12,13,14,15,16,17,18,19,20,21,22,23]
["4月",10.9,10.5,10.1,9.6999999999999993,9.5,9.1999999999999993,9.1999999999999993,10.3,11.8,12.9,14.1,15.2,16.2,16.8,17.2,17.2,16.899999999999999,16.2,15.2,14.2,13.5,12.8,12.2,11.6]
["5月",16,15.6,15.2,14.9,14.6,14.3,14.8,16.100000000000001,17.3,18.399999999999999,19.5,20.5,21.3,22,22.2,22.2,21.9,21.3,20.399999999999999,19.399999999999999,18.5,17.899999999999999,17.2,16.7]
["6月",20.2,19.8,19.5,19.3,19.100000000000001,18.899999999999999,19.399999999999999,20.399999999999999,21.4,22.2,23.1,23.9,24.7,25.2,25.5,25.5,25.3,24.8,24,23.1,22.3,21.7,21.2,20.8]
["7月",24.4,24.1,23.8,23.6,23.4,23.3,23.6,24.6,25.6,26.5,27.3,28.1,28.8,29.3,29.6,29.5,29.1,28.6,27.8,26.8,26.1,25.6,25.2,24.9]
["8月",25.4,25,24.8,24.5,24.3,24.1,24.3,25.4,26.7,27.7,28.8,29.6,30.4,30.9,31.2,31.1,30.7,29.9,28.8,27.7,27,26.6,26.1,25.7]
["9月",21.6,21.3,21.1,20.8,20.6,20.5,20.399999999999999,21.3,22.6,23.8,24.7,25.5,26.2,26.6,26.8,26.8,26.3,25.4,24.4,23.6,23.1,22.6,22.2,21.8]
["10月",15.7,15.4,15.2,15,14.7,14.6,14.4,14.9,16.399999999999999,17.899999999999999,18.899999999999999,19.8,20.5,21,21.3,21.1,20.6,19.600000000000001,18.600000000000001,17.899999999999999,17.3,16.7,16.2,15.8]
["11月",10,9.6999999999999993,9.5,9.3000000000000007,9.1,8.9,8.8000000000000007,8.9,10,11.6,12.8,13.7,14.4,15,15.2,15.1,14.5,13.5,12.8,12,11.4,10.9,10.5,10.199999999999999]
["12月",5.3,5.0999999999999996,4.8,4.7,4.5,4.4000000000000004,4.3,4.3,4.8,6.1,7.3,8.1,8.8000000000000007,9.1999999999999993,9.5,9.4,8.9,8.1,7.5,6.9,6.4,6,5.6,5.4]
["1月",2.9,2.7,2.5,2.2999999999999998,2.2000000000000002,2.1,2,1.9,2.2999999999999998,3.5,4.7,5.5,6.1,6.5,6.8,6.8,6.4,5.7,5.0999999999999996,4.5999999999999996,4.2,3.8,3.4,3.1]
["2月",3,2.8,2.6,2.4,2.2000000000000002,2.1,2,2,2.8,4,5.0999999999999996,6,6.7,7.2,7.5,7.5,7.2,6.6,5.8,5.3,4.8,4.3,3.8,3.5]
["3月",6,5.6,5.3,5,4.8,4.7,4.5,4.9000000000000004,6.1,7.5,8.5,9.5,10.5,11,11.4,11.4,11.1,10.4,9.5,8.6999999999999993,8.1999999999999993,7.6,7.1,6.6]

{"sheet":"京都","index":32,"n_rows":16,"n_cols":25,"rows_kept":16,"cut":false,"hidden":true,"merged":[]}
["気象データ"]
[{"$f":"RIGHT(CELL(\"filename\",A2),LEN(CELL(\"filename\",A2))-FIND(\"]\",CELL(\"filename\",A2)))","v":"京都"},{"$f":"VLOOKUP(A2,γ一覧表!$D$4:$E$50,2,FALSE)","v":0.6},"暖・冷房負荷比(γ)"]
["時刻別平均気温"]
["時刻",0,1,2,3,4,5,6,7,8,9,10,11,12,13,14,15,16,17,18,19,20,21,22,23]
["4月",12.1,11.7,11.3,10.9,10.7,10.4,10.3,11.2,12.6,14.2,15.7,16.899999999999999,17.8,18.399999999999999,18.8,18.8,18.399999999999999,17.600000000000001,16.600000000000001,15.5,14.7,13.9,13.3,12.8]
["5月",17.100000000000001,16.7,16.3,16,15.7,15.5,15.8,16.899999999999999,18.2,19.600000000000001,20.9,22.1,23,23.6,23.9,23.8,23.4,22.7,21.7,20.6,19.7,19,18.3,17.7]
["6月",21.3,20.9,20.5,20.3,20.100000000000001,19.899999999999999,20.2,21.1,22.2,23.3,24.4,25.3,26,26.6,26.9,26.9,26.6,26,25.2,24.3,23.5,22.8,22.3,21.8]
["7月",25.5,25.2,24.9,24.6,24.4,24.2,24.4,25.2,26.2,27.3,28.3,29.2,29.9,30.5,30.8,30.8,30.5,29.9,29,28.1,27.4,26.8,26.4,26]
["8月",26.7,26.3,26,25.7,25.5,25.3,25.3,26.1,27.3,28.6,29.7,30.8,31.6,32.200000000000003,32.5,32.4,32,31.2,30.2,29.1,28.4,27.9,27.4,27]
["9月",22.8,22.5,22.2,21.9,21.7,21.5,21.4,22.1,23.3,24.6,25.7,26.7,27.4,27.8,28.1,27.9,27.4,26.6,25.6,24.8,24.2,23.7,23.3,22.9]
["10月",16.8,16.5,16.3,16,15.7,15.5,15.4,15.7,16.899999999999999,18.5,19.899999999999999,21,21.8,22.3,22.4,22.3,21.7,20.7,19.600000000000001,18.899999999999999,18.3,17.8,17.399999999999999,17]
["11月",11,10.7,10.4,10.1,9.9,9.6999999999999993,9.5,9.6,10.5,12,13.5,14.8,15.7,16.2,16.5,16.3,15.7,14.7,13.7,13,12.4,11.9,11.5,11.2]
["12月",5.9,5.6,5.4,5.2,5,4.8,4.7,4.5,5,6.2,7.6,8.9,9.8000000000000007,10.4,10.6,10.5,10,9.1,8.3000000000000007,7.7,7.1,6.7,6.3,6]
["1月",3.6,3.3,3.1,2.9,2.7,2.6,2.5,2.2999999999999998,2.7,3.8,5.0999999999999996,6.3,7.2,7.8,8,7.9,7.5,6.8,6,5.4,4.9000000000000004,4.5,4.2,3.9]
["2月",4,3.7,3.5,3.3,3.1,2.9,2.8,2.7,3.3,4.5999999999999996,6,7.2,8.1,8.6999999999999993,9,9,8.6,7.8,7,6.3,5.7,5.2,4.8,4.4000000000000004]
["3月",7.1,6.8,6.5,6.2,5.9,5.7,5.5,5.8,6.9,8.3000000000000007,9.8000000000000007,11.1,12,12.6,12.9,12.9,12.5,11.7,10.7,9.9,9.1999999999999993,8.6,8,7.6]

{"sheet":"大阪","index":33,"n_rows":16,"n_cols":25,"rows_kept":16,"cut":false,"hidden":true,"merged":[]}
["気象データ"]
[{"$f":"RIGHT(CELL(\"filename\",A2),LEN(CELL(\"filename\",A2))-FIND(\"]\",CELL(\"filename\",A2)))","v":"大阪"},{"$f":"VLOOKUP(A2,γ一覧表!$D$4:$E$50,2,FALSE)","v":0.6},"暖・冷房負荷比(γ)"]
["時刻別平均気温"]
["時刻",0,1,2,3,4,5,6,7,8,9,10,11,12,13,14,15,16,17,18,19,20,21,22,23]
["4月",13.7,13.3,12.9,12.6,12.2,12,11.9,12.5,13.6,14.9,16.2,17.2,17.899999999999999,18.399999999999999,18.600000000000001,18.5,18.100000000000001,17.5,16.8,16.100000000000001,15.5,15.1,14.6,14.3]
["5月",18.399999999999999,18.100000000000001,17.7,17.399999999999999,17.100000000000001,16.8,17.100000000000001,17.8,19,20.2,21.4,22.3,22.9,23.3,23.5,23.4,22.9,22.3,21.6,20.8,20.2,19.7,19.3,18.899999999999999]
["6月",22.1,21.8,21.6,21.3,21.1,20.9,21.1,21.8,22.7,23.7,24.6,25.4,26,26.4,26.6,26.5,26.1,25.5,24.9,24.2,23.7,23.2,22.8,22.5]
["7月",26.2,26,25.8,25.6,25.4,25.2,25.4,26,26.8,27.8,28.6,29.4,30,30.4,30.6,30.4,30,29.5,28.9,28.2,27.6,27.2,26.9,26.6]
["8月",27.5,27.3,27,26.8,26.6,26.4,26.4,27.1,28.1,29.2,30.2,31.1,31.8,32.200000000000003,32.299999999999997,32.1,31.5,30.8,30.1,29.4,28.8,28.4,28,27.7]
["9月",23.8,23.6,23.3,23.1,22.9,22.7,22.6,23.1,24,25.1,26.2,27.1,27.7,28.1,28.2,28,27.6,26.9,26.2,25.5,25,24.6,24.3,24]
["10月",18.3,18,17.7,17.399999999999999,17.2,17,16.8,17.100000000000001,18.100000000000001,19.399999999999999,20.5,21.5,22.2,22.5,22.7,22.6,22,21.3,20.6,20.100000000000001,19.600000000000001,19.100000000000001,18.7,18.399999999999999]
["11月",12.8,12.4,12.1,11.9,11.6,11.4,11.3,11.3,12.1,13.3,14.6,15.6,16.399999999999999,16.7,16.899999999999999,16.7,16.2,15.6,15.1,14.7,14.1,13.7,13.3,13]
["12月",7.7,7.5,7.2,7,6.8,6.5,6.4,6.4,6.8,7.9,9.1,10.1,10.8,11.1,11.2,11.1,10.6,10.1,9.6999999999999993,9.3000000000000007,8.9,8.5,8.1999999999999993,7.9]
["1月",5.3,5,4.8,4.5,4.3,4.2,4,4,4.3,5.4,6.5,7.5,8,8.4,8.6,8.5,8.1999999999999993,7.7,7.2,6.8,6.5,6.1,5.8,5.5]
["2月",5.6,5.3,5,4.8,4.5999999999999996,4.4000000000000004,4.2,4.3,4.9000000000000004,6,7.1,8.1,8.6999999999999993,9.1,9.4,9.4,9.1,8.5,7.9,7.5,7.1,6.7,6.3,6]
["3月",8.6999999999999993,8.4,8.1,7.8,7.5,7.3,7.1,7.3,8.1999999999999993,9.4,10.6,11.6,12.3,12.8,13,13,12.7,12.2,11.4,10.9,10.4,9.9,9.5,9.1999999999999993]

{"sheet":"神戸","index":34,"n_rows":16,"n_cols":25,"rows_kept":16,"cut":false,"hidden":true,"merged":[]}
["気象データ"]
[{"$f":"RIGHT(CELL(\"filename\",A2),LEN(CELL(\"filename\",A2))-FIND(\"]\",CELL(\"filename\",A2)))","v":"神戸"},{"$f":"VLOOKUP(A2,γ一覧表!$D$4:$E$50,2,FALSE)","v":0.6},"暖・冷房負荷比(γ)"]
["時刻別平均気温"]
["時刻",0,1,2,3,4,5,6,7,8,9,10,11,12,13,14,15,16,17,18,19,20,21,22,23]
["4月",13.6,13.3,13,12.7,12.4,12.2,12.2,13,13.9,14.7,15.6,16.3,16.899999999999999,17.399999999999999,17.7,17.7,17.399999999999999,17,16.399999999999999,15.6,15.1,14.8,14.4,14.1]
["5月",18.3,18,17.7,17.5,17.3,17.100000000000001,17.399999999999999,18.2,19,19.8,20.5,21.2,21.7,22.1,22.4,22.3,22.1,21.6,21,20.3,19.8,19.399999999999999,19,18.7]
["6月",21.9,21.7,21.5,21.3,21.2,21,21.3,21.9,22.6,23.2,23.8,24.4,24.8,25.3,25.5,25.5,25.2,24.8,24.3,23.6,23.2,22.8,22.6,22.3]
["7月",25.9,25.7,25.5,25.4,25.2,25.1,25.3,25.9,26.5,27.1,27.7,28.3,28.8,29.1,29.3,29.3,28.9,28.5,27.9,27.3,26.9,26.6,26.4,26.2]
["8月",27.3,27.1,26.9,26.7,26.6,26.5,26.5,27.2,27.9,28.7,29.4,30,30.5,30.9,31.1,31,30.6,30,29.3,28.6,28.2,27.9,27.7,27.5]
["9月",24.1,23.9,23.7,23.5,23.3,23.2,23.1,23.7,24.5,25.3,26,26.6,27,27.4,27.5,27.4,27.1,26.6,25.8,25.3,25,24.7,24.4,24.2]
["10月",18.7,18.399999999999999,18.2,18,17.8,17.600000000000001,17.5,17.899999999999999,18.899999999999999,19.8,20.6,21.3,21.8,22.1,22.2,22.1,21.8,21,20.2,19.8,19.5,19.2,19,18.7]
["11月",13,12.8,12.6,12.4,12.2,12,11.9,11.9,13,14,14.9,15.6,16.100000000000001,16.399999999999999,16.5,16.5,16,15.2,14.5,14.2,13.9,13.7,13.4,13.1]
["12月",7.7,7.5,7.4,7.2,7,6.9,6.8,6.7,7.3,8.4,9.3000000000000007,10,10.5,10.8,11,10.9,10.5,9.6999999999999993,9.1,8.6999999999999993,8.5,8.1999999999999993,8,7.7]
["1月",5.0999999999999996,4.8,4.7,4.5,4.4000000000000004,4.3,4.2,4.0999999999999996,4.5999999999999996,5.7,6.6,7.3,7.8,8.1999999999999993,8.3000000000000007,8.3000000000000007,8,7.4,6.8,6.3,6,5.8,5.5,5.3]
["2月",5.5,5.2,5.0999999999999996,4.8,4.7,4.5999999999999996,4.4000000000000004,4.4000000000000004,5.2,6.2,7.1,7.8,8.4,8.8000000000000007,9,9,8.8000000000000007,8.3000000000000007,7.6,7.1,6.7,6.4,6.1,5.8]
["3月",8.6,8.4,8.1,7.9,7.7,7.5,7.3,7.6,8.6,9.5,10.4,11.1,11.7,12.1,12.3,12.4,12.2,11.8,11.1,10.4,10,9.6999999999999993,9.3000000000000007,9]

{"sheet":"奈良","index":35,"n_rows":16,"n_cols":25,"rows_kept":16,"cut":false,"hidden":true,"merged":[]}
["気象データ"]
[{"$f":"RIGHT(CELL(\"filename\",A2),LEN(CELL(\"filename\",A2))-FIND(\"]\",CELL(\"filename\",A2)))","v":"奈良"},{"$f":"VLOOKUP(A2,γ一覧表!$D$4:$E$50,2,FALSE)","v":0.6},"暖・冷房負荷比(γ)"]
["時刻別平均気温"]
["時刻",0,1,2,3,4,5,6,7,8,9,10,11,12,13,14,15,16,17,18,19,20,21,22,23]
["4月",10.7,10.3,9.9,9.6,9.3000000000000007,9.1,9,10.3,12.1,13.9,15.5,16.8,17.7,18.3,18.5,18.5,18,17.2,16,14.6,13.6,12.8,12,11.4]
["5月",15.7,15.3,14.9,14.5,14.3,14,14.5,16,17.600000000000001,19.2,20.6,21.8,22.6,23.1,23.4,23.2,22.8,22,20.9,19.600000000000001,18.399999999999999,17.600000000000001,16.899999999999999,16.3]
["6月",19.8,19.5,19.2,18.899999999999999,18.7,18.600000000000001,19.100000000000001,20.100000000000001,21.4,22.7,23.8,24.7,25.3,25.8,26.1,26,25.7,25.1,24.2,23.2,22.2,21.5,20.9,20.399999999999999]
["7月",24,23.7,23.4,23.2,23,22.9,23.2,24.3,25.5,26.7,27.7,28.6,29.3,29.8,30,29.9,29.5,28.9,28,27.1,26.2,25.5,24.9,24.5]
["8月",24.9,24.6,24.4,24.1,23.9,23.7,23.8,25,26.5,27.9,29.2,30.3,31,31.4,31.6,31.5,31,30.1,28.9,27.8,27,26.3,25.7,25.3]
["9月",21.2,20.9,20.7,20.399999999999999,20.2,20.100000000000001,20,20.9,22.3,23.7,25,26,26.7,27.1,27.2,27,26.4,25.6,24.4,23.4,22.7,22.2,21.7,21.3]
["10月",15.2,15,14.7,14.5,14.3,14.1,14,14.4,16,17.600000000000001,19.100000000000001,20.3,21.1,21.5,21.6,21.4,20.8,19.600000000000001,18.3,17.5,16.8,16.2,15.7,15.4]
["11月",9.6,9.3000000000000007,9.1,8.8000000000000007,8.6,8.4,8.3000000000000007,8.3000000000000007,9.6999999999999993,11.4,13,14.4,15.3,15.7,15.8,15.5,14.8,13.5,12.5,11.7,11.1,10.6,10.1,9.8000000000000007]
["12月",4.8,4.5999999999999996,4.4000000000000004,4.2,4,3.9,3.7,3.7,4.4000000000000004,6,7.5,8.8000000000000007,9.6999999999999993,10.1,10.199999999999999,10,9.4,8.1999999999999993,7.3,6.7,6.1,5.7,5.3,5]
["1月",2.6,2.4,2.2000000000000002,2.1,1.9,1.7,1.6,1.5,2,3.6,5.0999999999999996,6.3,7.1,7.6,7.7,7.6,7,6.2,5.2,4.5,4,3.5,3.2,2.8]
["2月",2.8,2.6,2.2999999999999998,2.1,2,1.8,1.7,1.6,2.7,4.3,5.8,7.1,8,8.5,8.6999999999999993,8.6999999999999993,8.1999999999999993,7.4,6.3,5.4,4.7,4.0999999999999996,3.6,3.2]
["3月",5.9,5.5,5.2,4.9000000000000004,4.7,4.5,4.3,4.7,6.3,8,9.6999999999999993,11,11.9,12.5,12.7,12.6,12.2,11.3,10.199999999999999,9,8.1999999999999993,7.5,6.9,6.4]

{"sheet":"和歌山","index":36,"n_rows":16,"n_cols":25,"rows_kept":16,"cut":false,"hidden":true,"merged":[]}
["気象データ"]
[{"$f":"RIGHT(CELL(\"filename\",A2),LEN(CELL(\"filename\",A2))-FIND(\"]\",CELL(\"filename\",A2)))","v":"和歌山"},{"$f":"VLOOKUP(A2,γ一覧表!$D$4:$E$50,2,FALSE)","v":0.6},"暖・冷房負荷比(γ)"]
["時刻別平均気温"]
["時刻",0,1,2,3,4,5,6,7,8,9,10,11,12,13,14,15,16,17,18,19,20,21,22,23]
["4月",13.6,13.1,12.7,12.3,12,11.7,11.5,12.1,13.5,15.2,16.3,17.100000000000001,17.600000000000001,18.100000000000001,18.399999999999999,18.3,18.100000000000001,17.600000000000001,16.8,16.2,15.7,15.3,14.8,14.3]
["5月",18.3,17.8,17.399999999999999,17,16.7,16.399999999999999,16.5,17.399999999999999,18.899999999999999,20.3,21.2,21.9,22.4,22.7,22.9,22.8,22.5,22,21.3,20.6,20.100000000000001,19.7,19.3,18.8]
["6月",22,21.6,21.3,21,20.8,20.6,20.7,21.4,22.6,23.6,24.4,25,25.4,25.6,25.7,25.6,25.3,24.8,24.3,23.7,23.3,23,22.8,22.5]
["7月",26.1,25.8,25.5,25.3,25,24.8,24.9,25.6,26.7,27.7,28.4,28.9,29.4,29.6,29.7,29.6,29.3,28.8,28.1,27.5,27.1,26.9,26.6,26.4]
["8月",27.2,26.8,26.5,26.2,25.9,25.7,25.6,26.3,27.6,29,29.9,30.6,31,31.3,31.3,31.1,30.7,30.1,29.3,28.7,28.3,28,27.7,27.5]
["9月",23.7,23.3,23,22.7,22.5,22.2,22.1,22.5,23.7,25,26.1,26.9,27.4,27.6,27.8,27.7,27.3,26.7,26,25.5,25.1,24.7,24.3,23.9]
["10月",18,17.600000000000001,17.3,17,16.7,16.5,16.399999999999999,16.5,17.7,19.3,20.6,21.5,22.1,22.4,22.5,22.4,22,21.4,20.7,20.2,19.600000000000001,19.100000000000001,18.600000000000001,18.2]
["11月",12.5,12.1,11.9,11.6,11.4,11.2,11.1,11,11.8,13.3,14.8,15.9,16.600000000000001,16.899999999999999,17,16.899999999999999,16.399999999999999,15.8,15.2,14.7,14.1,13.5,13.1,12.7]
["12月",7.5,7.3,7.1,6.9,6.7,6.5,6.4,6.3,6.7,7.8,9.1999999999999993,10.3,11,11.3,11.4,11.3,10.9,10.3,9.9,9.4,8.9,8.4,8,7.7]
["1月",5.0999999999999996,4.9000000000000004,4.7,4.5,4.2,4.0999999999999996,4,3.9,4.2,5.2,6.5,7.6,8.1999999999999993,8.6,8.8000000000000007,8.6999999999999993,8.5,7.9,7.4,7.1,6.6,6.2,5.8,5.4]
["2月",5.5,5.2,5,4.7,4.5,4.3,4.0999999999999996,4.0999999999999996,4.7,6,7.4,8.4,9,9.4,9.6,9.6,9.4,8.9,8.1999999999999993,7.8,7.3,6.8,6.4,6]
["3月",8.6999999999999993,8.3000000000000007,8,7.7,7.4,7.1,6.9,7.1,8.1,9.6,10.9,11.8,12.4,12.9,13.1,13.2,12.9,12.4,11.7,11.2,10.7,10.199999999999999,9.6999999999999993,9.1999999999999993]

{"sheet":"鳥取","index":37,"n_rows":16,"n_cols":25,"rows_kept":16,"cut":false,"hidden":true,"merged":[]}
["気象データ"]
[{"$f":"RIGHT(CELL(\"filename\",A2),LEN(CELL(\"filename\",A2))-FIND(\"]\",CELL(\"filename\",A2)))","v":"鳥取"},{"$f":"VLOOKUP(A2,γ一覧表!$D$4:$E$50,2,FALSE)","v":0.6},"暖・冷房負荷比(γ)"]
["時刻別平均気温"]
["時刻",0,1,2,3,4,5,6,7,8,9,10,11,12,13,14,15,16,17,18,19,20,21,22,23]
["4月",10.5,10.199999999999999,9.9,9.6999999999999993,9.5,9.3000000000000007,9.3000000000000007,10.4,12.3,14.3,15.8,16.7,17.100000000000001,17.2,17.2,16.899999999999999,16.399999999999999,15.8,14.9,14,13,12.2,11.6,11.2]
["5月",15.5,15.2,15,14.7,14.5,14.3,14.6,16,17.899999999999999,19.7,21,21.7,22.1,22.1,22,21.8,21.3,20.6,19.899999999999999,18.899999999999999,17.8,17,16.399999999999999,16]
["6月",19.8,19.600000000000001,19.399999999999999,19.100000000000001,19,18.8,19.100000000000001,20.2,21.6,23,24.1,24.8,25.2,25.4,25.3,25,24.6,24,23.3,22.6,21.8,21.2,20.7,20.3]
["7月",24.3,24,23.8,23.6,23.5,23.4,23.5,24.5,25.8,27.1,28.2,28.8,29.2,29.3,29.3,29,28.6,28,27.3,26.6,25.9,25.4,25,24.6]
["8月",25.2,25,24.8,24.5,24.3,24.1,24.2,25.2,26.7,28.4,29.7,30.5,31,31.2,31.1,30.7,30.1,29.5,28.6,27.7,26.9,26.3,25.9,25.5]
["9月",21,20.8,20.6,20.399999999999999,20.2,20.100000000000001,20,20.6,22,23.5,24.9,25.8,26.3,26.5,26.4,26.1,25.7,24.9,24.1,23.2,22.5,21.9,21.5,21.1]
["10月",15.2,15,14.8,14.6,14.4,14.3,14.1,14.4,15.8,17.600000000000001,19.399999999999999,20.5,21.1,21.3,21.3,21,20.399999999999999,19.600000000000001,18.5,17.399999999999999,16.7,16.2,15.7,15.4]
["11月",10.3,10,9.9,9.6999999999999993,9.6,9.5,9.4,9.4,10.4,11.9,13.5,14.8,15.4,15.6,15.6,15.3,14.8,13.9,12.8,12,11.3,11,10.6,10.3]
["12月",5.6,5.4,5.3,5.2,5.0999999999999996,5,5,4.9000000000000004,5.3,6.3,7.5,8.5,9.1999999999999993,9.5,9.6,9.4,8.9,8.1999999999999993,7.4,6.8,6.4,6.1,5.8,5.6]
["1月",3.1,2.9,2.8,2.8,2.7,2.6,2.6,2.6,2.8,3.6,4.7,5.7,6.4,6.7,6.7,6.6,6.3,5.7,4.9000000000000004,4.3,3.9,3.6,3.4,3.2]
["2月",3.3,3.2,3,2.9,2.8,2.7,2.7,2.6,3.2,4.3,5.6,6.6,7.3,7.6,7.7,7.7,7.3,6.8,6,5.2,4.5999999999999996,4.0999999999999996,3.8,3.6]
["3月",6,5.7,5.6,5.4,5.2,5.0999999999999996,5,5.3,6.6,8.1999999999999993,9.8000000000000007,10.7,11.3,11.6,11.6,11.5,11.1,10.5,9.6999999999999993,8.8000000000000007,7.9,7.3,6.8,6.4]

{"sheet":"松江","index":38,"n_rows":16,"n_cols":25,"rows_kept":16,"cut":false,"hidden":true,"merged":[]}
["気象データ"]
[{"$f":"RIGHT(CELL(\"filename\",A2),LEN(CELL(\"filename\",A2))-FIND(\"]\",CELL(\"filename\",A2)))","v":"松江"},{"$f":"VLOOKUP(A2,γ一覧表!$D$4:$E$50,2,FALSE)","v":0.6},"暖・冷房負荷比(γ)"]
["時刻別平均気温"]
["時刻",0,1,2,3,4,5,6,7,8,9,10,11,12,13,14,15,16,17,18,19,20,21,22,23]
["4月",10.9,10.6,10.4,10.1,9.9,9.8000000000000007,9.6999999999999993,10.8,12.4,14,15.4,16.3,16.899999999999999,17,16.899999999999999,16.5,15.9,15.1,14.3,13.5,13,12.4,12,11.5]
["5月",15.9,15.5,15.3,15,14.8,14.7,15,16.3,17.8,19.2,20.399999999999999,21.2,21.6,21.8,21.6,21.3,20.7,20,19.100000000000001,18.3,17.7,17.2,16.7,16.3]
["6月",19.899999999999999,19.7,19.5,19.3,19.100000000000001,18.899999999999999,19.3,20.3,21.4,22.6,23.6,24.3,24.7,24.8,24.6,24.2,23.8,23.2,22.5,21.8,21.3,20.9,20.6,20.3]
["7月",24.3,24.1,23.9,23.8,23.6,23.5,23.7,24.6,25.6,26.6,27.4,28,28.4,28.5,28.3,28.1,27.7,27.1,26.5,25.9,25.4,25.1,24.8,24.6]
["8月",25.5,25.3,25.1,24.9,24.7,24.5,24.6,25.6,26.9,28,29,29.7,30.2,30.3,30.1,29.7,29.2,28.5,27.8,27.1,26.7,26.3,26,25.8]
["9月",21.6,21.3,21.1,20.9,20.7,20.5,20.399999999999999,21.1,22.3,23.6,24.6,25.3,25.7,25.8,25.7,25.4,24.9,24.2,23.6,23,22.7,22.3,22,21.7]
["10月",15.8,15.5,15.2,15,14.9,14.7,14.6,14.9,16.2,17.8,19.100000000000001,20.100000000000001,20.7,20.9,20.8,20.399999999999999,19.8,19.100000000000001,18.399999999999999,17.7,17.2,16.8,16.3,15.9]
["11月",10.5,10.3,10.1,10,9.8000000000000007,9.6999999999999993,9.6,9.6,10.5,11.9,13.2,14.3,15,15.3,15.2,14.9,14.3,13.5,12.8,12.2,11.8,11.3,11,10.6]
["12月",6,5.9,5.7,5.6,5.5,5.4,5.2,5.2,5.5,6.5,7.5,8.5,9.1,9.4,9.4,9.1,8.6,8,7.5,7.2,6.9,6.6,6.3,6.1]
["1月",3.7,3.6,3.4,3.3,3.2,3.1,3.1,3,3.2,4.0999999999999996,5,5.9,6.4,6.7,6.8,6.6,6.2,5.6,5.2,4.8,4.5,4.2,4,3.8]
["2月",3.9,3.7,3.5,3.3,3.1,3,2.9,2.9,3.4,4.5999999999999996,5.8,6.8,7.4,7.8,7.8,7.6,7.2,6.6,6,5.5,5.0999999999999996,4.8,4.5,4.2]
["3月",6.4,6.1,5.9,5.7,5.5,5.4,5.3,5.5,6.9,8.4,9.8000000000000007,10.8,11.4,11.6,11.6,11.3,10.7,10.1,9.3000000000000007,8.6999999999999993,8.1999999999999993,7.7,7.2,6.9]

{"sheet":"岡山","index":39,"n_rows":16,"n_cols":25,"rows_kept":16,"cut":false,"hidden":true,"merged":[]}
["気象データ"]
[{"$f":"RIGHT(CELL(\"filename\",A2),LEN(CELL(\"filename\",A2))-FIND(\"]\",CELL(\"filename\",A2)))","v":"岡山"},{"$f":"VLOOKUP(A2,γ一覧表!$D$4:$E$50,2,FALSE)","v":0.6},"暖・冷房負荷比(γ)"]
["時刻別平均気温"]
["時刻",0,1,2,3,4,5,6,7,8,9,10,11,12,13,14,15,16,17,18,19,20,21,22,23]
["4月",12.6,12.1,11.5,11.1,10.7,10.4,10.199999999999999,10.8,12.2,14.2,15.7,16.899999999999999,17.8,18.3,18.600000000000001,18.7,18.600000000000001,18.100000000000001,17.2,16.3,15.4,14.7,14,13.4]
["5月",17.600000000000001,17.100000000000001,16.600000000000001,16.2,15.8,15.5,15.6,16.399999999999999,17.899999999999999,19.5,20.9,22,22.8,23.3,23.6,23.7,23.5,23,22.2,21.3,20.399999999999999,19.600000000000001,18.899999999999999,18.3]
["6月",21.6,21.2,20.8,20.5,20.2,20,20.100000000000001,20.9,22.1,23.2,24.3,25.2,25.8,26.3,26.5,26.5,26.4,25.9,25.4,24.6,23.9,23.3,22.7,22.2]
["7月",25.7,25.4,25.1,24.8,24.6,24.4,24.4,25.1,26.1,27.3,28.3,29.1,29.7,30.1,30.4,30.5,30.3,29.8,29.1,28.4,27.7,27.2,26.7,26.3]
["8月",26.9,26.5,26.2,25.9,25.7,25.4,25.4,26,27.1,28.5,29.6,30.5,31.2,31.6,31.8,31.8,31.6,31.1,30.3,29.5,28.8,28.2,27.7,27.3]
["9月",23,22.7,22.3,22.1,21.8,21.6,21.4,21.8,22.8,24.4,25.6,26.5,27.1,27.4,27.6,27.6,27.4,26.9,26.1,25.4,24.7,24.2,23.7,23.2]
["10月",17,16.600000000000001,16.2,15.9,15.7,15.4,15.2,15.3,16.5,18.2,19.8,20.9,21.7,21.9,22.2,22.2,21.9,21.2,20.3,19.5,18.8,18.2,17.7,17.2]
["11月",11,10.6,10.3,10,9.6999999999999993,9.5,9.3000000000000007,9.1999999999999993,9.9,11.7,13.4,14.9,15.8,16.100000000000001,16.3,16.3,15.9,15.1,14.3,13.5,12.8,12.3,11.7,11.2]
["12月",5.9,5.5,5.2,5,4.7,4.5,4.3,4.2,4.5999999999999996,6,7.8,9.3000000000000007,10.199999999999999,10.6,10.7,10.7,10.3,9.5,8.8000000000000007,8.1999999999999993,7.5,7,6.5,6.1]
["1月",3.6,3.2,2.9,2.7,2.4,2.2000000000000002,2,1.9,2.2000000000000002,3.7,5.4,6.9,7.9,8.1999999999999993,8.4,8.5,8.1999999999999993,7.5,6.7,6,5.4,4.9000000000000004,4.4000000000000004,4]
["2月",4.2,3.8,3.5,3.1,2.9,2.6,2.4,2.4,2.9,4.5999999999999996,6.4,7.8,8.6999999999999993,9.1,9.3000000000000007,9.4,9.1999999999999993,8.6,7.8,7,6.4,5.8,5.3,4.8]
["3月",7.5,7,6.6,6.2,5.9,5.6,5.3,5.4,6.5,8.4,10.1,11.3,12.2,12.7,13,13.1,12.9,12.3,11.5,10.7,9.9,9.3000000000000007,8.6999999999999993,8.1999999999999993]

{"sheet":"広島","index":40,"n_rows":16,"n_cols":25,"rows_kept":16,"cut":false,"hidden":true,"merged":[]}
["気象データ"]
[{"$f":"RIGHT(CELL(\"filename\",A2),LEN(CELL(\"filename\",A2))-FIND(\"]\",CELL(\"filename\",A2)))","v":"広島"},{"$f":"VLOOKUP(A2,γ一覧表!$D$4:$E$50,2,FALSE)","v":0.6},"暖・冷房負荷比(γ)"]
["時刻別平均気温"]
["時刻",0,1,2,3,4,5,6,7,8,9,10,11,12,13,14,15,16,17,18,19,20,21,22,23]
["4月",13,12.5,12,11.6,11.3,11,10.8,11.1,12.3,13.9,15.7,16.8,17.600000000000001,18.100000000000001,18.399999999999999,18.5,18.3,17.899999999999999,17.2,16.399999999999999,15.8,15.2,14.5,13.9]
["5月",18,17.5,17,16.5,16.2,15.9,15.8,16.399999999999999,17.8,19.399999999999999,20.8,21.7,22.4,22.8,23.1,23.1,22.9,22.5,21.9,21.2,20.6,20,19.3,18.7]
["6月",21.9,21.5,21.1,20.8,20.5,20.2,20.3,20.8,21.9,23.1,24.2,24.9,25.4,25.7,25.9,25.9,25.7,25.4,24.9,24.4,23.8,23.4,22.9,22.5]
["7月",26,25.6,25.3,25.1,24.8,24.6,24.6,25,26,27,27.9,28.6,29.1,29.5,29.7,29.8,29.6,29.3,28.8,28.2,27.7,27.3,26.9,26.5]
["8月",27.2,26.8,26.5,26.2,25.9,25.7,25.5,25.9,26.9,28.1,29.4,30.2,30.8,31.3,31.5,31.4,31.1,30.6,29.9,29.3,28.8,28.4,27.9,27.5]
["9月",23.3,22.9,22.6,22.3,22.1,21.9,21.7,21.8,22.7,24,25.5,26.6,27.3,27.7,27.9,27.8,27.5,26.9,26.2,25.6,25.1,24.5,24,23.5]
["10月",17.3,17,16.600000000000001,16.3,16,15.8,15.6,15.6,16.399999999999999,17.899999999999999,19.7,21.1,22,22.5,22.8,22.7,22.3,21.6,20.9,20.2,19.3,18.600000000000001,18,17.5]
["11月",11.4,11.1,10.8,10.5,10.3,10,9.9,9.8000000000000007,10.3,11.5,13.3,14.8,15.9,16.5,16.7,16.7,16.2,15.6,14.9,14.1,13.3,12.7,12.1,11.7]
["12月",6.3,6,5.7,5.5,5.2,5,4.9000000000000004,4.8,5,6,7.4,8.9,10.1,10.7,11,10.9,10.5,9.9,9.1999999999999993,8.6,8,7.4,6.9,6.5]
["1月",4.0999999999999996,3.7,3.5,3.3,3,2.9,2.8,2.7,2.9,3.8,5.2,6.7,7.8,8.4,8.8000000000000007,8.8000000000000007,8.4,7.8,7.2,6.6,6,5.4,4.9000000000000004,4.5]
["2月",4.8,4.5,4.0999999999999996,3.8,3.6,3.4,3.3,3.2,3.6,4.7,6.2,7.8,8.8000000000000007,9.4,9.8000000000000007,9.8000000000000007,9.5,8.8000000000000007,8.1999999999999993,7.6,7,6.5,5.9,5.4]
["3月",8.1999999999999993,7.7,7.3,6.9,6.6,6.3,6.1,6.1,6.8,8.1999999999999993,10,11.4,12.3,12.9,13.2,13.3,13.1,12.5,11.8,11.2,10.6,10,9.4,8.8000000000000007]

{"sheet":"山口","index":41,"n_rows":16,"n_cols":25,"rows_kept":16,"cut":false,"hidden":true,"merged":[]}
["気象データ"]
[{"$f":"RIGHT(CELL(\"filename\",A2),LEN(CELL(\"filename\",A2))-FIND(\"]\",CELL(\"filename\",A2)))","v":"山口"},{"$f":"VLOOKUP(A2,γ一覧表!$D$4:$E$50,2,FALSE)","v":0.6},"暖・冷房負荷比(γ)"]
["時刻別平均気温"]
["時刻",0,1,2,3,4,5,6,7,8,9,10,11,12,13,14,15,16,17,18,19,20,21,22,23]
["4月",11.5,11.1,10.7,10.3,10,9.6999999999999993,9.6,10.199999999999999,11.8,14.1,16.100000000000001,17.5,18.3,18.8,19,18.899999999999999,18.5,17.7,16.600000000000001,15.4,14.4,13.6,12.9,12.2]
["5月",16.399999999999999,15.9,15.5,15.2,14.9,14.6,14.7,15.6,17.399999999999999,19.399999999999999,21.1,22.2,23,23.5,23.7,23.6,23.2,22.5,21.5,20.3,19.2,18.3,17.600000000000001,17]
["6月",20.6,20.3,20,19.7,19.5,19.3,19.399999999999999,20.2,21.5,22.9,24.1,25,25.7,26.1,26.2,26.2,25.9,25.3,24.6,23.6,22.8,22.1,21.6,21.2]
["7月",24.7,24.4,24.1,23.9,23.7,23.5,23.6,24.3,25.5,26.7,27.8,28.6,29.2,29.7,29.8,29.8,29.5,29,28.2,27.3,26.6,26,25.5,25.1]
["8月",25.6,25.3,25.1,24.8,24.6,24.4,24.4,25,26.4,27.9,29.2,30.1,30.8,31.1,31.2,31,30.5,29.9,29,28,27.3,26.8,26.3,25.9]
["9月",21.9,21.6,21.3,21,20.8,20.6,20.5,20.8,22.1,23.9,25.5,26.5,27.2,27.5,27.6,27.4,26.9,26.1,25.1,24.2,23.6,23,22.5,22.1]
["10月",15.8,15.4,15.1,14.8,14.5,14.3,14.1,14.2,15.5,17.600000000000001,19.8,21.3,22.2,22.6,22.7,22.4,21.8,20.8,19.5,18.5,17.7,17,16.5,16]
["11月",9.9,9.6,9.3000000000000007,9.1,8.9,8.6999999999999993,8.6,8.5,9.3000000000000007,11,13.2,15.1,16.100000000000001,16.600000000000001,16.7,16.5,15.9,14.8,13.4,12.5,11.7,11,10.5,10.1]
["12月",5,4.7,4.5,4.3,4.0999999999999996,3.9,3.8,3.7,3.9,5.2,6.9,8.8000000000000007,10.1,10.6,10.7,10.6,10.1,9.1999999999999993,8,7.2,6.5,6,5.6,5.2]
["1月",2.8,2.6,2.2999999999999998,2.1,2,1.9,1.8,1.7,1.9,3,4.7,6.5,7.7,8.1999999999999993,8.4,8.4,7.9,7.2,6.2,5.2,4.5,4,3.5,3.1]
["2月",3.7,3.4,3.2,2.9,2.7,2.5,2.4,2.2999999999999998,2.8,4.3,6.2,7.9,9,9.5,9.8000000000000007,9.8000000000000007,9.4,8.6999999999999993,7.7,6.7,5.9,5.2,4.7,4.2]
["3月",6.9,6.5,6.2,5.9,5.6,5.4,5.2,5.2,6.3,8.1999999999999993,10.4,11.9,12.8,13.3,13.5,13.5,13.2,12.5,11.4,10.3,9.4,8.6,8,7.4]

{"sheet":"徳島","index":42,"n_rows":16,"n_cols":25,"rows_kept":16,"cut":false,"hidden":true,"merged":[]}
["気象データ"]
[{"$f":"RIGHT(CELL(\"filename\",A2),LEN(CELL(\"filename\",A2))-FIND(\"]\",CELL(\"filename\",A2)))","v":"徳島"},{"$f":"VLOOKUP(A2,γ一覧表!$D$4:$E$50,2,FALSE)","v":0.6},"暖・冷房負荷比(γ)"]
["時刻別平均気温"]
["時刻",0,1,2,3,4,5,6,7,8,9,10,11,12,13,14,15,16,17,18,19,20,21,22,23]
["4月",13.4,13,12.6,12.3,12,11.7,11.6,12.3,13.7,15,16,16.7,17.399999999999999,17.899999999999999,18.2,18.3,18.100000000000001,17.5,16.8,16,15.5,14.9,14.4,14]
["5月",18,17.600000000000001,17.3,17,16.7,16.399999999999999,16.600000000000001,17.600000000000001,18.8,20,20.8,21.5,22.1,22.5,22.6,22.6,22.4,21.9,21.3,20.5,19.899999999999999,19.399999999999999,19,18.5]
["6月",21.6,21.4,21.1,20.8,20.6,20.399999999999999,20.6,21.4,22.3,23.2,23.9,24.5,25,25.3,25.4,25.4,25.2,24.8,24.3,23.6,23.1,22.7,22.4,22.1]
["7月",25.5,25.3,25,24.8,24.6,24.4,24.6,25.3,26.2,27.2,27.9,28.5,28.9,29.2,29.3,29.3,29.1,28.6,28,27.3,26.8,26.5,26.2,25.8]
["8月",26.7,26.5,26.2,25.9,25.7,25.5,25.5,26.2,27.3,28.5,29.4,30,30.6,30.9,31.1,31,30.6,30,29.3,28.5,28,27.7,27.3,27]
["9月",23.6,23.3,23,22.8,22.6,22.4,22.3,22.7,23.7,24.9,25.8,26.5,27,27.2,27.4,27.3,27,26.4,25.8,25.3,24.8,24.4,24,23.7]
["10月",18.100000000000001,17.8,17.5,17.3,17.100000000000001,17,16.8,17.100000000000001,18.100000000000001,19.5,20.6,21.4,21.9,22.2,22.3,22.2,21.8,21.1,20.5,20,19.399999999999999,19,18.600000000000001,18.2]
["11月",12.5,12.2,12,11.8,11.6,11.5,11.4,11.4,12.2,13.6,14.9,15.8,16.399999999999999,16.8,16.8,16.600000000000001,16.2,15.5,14.9,14.4,13.8,13.4,13,12.7]
["12月",7.5,7.3,7.1,6.9,6.8,6.7,6.6,6.5,7,8.1999999999999993,9.4,10.4,11.1,11.4,11.5,11.2,10.8,10.1,9.5,9.1,8.6,8.1999999999999993,7.9,7.6]
["1月",5.0999999999999996,4.9000000000000004,4.7,4.5,4.4000000000000004,4.2,4.2,4.0999999999999996,4.5,5.6,6.8,7.8,8.5,8.9,9,8.9,8.5,7.9,7.3,6.9,6.4,6,5.7,5.4]
["2月",5.5,5.2,5,4.8,4.5999999999999996,4.4000000000000004,4.3,4.3,4.9000000000000004,6.3,7.5,8.5,9.1,9.5,9.8000000000000007,9.6999999999999993,9.3000000000000007,8.8000000000000007,8.1,7.6,7.1,6.7,6.3,5.9]
["3月",8.6,8.3000000000000007,7.9,7.7,7.5,7.3,7.1,7.3,8.4,9.6999999999999993,10.9,11.8,12.4,12.8,13.1,13.1,12.9,12.3,11.6,11,10.5,10,9.5,9.1]

{"sheet":"高松","index":43,"n_rows":16,"n_cols":25,"rows_kept":16,"cut":false,"hidden":true,"merged":[]}
["気象データ"]
[{"$f":"RIGHT(CELL(\"filename\",A2),LEN(CELL(\"filename\",A2))-FIND(\"]\",CELL(\"filename\",A2)))","v":"高松"},{"$f":"VLOOKUP(A2,γ一覧表!$D$4:$E$50,2,FALSE)","v":0.6},"暖・冷房負荷比(γ)"]
["時刻別平均気温"]
["時刻",0,1,2,3,4,5,6,7,8,9,10,11,12,13,14,15,16,17,18,19,20,21,22,23]
["4月",12.8,12.3,11.9,11.5,11.2,10.9,10.8,11.7,13.3,14.7,15.8,16.600000000000001,17.399999999999999,18,18.5,18.7,18.5,18,17.100000000000001,16.2,15.4,14.7,14.1,13.5]
["5月",17.8,17.3,16.899999999999999,16.5,16.2,15.9,16.2,17.3,18.7,19.899999999999999,20.9,21.7,22.4,23,23.4,23.5,23.4,23,22.2,21.2,20.3,19.600000000000001,19,18.399999999999999]
["6月",21.8,21.4,21.1,20.8,20.5,20.3,20.6,21.4,22.4,23.3,24.1,24.8,25.4,25.9,26.2,26.3,26.2,25.9,25.2,24.5,23.8,23.3,22.8,22.3]
["7月",25.9,25.6,25.3,25,24.8,24.6,24.7,25.5,26.5,27.5,28.3,29,29.6,30,30.3,30.4,30.3,29.9,29.2,28.5,27.8,27.3,26.8,26.4]
["8月",27.1,26.7,26.4,26.1,25.8,25.6,25.6,26.4,27.7,28.8,29.7,30.4,31,31.5,31.8,31.8,31.6,31.1,30.3,29.5,28.8,28.3,27.8,27.4]
["9月",23.4,23,22.7,22.5,22.3,22.1,21.9,22.5,23.8,25,25.9,26.5,27,27.4,27.6,27.6,27.4,26.9,26.1,25.4,24.9,24.4,24,23.5]
["10月",17.600000000000001,17.2,16.899999999999999,16.7,16.399999999999999,16.2,16.100000000000001,16.399999999999999,17.8,19.5,20.6,21.3,21.8,22.1,22.3,22.3,21.9,21.3,20.5,19.8,19.100000000000001,18.600000000000001,18.2,17.7]
["11月",11.7,11.4,11.1,10.9,10.7,10.6,10.4,10.4,11.5,13.3,14.8,15.7,16.2,16.5,16.600000000000001,16.5,16,15.3,14.5,13.9,13.3,12.8,12.4,12]
["12月",6.8,6.6,6.4,6.2,6,5.9,5.7,5.6,6.2,7.7,9.4,10.3,10.8,11,11.1,11,10.5,9.8000000000000007,9.1999999999999993,8.6,8.1,7.8,7.4,7]
["1月",4.5999999999999996,4.3,4.0999999999999996,3.9,3.7,3.6,3.5,3.4,3.9,5.3,6.7,7.7,8.1999999999999993,8.5,8.6999999999999993,8.6,8.3000000000000007,7.7,7,6.5,6,5.6,5.2,4.8]
["2月",4.9000000000000004,4.5999999999999996,4.3,4,3.8,3.7,3.5,3.4,4.3,5.9,7.3,8.1999999999999993,8.8000000000000007,9.1999999999999993,9.4,9.5,9.1999999999999993,8.6999999999999993,7.9,7.3,6.7,6.2,5.8,5.4]
["3月",7.9,7.5,7.2,6.9,6.6,6.4,6.2,6.4,7.8,9.4,10.5,11.4,12,12.6,12.9,13.1,12.9,12.5,11.6,10.8,10.1,9.5,9,8.5]

{"sheet":"松山","index":44,"n_rows":16,"n_cols":25,"rows_kept":16,"cut":false,"hidden":true,"merged":[]}
["気象データ"]
[{"$f":"RIGHT(CELL(\"filename\",A2),LEN(CELL(\"filename\",A2))-FIND(\"]\",CELL(\"filename\",A2)))","v":"松山"},{"$f":"VLOOKUP(A2,γ一覧表!$D$4:$E$50,2,FALSE)","v":0.6},"暖・冷房負荷比(γ)"]
["時刻別平均気温"]
["時刻",0,1,2,3,4,5,6,7,8,9,10,11,12,13,14,15,16,17,18,19,20,21,22,23]
["4月",12.9,12.5,12.2,11.9,11.6,11.4,11.3,12.1,13.7,15.3,16.399999999999999,17.100000000000001,17.600000000000001,17.899999999999999,18.2,18.3,18,17.600000000000001,16.899999999999999,16.100000000000001,15.2,14.5,13.9,13.5]
["5月",17.5,17.100000000000001,16.7,16.399999999999999,16.2,15.9,16.100000000000001,17.2,18.8,20.100000000000001,21.1,21.8,22.2,22.5,22.7,22.7,22.5,22.1,21.5,20.7,19.8,19,18.5,18]
["6月",21.2,21,20.7,20.5,20.3,20.100000000000001,20.3,21.1,22.2,23.3,24,24.7,25.1,25.5,25.6,25.6,25.3,25,24.4,23.8,23.1,22.5,22.1,21.7]
["7月",25.5,25.3,25,24.8,24.6,24.4,24.5,25.3,26.4,27.5,28.3,28.8,29.3,29.6,29.8,29.7,29.6,29.2,28.6,28,27.3,26.7,26.3,25.9]
["8月",26.5,26.2,25.9,25.6,25.4,25.2,25.2,25.9,27.4,28.7,29.7,30.4,30.8,31.1,31.2,31.1,30.8,30.3,29.6,28.8,28.2,27.6,27.2,26.8]
["9月",23,22.7,22.5,22.2,22,21.9,21.7,22.2,23.6,25,26.1,26.9,27.4,27.7,27.8,27.8,27.4,26.8,26,25.2,24.5,24,23.6,23.2]
["10月",17.399999999999999,17.100000000000001,16.899999999999999,16.7,16.5,16.3,16.100000000000001,16.399999999999999,17.8,19.7,21,21.9,22.4,22.8,22.9,22.7,22.3,21.5,20.5,19.5,18.8,18.3,17.899999999999999,17.5]
["11月",12,11.8,11.6,11.4,11.2,11,10.9,10.9,11.9,13.7,15.3,16.2,16.8,17.100000000000001,17.100000000000001,17,16.600000000000001,15.8,14.7,13.9,13.3,12.8,12.4,12.1]
["12月",7.2,7,6.8,6.7,6.5,6.4,6.2,6.1,6.6,8,9.6,10.6,11.1,11.4,11.5,11.4,10.9,10.3,9.4,8.8000000000000007,8.3000000000000007,7.9,7.5,7.3]
["1月",4.8,4.5999999999999996,4.5,4.3,4.2,4,3.9,3.9,4.2,5.4,7.1,8,8.6,8.9,9.1,9,8.6999999999999993,8.1999999999999993,7.5,6.7,6.2,5.8,5.4,5.0999999999999996]
["2月",5.3,5,4.8,4.5999999999999996,4.5,4.3,4.2,4.0999999999999996,4.8,6.4,7.9,8.8000000000000007,9.4,9.8000000000000007,9.9,10,9.6999999999999993,9.1999999999999993,8.5,7.7,7,6.5,6.1,5.8]
["3月",8.3000000000000007,8.1,7.8,7.5,7.3,7.1,7,7.1,8.4,10.1,11.3,12.1,12.7,13.1,13.3,13.3,13.1,12.6,11.9,11.2,10.3,9.6999999999999993,9.1999999999999993,8.8000000000000007]

{"sheet":"高知","index":45,"n_rows":16,"n_cols":25,"rows_kept":16,"cut":false,"hidden":true,"merged":[]}
["気象データ"]
[{"$f":"RIGHT(CELL(\"filename\",A2),LEN(CELL(\"filename\",A2))-FIND(\"]\",CELL(\"filename\",A2)))","v":"高知"},{"$f":"VLOOKUP(A2,γ一覧表!$D$4:$E$50,2,FALSE)","v":0.6},"暖・冷房負荷比(γ)"]
["時刻別平均気温"]
["時刻",0,1,2,3,4,5,6,7,8,9,10,11,12,13,14,15,16,17,18,19,20,21,22,23]
["4月",13.6,13.2,12.7,12.4,12,11.8,11.7,12.5,14.3,16.2,17.899999999999999,18.8,19.3,19.5,19.600000000000001,19.5,19.100000000000001,18.600000000000001,17.899999999999999,17,16.2,15.6,14.9,14.3]
["5月",18,17.600000000000001,17.2,16.8,16.5,16.2,16.3,17.399999999999999,19.2,21,22.4,23.1,23.4,23.5,23.4,23.2,22.9,22.4,21.8,21.1,20.3,19.7,19.100000000000001,18.600000000000001]
["6月",21.5,21.2,20.9,20.6,20.399999999999999,20.100000000000001,20.3,21.2,22.5,23.8,24.9,25.4,25.6,25.8,25.7,25.5,25.2,24.8,24.3,23.8,23.3,22.8,22.4,22.1]
["7月",25.5,25.2,24.9,24.6,24.4,24.2,24.3,25.1,26.4,27.7,28.7,29.1,29.4,29.5,29.4,29.2,28.9,28.5,28,27.5,27,26.6,26.3,26]
["8月",26.4,26,25.7,25.4,25.2,25,24.9,25.6,27.1,28.8,30,30.6,30.8,30.8,30.7,30.4,30,29.5,28.9,28.3,27.9,27.5,27.1,26.7]
["9月",23.4,23.1,22.8,22.5,22.3,22.1,21.9,22.4,23.8,25.4,26.8,27.7,28.2,28.3,28.2,27.9,27.5,26.9,26.2,25.5,25,24.5,24,23.6]
["10月",18.100000000000001,17.7,17.399999999999999,17.100000000000001,16.8,16.600000000000001,16.399999999999999,16.600000000000001,18.2,20.100000000000001,21.8,23.1,23.8,24,24,23.7,23.1,22.3,21.2,20.5,19.8,19.2,18.7,18.2]
["11月",12.3,11.9,11.6,11.3,11,10.9,10.7,10.7,12,13.8,15.8,17.3,18.2,18.7,18.7,18.399999999999999,17.8,16.7,15.5,14.8,14.1,13.5,13,12.6]
["12月",6.9,6.5,6.2,5.9,5.7,5.5,5.3,5.2,5.8,7.9,10,11.7,12.8,13.3,13.5,13.1,12.5,11.4,10.199999999999999,9.4,8.6999999999999993,8.1,7.6,7.1]
["1月",4.8,4.4000000000000004,4.0999999999999996,3.8,3.5,3.3,3.1,3,3.5,5.5,7.6,9.3000000000000007,10.4,11,11.3,11.1,10.6,9.6999999999999993,8.5,7.6,6.9,6.3,5.7,5.3]
["2月",6,5.6,5.2,4.9000000000000004,4.5999999999999996,4.4000000000000004,4.2,4.0999999999999996,5,7,9,10.5,11.5,12,12.2,12.1,11.7,10.9,9.9,9,8.3000000000000007,7.7,7.1,6.6]
["3月",9.4,8.9,8.5,8.1999999999999993,7.9,7.6,7.4,7.5,9,11,12.7,14,14.7,15.1,15.2,15.1,14.8,14.2,13.3,12.4,11.7,11.1,10.5,9.9]

{"sheet":"福岡","index":46,"n_rows":16,"n_cols":25,"rows_kept":16,"cut":false,"hidden":true,"merged":[]}
["気象データ"]
[{"$f":"RIGHT(CELL(\"filename\",A2),LEN(CELL(\"filename\",A2))-FIND(\"]\",CELL(\"filename\",A2)))","v":"福岡"},{"$f":"VLOOKUP(A2,γ一覧表!$D$4:$E$50,2,FALSE)","v":0.6},"暖・冷房負荷比(γ)"]
["時刻別平均気温"]
["時刻",0,1,2,3,4,5,6,7,8,9,10,11,12,13,14,15,16,17,18,19,20,21,22,23]
["4月",13.9,13.7,13.4,13.2,12.9,12.8,12.6,13.1,14.3,15.7,16.899999999999999,17.7,18.2,18.5,18.5,18.3,17.899999999999999,17.3,16.7,16,15.6,15.2,14.8,14.5]
["5月",18.5,18.2,17.899999999999999,17.600000000000001,17.3,17.100000000000001,17.2,18,19.2,20.5,21.6,22.3,22.7,22.9,22.9,22.7,22.4,21.8,21.1,20.399999999999999,19.899999999999999,19.600000000000001,19.2,18.899999999999999]
["6月",22.1,21.9,21.7,21.4,21.3,21.1,21.2,21.7,22.7,23.6,24.5,25.1,25.5,25.7,25.7,25.5,25.1,24.7,24.1,23.6,23.1,22.9,22.7,22.5]
["7月",26.3,26.1,25.9,25.7,25.5,25.4,25.4,25.9,26.8,27.8,28.6,29.2,29.6,29.7,29.8,29.6,29.3,28.8,28.2,27.7,27.2,27,26.8,26.6]
["8月",27.3,27,26.8,26.6,26.4,26.2,26.1,26.6,27.6,28.7,29.7,30.5,30.8,31,31,30.8,30.4,29.8,29.2,28.6,28.2,28,27.7,27.5]
["9月",23.6,23.4,23.2,22.9,22.7,22.5,22.4,22.7,23.8,25,26,26.8,27.2,27.4,27.3,27.1,26.7,26.1,25.4,24.9,24.6,24.3,24,23.7]
["10月",18.399999999999999,18.100000000000001,17.8,17.5,17.3,17.2,17.100000000000001,17.2,18.3,19.8,21,21.9,22.5,22.8,22.7,22.5,22,21.3,20.6,20.2,19.7,19.3,18.899999999999999,18.5]
["11月",13,12.8,12.6,12.4,12.2,12.1,12,11.9,12.6,13.9,15.3,16.2,16.8,17.100000000000001,17.100000000000001,16.899999999999999,16.399999999999999,15.7,15.2,14.7,14.2,13.8,13.4,13.1]
["12月",8.1999999999999993,8,7.8,7.6,7.4,7.3,7.3,7.2,7.5,8.3000000000000007,9.4,10.4,11,11.3,11.4,11.3,10.9,10.3,9.9,9.5,9.1999999999999993,8.8000000000000007,8.6,8.3000000000000007]
["1月",6.1,5.9,5.7,5.5,5.4,5.3,5.2,5.2,5.3,6,7.1,8,8.6,8.9,9.1,9,8.6999999999999993,8.1999999999999993,7.7,7.4,7.1,6.8,6.6,6.3]
["2月",6.8,6.6,6.4,6.2,6.1,6,5.9,5.8,6.2,7.1,8.3000000000000007,9.1999999999999993,9.9,10.199999999999999,10.4,10.3,9.9,9.4,8.9,8.5,8.1999999999999993,7.8,7.5,7.2]
["3月",9.8000000000000007,9.5,9.1999999999999993,9,8.8000000000000007,8.6,8.5,8.6,9.4,10.7,11.8,12.8,13.4,13.8,13.7,13.6,13.3,12.7,12.1,11.6,11.2,10.9,10.5,10.199999999999999]

{"sheet":"佐賀","index":47,"n_rows":16,"n_cols":25,"rows_kept":16,"cut":false,"hidden":true,"merged":[]}
["気象データ"]
[{"$f":"RIGHT(CELL(\"filename\",A2),LEN(CELL(\"filename\",A2))-FIND(\"]\",CELL(\"filename\",A2)))","v":"佐賀"},{"$f":"VLOOKUP(A2,γ一覧表!$D$4:$E$50,2,FALSE)","v":0.6},"暖・冷房負荷比(γ)"]
["時刻別平均気温"]
["時刻",0,1,2,3,4,5,6,7,8,9,10,11,12,13,14,15,16,17,18,19,20,21,22,23]
["4月",13.1,12.7,12.3,12,11.7,11.5,11.3,11.8,13.2,14.8,16.3,17.600000000000001,18.600000000000001,19.2,19.600000000000001,19.7,19.399999999999999,18.7,17.8,16.7,15.8,15.1,14.4,13.8]
["5月",17.899999999999999,17.399999999999999,17,16.7,16.399999999999999,16.100000000000001,16.100000000000001,17,18.399999999999999,19.899999999999999,21.3,22.5,23.4,24,24.4,24.5,24.3,23.6,22.7,21.6,20.6,19.8,19.100000000000001,18.5]
["6月",21.9,21.6,21.3,21.1,20.8,20.6,20.7,21.3,22.3,23.3,24.4,25.3,26,26.5,26.8,26.8,26.6,26.1,25.5,24.7,23.9,23.3,22.9,22.5]
["7月",25.8,25.6,25.3,25.1,24.9,24.7,24.7,25.3,26.2,27.2,28.1,29,29.6,30.1,30.3,30.4,30.2,29.7,29,28.3,27.5,27,26.6,26.3]
["8月",26.6,26.3,26,25.8,25.5,25.3,25.2,25.8,26.9,28.1,29.2,30.1,30.8,31.4,31.6,31.6,31.3,30.6,29.8,28.9,28.2,27.7,27.3,26.9]
["9月",23,22.7,22.4,22.2,21.9,21.8,21.6,21.9,23.1,24.5,25.7,26.8,27.6,28.1,28.2,28.1,27.7,27,26,25,24.5,24,23.6,23.2]
["10月",17.399999999999999,17,16.7,16.399999999999999,16.2,16,15.8,15.9,17.100000000000001,18.899999999999999,20.5,21.9,22.7,23.3,23.5,23.4,22.9,22,20.7,19.899999999999999,19.2,18.600000000000001,18.100000000000001,17.600000000000001]
["11月",11.7,11.3,11.1,10.8,10.6,10.4,10.3,10.199999999999999,11,12.5,14.1,15.5,16.600000000000001,17.2,17.5,17.3,16.899999999999999,16,15,14.2,13.5,12.9,12.4,11.9]
["12月",6.5,6.2,6,5.8,5.6,5.4,5.3,5.2,5.5,6.6,8,9.4,10.4,11,11.4,11.3,11,10.199999999999999,9.5,8.6999999999999993,8.1,7.6,7.1,6.7]
["1月",4.4000000000000004,4.0999999999999996,3.9,3.7,3.6,3.4,3.3,3.2,3.4,4.5,5.9,7.2,8.1,8.8000000000000007,9.1999999999999993,9.1999999999999993,8.9,8.3000000000000007,7.5,6.9,6.3,5.7,5.3,4.8]
["2月",5.6,5.2,4.9000000000000004,4.7,4.5,4.4000000000000004,4.2,4.0999999999999996,4.5999999999999996,5.9,7.4,8.6999999999999993,9.6999999999999993,10.4,10.8,10.9,10.6,10,9.1,8.3000000000000007,7.7,7.1,6.6,6.1]
["3月",8.6999999999999993,8.4,8,7.8,7.5,7.3,7.1,7.1,8.1,9.6999999999999993,11.2,12.4,13.3,14,14.4,14.4,14.2,13.6,12.7,11.8,11.1,10.4,9.9,9.3000000000000007]

{"sheet":"長崎","index":48,"n_rows":16,"n_cols":25,"rows_kept":16,"cut":false,"hidden":true,"merged":[]}
["気象データ"]
[{"$f":"RIGHT(CELL(\"filename\",A2),LEN(CELL(\"filename\",A2))-FIND(\"]\",CELL(\"filename\",A2)))","v":"長崎"},{"$f":"VLOOKUP(A2,γ一覧表!$D$4:$E$50,2,FALSE)","v":0.6},"暖・冷房負荷比(γ)"]
["時刻別平均気温"]
["時刻",0,1,2,3,4,5,6,7,8,9,10,11,12,13,14,15,16,17,18,19,20,21,22,23]
["4月",14,13.8,13.5,13.3,13.1,13,12.8,13.3,14.2,15.7,16.8,17.600000000000001,18.2,18.5,18.7,18.5,18.2,17.7,17,16.2,15.7,15.2,14.8,14.5]
["5月",18.100000000000001,17.8,17.600000000000001,17.399999999999999,17.3,17.100000000000001,17.100000000000001,17.7,18.899999999999999,20.100000000000001,21.1,21.8,22.2,22.5,22.5,22.4,22.2,21.7,21.1,20.3,19.7,19.2,18.8,18.5]
["6月",21.8,21.6,21.4,21.2,21.1,21,21.1,21.5,22.3,23.2,23.9,24.5,24.8,25,25.1,25,24.8,24.5,24,23.4,22.9,22.6,22.4,22.2]
["7月",25.8,25.6,25.5,25.4,25.3,25.2,25.1,25.5,26.3,27.1,27.8,28.4,28.7,29,29.1,29,28.7,28.4,27.9,27.2,26.8,26.5,26.3,26.1]
["8月",26.9,26.7,26.5,26.4,26.2,26.1,26,26.4,27.2,28.3,29.1,29.8,30.3,30.5,30.6,30.6,30.3,29.8,29.1,28.4,27.9,27.6,27.3,27.1]
["9月",23.8,23.5,23.3,23.1,22.9,22.8,22.7,23,23.8,25,26,26.8,27.3,27.6,27.7,27.6,27.4,26.8,26,25.2,24.8,24.4,24.1,23.8]
["10月",18.600000000000001,18.399999999999999,18.100000000000001,18,17.8,17.7,17.5,17.600000000000001,18.5,20,21.3,22.2,22.8,23.2,23.3,23.2,22.9,22.2,21.2,20.5,20,19.5,19.100000000000001,18.8]
["11月",13.2,13,12.9,12.8,12.6,12.6,12.5,12.4,13,14.2,15.6,16.5,17,17.399999999999999,17.5,17.5,17.100000000000001,16.3,15.4,14.8,14.3,13.9,13.6,13.3]
["12月",8.4,8.1999999999999993,8.1,7.9,7.8,7.7,7.7,7.6,7.8,8.6999999999999993,9.9,10.8,11.4,11.7,11.9,11.8,11.5,10.9,10.1,9.6,9.1999999999999993,8.9,8.6,8.4]
["1月",6.1,6,5.9,5.8,5.7,5.6,5.5,5.5,5.6,6.4,7.5,8.4,9,9.3000000000000007,9.5,9.5,9.3000000000000007,8.8000000000000007,8.1,7.6,7.2,6.9,6.6,6.4]
["2月",7,6.8,6.6,6.5,6.4,6.2,6.1,6.1,6.4,7.4,8.6,9.5,10.199999999999999,10.6,10.8,10.9,10.6,10.199999999999999,9.4,8.8000000000000007,8.4,8,7.7,7.4]
["3月",10,9.8000000000000007,9.5,9.4,9.1999999999999993,9,8.9,8.9,9.6999999999999993,10.9,12.1,12.9,13.5,13.9,14.1,14,13.8,13.4,12.7,12,11.4,11,10.7,10.3]

{"sheet":"熊本","index":49,"n_rows":16,"n_cols":25,"rows_kept":16,"cut":false,"hidden":true,"merged":[]}
["気象データ"]
[{"$f":"RIGHT(CELL(\"filename\",A2),LEN(CELL(\"filename\",A2))-FIND(\"]\",CELL(\"filename\",A2)))","v":"熊本"},{"$f":"VLOOKUP(A2,γ一覧表!$D$4:$E$50,2,FALSE)","v":0.6},"暖・冷房負荷比(γ)"]
["時刻別平均気温"]
["時刻",0,1,2,3,4,5,6,7,8,9,10,11,12,13,14,15,16,17,18,19,20,21,22,23]
["4月",13.8,13.3,12.9,12.4,12.1,11.7,11.5,12.1,13.7,15.5,17.100000000000001,18.3,19.2,19.899999999999999,20.2,20.3,20,19.3,18.3,17.2,16.399999999999999,15.8,15.2,14.6]
["5月",18.5,18,17.600000000000001,17.2,16.8,16.5,16.5,17.399999999999999,18.899999999999999,20.5,21.9,23,23.9,24.5,24.8,24.8,24.5,23.9,22.9,21.7,20.9,20.3,19.7,19.2]
["6月",22.3,21.9,21.6,21.3,21.1,20.9,20.9,21.5,22.5,23.6,24.6,25.5,26.1,26.6,26.8,26.8,26.6,26.1,25.4,24.6,23.9,23.5,23.1,22.8]
["7月",26,25.7,25.5,25.2,25,24.8,24.8,25.4,26.4,27.5,28.5,29.3,29.9,30.3,30.6,30.6,30.3,29.7,28.9,28.1,27.4,27,26.7,26.4]
["8月",26.8,26.5,26.2,25.9,25.7,25.4,25.3,25.9,27.2,28.5,29.6,30.6,31.3,31.8,32,31.9,31.5,30.8,29.8,28.9,28.3,27.8,27.4,27.1]
["9月",23.6,23.2,22.9,22.6,22.3,22,21.8,22.2,23.5,25,26.4,27.5,28.2,28.8,29,28.9,28.5,27.8,26.7,25.8,25.2,24.6,24.2,23.8]
["10月",17.8,17.399999999999999,17,16.7,16.399999999999999,16.100000000000001,15.9,16,17.399999999999999,19.3,21,22.4,23.3,23.9,24.1,24.1,23.6,22.6,21.4,20.5,19.8,19.100000000000001,18.600000000000001,18.100000000000001]
["11月",11.8,11.4,11.1,10.7,10.5,10.3,10.1,9.9,10.9,12.7,14.6,16.100000000000001,17.100000000000001,17.600000000000001,17.899999999999999,17.899999999999999,17.399999999999999,16.3,15.2,14.4,13.7,13.1,12.6,12.1]
["12月",6.5,6.1,5.8,5.5,5.2,5,4.8,4.7,5.0999999999999996,6.5,8.4,10,11,11.6,11.9,11.9,11.5,10.6,9.6,8.9,8.3000000000000007,7.7,7.2,6.7]
["1月",4.5,4.0999999999999996,3.7,3.5,3.3,3.1,2.9,2.8,3,4.4000000000000004,6.1,7.7,8.6999999999999993,9.3000000000000007,9.6999999999999993,9.8000000000000007,9.5,8.8000000000000007,7.9,7.1,6.5,5.9,5.4,5]
["2月",5.8,5.4,5.0999999999999996,4.7,4.5,4.2,4,3.9,4.5,6,7.8,9.3000000000000007,10.3,10.9,11.3,11.4,11.3,10.6,9.6,8.6999999999999993,8.1,7.5,6.9,6.4]
["3月",9.1999999999999993,8.8000000000000007,8.3000000000000007,8,7.6,7.3,7.1,7.1,8.3000000000000007,10.1,11.8,13.2,14.1,14.7,15,15.1,14.9,14.3,13.3,12.3,11.6,11,10.4,9.9]

{"sheet":"大分","index":50,"n_rows":16,"n_cols":25,"rows_kept":16,"cut":false,"hidden":true,"merged":[]}
["気象データ"]
[{"$f":"RIGHT(CELL(\"filename\",A2),LEN(CELL(\"filename\",A2))-FIND(\"]\",CELL(\"filename\",A2)))","v":"大分"},{"$f":"VLOOKUP(A2,γ一覧表!$D$4:$E$50,2,FALSE)","v":0.6},"暖・冷房負荷比(γ)"]
["時刻別平均気温"]
["時刻",0,1,2,3,4,5,6,7,8,9,10,11,12,13,14,15,16,17,18,19,20,21,22,23]
["4月",13.1,12.7,12.2,11.9,11.6,11.3,11.2,11.8,13.4,15,16.2,17,17.7,18.100000000000001,18.2,18.2,17.899999999999999,17.5,16.7,16,15.4,14.9,14.4,13.8]
["5月",17.7,17.2,16.8,16.5,16.100000000000001,15.9,15.9,16.8,18.399999999999999,19.899999999999999,20.8,21.6,22.1,22.4,22.6,22.5,22.3,21.8,21.2,20.399999999999999,19.8,19.3,18.8,18.3]
["6月",21.4,21,20.7,20.399999999999999,20.2,20,20.100000000000001,20.8,21.8,22.8,23.5,24.1,24.6,24.9,25.1,25,24.8,24.4,24,23.4,22.9,22.6,22.2,21.8]
["7月",25.4,25.1,24.8,24.6,24.4,24.1,24.2,24.8,25.9,27,27.7,28.5,29.1,29.4,29.4,29.3,29,28.5,27.9,27.4,26.8,26.5,26.2,25.9]
["8月",26.3,26,25.6,25.4,25.1,24.9,24.8,25.5,26.8,28.1,29,29.7,30.4,30.7,30.8,30.7,30.4,29.8,29,28.3,27.8,27.4,27,26.6]
["9月",22.9,22.6,22.4,22.1,21.9,21.7,21.6,22,23.2,24.5,25.4,26.1,26.6,27,27.1,27,26.7,26.2,25.5,24.9,24.5,24,23.6,23.1]
["10月",17.600000000000001,17.3,17,16.8,16.5,16.399999999999999,16.2,16.399999999999999,17.7,19.3,20.7,21.5,22,22.4,22.5,22.5,22.1,21.5,20.7,20.100000000000001,19.3,18.8,18.3,17.8]
["11月",12.2,11.9,11.6,11.4,11.2,11,10.9,10.9,11.8,13.4,15.1,16.2,16.8,17.2,17.3,17.2,16.7,16,15.3,14.7,14,13.4,12.9,12.4]
["12月",7.3,7,6.7,6.5,6.3,6.2,6.1,6,6.4,7.8,9.5,10.8,11.5,11.9,12,11.9,11.5,10.7,10.1,9.5,8.9,8.3000000000000007,7.9,7.5]
["1月",5.0999999999999996,4.8,4.5999999999999996,4.4000000000000004,4.2,4.0999999999999996,4.0999999999999996,4,4.2,5.5,7.2,8.4,9.1,9.5,9.6999999999999993,9.6,9.3000000000000007,8.6,8,7.5,6.9,6.4,5.9,5.4]
["2月",5.8,5.5,5.3,5,4.9000000000000004,4.7,4.5999999999999996,4.5,5.0999999999999996,6.5,8.1,9.1,9.8000000000000007,10.199999999999999,10.5,10.5,10.199999999999999,9.6,8.9,8.3000000000000007,7.8,7.3,6.8,6.4]
["3月",8.9,8.5,8.1999999999999993,7.8,7.6,7.3,7.1,7.2,8.4,10.1,11.4,12.3,12.9,13.3,13.5,13.4,13.2,12.7,12,11.4,10.9,10.4,9.9,9.4]

{"sheet":"宮崎","index":51,"n_rows":16,"n_cols":25,"rows_kept":16,"cut":false,"hidden":true,"merged":[]}
["気象データ"]
[{"$f":"RIGHT(CELL(\"filename\",A2),LEN(CELL(\"filename\",A2))-FIND(\"]\",CELL(\"filename\",A2)))","v":"宮崎"},{"$f":"VLOOKUP(A2,γ一覧表!$D$4:$E$50,2,FALSE)","v":0.4},"暖・冷房負荷比(γ)"]
["時刻別平均気温"]
["時刻",0,1,2,3,4,5,6,7,8,9,10,11,12,13,14,15,16,17,18,19,20,21,22,23]
["4月",14.5,14.1,13.7,13.4,13.1,12.9,12.7,13.3,14.8,16.7,18.2,19.100000000000001,19.600000000000001,19.899999999999999,20,19.899999999999999,19.7,19.2,18.5,17.7,17.100000000000001,16.3,15.6,15.1]
["5月",18.600000000000001,18.2,18,17.7,17.399999999999999,17.2,17.2,18,19.600000000000001,21.2,22.4,23.1,23.4,23.5,23.5,23.4,23.1,22.7,22.1,21.4,20.8,20.2,19.600000000000001,19.100000000000001]
["6月",21.9,21.6,21.4,21.2,21.1,20.9,21,21.6,22.7,23.8,24.6,25,25.2,25.4,25.4,25.3,25.2,24.8,24.4,23.9,23.4,23,22.7,22.4]
["7月",25.8,25.6,25.4,25.2,25,24.8,24.8,25.6,26.8,27.9,28.8,29.4,29.6,29.8,29.9,29.8,29.5,29.1,28.5,27.8,27.3,26.9,26.6,26.2]
["8月",26.3,26,25.8,25.6,25.4,25.2,25.1,25.8,27.1,28.5,29.5,30.1,30.3,30.5,30.5,30.4,30.1,29.7,29,28.3,27.8,27.4,27,26.6]
["9月",23.5,23.2,22.9,22.7,22.5,22.3,22.1,22.5,23.7,25.3,26.6,27.3,27.6,27.8,27.7,27.5,27.1,26.7,26.1,25.6,25.1,24.6,24.1,23.7]
["10月",18.399999999999999,18,17.7,17.399999999999999,17.2,17,16.8,16.899999999999999,18.2,20.2,21.9,23,23.5,23.8,23.8,23.6,23.3,22.6,21.8,21,20.2,19.600000000000001,19,18.600000000000001]
["11月",12.9,12.6,12.3,12,11.8,11.6,11.4,11.3,12.3,14.1,16.2,17.8,18.600000000000001,18.899999999999999,19,18.899999999999999,18.399999999999999,17.5,16.5,15.4,14.6,14,13.5,13.1]
["12月",7.8,7.5,7.2,7,6.7,6.5,6.3,6.2,6.7,8.5,10.6,12.3,13.3,13.9,14.1,14,13.5,12.5,11.3,10.199999999999999,9.5,8.9,8.4,8]
["1月",6,5.7,5.4,5.0999999999999996,4.9000000000000004,4.7,4.5,4.4000000000000004,4.8,6.4,8.5,10.199999999999999,11.3,11.9,12.2,12.2,11.8,10.9,9.8000000000000007,8.6999999999999993,7.9,7.3,6.8,6.4]
["2月",7.3,6.9,6.7,6.4,6.2,5.9,5.7,5.6,6.3,8,9.9,11.4,12.3,12.9,13.2,13.1,12.8,12.2,11.3,10.4,9.5,8.8000000000000007,8.3000000000000007,7.8]
["3月",10.3,10,9.6999999999999993,9.3000000000000007,9,8.8000000000000007,8.6,8.6,9.8000000000000007,11.7,13.4,14.6,15.4,15.8,15.9,15.9,15.6,15.1,14.3,13.5,12.7,11.9,11.3,10.9]

{"sheet":"鹿児島","index":52,"n_rows":16,"n_cols":25,"rows_kept":16,"cut":false,"hidden":true,"merged":[]}
["気象データ"]
[{"$f":"RIGHT(CELL(\"filename\",A2),LEN(CELL(\"filename\",A2))-FIND(\"]\",CELL(\"filename\",A2)))","v":"鹿児島"},{"$f":"VLOOKUP(A2,γ一覧表!$D$4:$E$50,2,FALSE)","v":0.4},"暖・冷房負荷比(γ)"]
["時刻別平均気温"]
["時刻",0,1,2,3,4,5,6,7,8,9,10,11,12,13,14,15,16,17,18,19,20,21,22,23]
["4月",15.4,15,14.7,14.4,14.2,14,13.9,14.3,15.6,16.899999999999999,18.100000000000001,19.100000000000001,19.7,20.2,20.399999999999999,20.399999999999999,20.100000000000001,19.5,18.8,17.899999999999999,17.3,16.899999999999999,16.399999999999999,16]
["5月",19.5,19.100000000000001,18.8,18.600000000000001,18.399999999999999,18.2,18.2,18.899999999999999,20.100000000000001,21.2,22.3,23.1,23.6,23.9,24.1,24.1,23.8,23.4,22.6,21.7,21.1,20.7,20.3,19.899999999999999]
["6月",23,22.7,22.5,22.4,22.2,22.1,22.1,22.7,23.4,24.1,24.8,25.3,25.7,25.9,26.1,26.1,25.9,25.6,25.1,24.6,24.1,23.8,23.6,23.3]
["7月",26.8,26.6,26.4,26.2,26.1,26,26,26.5,27.4,28.2,28.9,29.5,30,30.3,30.5,30.4,30.2,29.8,29.3,28.5,27.9,27.6,27.3,27.1]
["8月",27.6,27.4,27.2,27,26.8,26.6,26.5,27,28,28.9,29.7,30.4,30.9,31.3,31.4,31.3,31,30.6,29.9,29.2,28.7,28.3,28.1,27.9]
["9月",25.1,24.8,24.6,24.3,24.1,24,23.9,24.2,25.2,26.3,27.2,28,28.5,28.9,29,29,28.6,28.1,27.3,26.7,26.3,25.9,25.6,25.3]
["10月",20.3,19.899999999999999,19.7,19.399999999999999,19.2,19,18.899999999999999,19,20.2,21.6,22.7,23.7,24.3,24.8,25,24.9,24.4,23.7,22.9,22.2,21.7,21.2,20.8,20.399999999999999]
["11月",14.7,14.4,14.2,13.9,13.7,13.6,13.5,13.5,14.3,16,17.3,18.2,18.899999999999999,19.399999999999999,19.600000000000001,19.5,19,18.2,17.399999999999999,16.7,16.2,15.7,15.3,14.9]
["12月",9.5,9.1999999999999993,9,8.8000000000000007,8.6,8.5,8.4,8.3000000000000007,8.6999999999999993,10.199999999999999,11.7,12.7,13.5,13.9,14.1,14,13.5,12.8,12,11.4,10.8,10.3,9.9,9.6]
["1月",7.3,7,6.8,6.7,6.5,6.4,6.3,6.3,6.5,7.8,9.3000000000000007,10.4,11.1,11.6,11.9,11.9,11.5,10.9,10.1,9.5,8.9,8.4,8,7.7]
["2月",8.5,8.1999999999999993,8,7.7,7.6,7.4,7.3,7.3,7.8,9.1999999999999993,10.6,11.7,12.5,13,13.3,13.3,13,12.3,11.6,10.9,10.3,9.8000000000000007,9.4,9]
["3月",11.4,11.1,10.8,10.5,10.3,10.1,10,10,11,12.5,13.7,14.7,15.5,16,16.3,16.3,16,15.3,14.5,13.8,13.2,12.8,12.3,11.8]

{"sheet":"那覇","index":53,"n_rows":16,"n_cols":25,"rows_kept":16,"cut":false,"hidden":true,"merged":[]}
["気象データ"]
[{"$f":"RIGHT(CELL(\"filename\",A2),LEN(CELL(\"filename\",A2))-FIND(\"]\",CELL(\"filename\",A2)))","v":"那覇"},{"$f":"VLOOKUP(A2,γ一覧表!$D$4:$E$50,2,FALSE)","v":0},"暖・冷房負荷比(γ)"]
["時刻別平均気温"]
["時刻",0,1,2,3,4,5,6,7,8,9,10,11,12,13,14,15,16,17,18,19,20,21,22,23]
["4月",20.6,20.5,20.399999999999999,20.3,20.2,20.100000000000001,20.100000000000001,20.399999999999999,21.1,21.9,22.4,22.8,23.1,23.2,23.1,23,22.7,22.3,21.8,21.4,21.2,21.1,21,20.8]
["5月",23.4,23.3,23.2,23.1,23,23,23,23.4,24.1,24.7,25.3,25.6,25.8,25.9,25.9,25.7,25.5,25.1,24.6,24.2,24,23.8,23.7,23.6]
["6月",26.2,26.1,26,25.9,25.9,25.9,25.9,26.3,27,27.6,28.1,28.4,28.6,28.7,28.7,28.6,28.3,27.9,27.5,27,26.7,26.6,26.5,26.4]
["7月",28.1,28,27.8,27.7,27.6,27.6,27.5,28,28.9,29.5,30,30.4,30.7,30.8,30.8,30.7,30.5,30.1,29.5,29,28.6,28.5,28.4,28.2]
["8月",28.1,28,27.8,27.7,27.6,27.5,27.5,27.8,28.7,29.4,29.9,30.3,30.5,30.7,30.6,30.5,30.3,29.9,29.3,28.8,28.6,28.5,28.4,28.2]
["9月",27.2,27,26.9,26.8,26.7,26.6,26.5,26.8,27.6,28.4,29,29.4,29.6,29.6,29.6,29.4,29.1,28.6,28.1,27.8,27.6,27.5,27.4,27.3]
["10月",24.9,24.7,24.6,24.5,24.4,24.3,24.2,24.3,25.1,26,26.6,27,27.2,27.2,27.1,27,26.7,26.2,25.7,25.5,25.3,25.2,25,24.9]
["11月",21.9,21.8,21.7,21.6,21.5,21.4,21.4,21.4,21.9,22.8,23.4,23.9,24.1,24.2,24.1,23.9,23.5,23.1,22.7,22.5,22.3,22.2,22,21.9]
["12月",18.399999999999999,18.3,18.2,18.100000000000001,18.100000000000001,18,17.899999999999999,18,18.3,19.100000000000001,19.8,20.2,20.399999999999999,20.5,20.5,20.3,20,19.600000000000001,19.2,19,18.899999999999999,18.7,18.600000000000001,18.5]
["1月",16.600000000000001,16.5,16.399999999999999,16.3,16.2,16.2,16.2,16.2,16.399999999999999,17.2,17.899999999999999,18.399999999999999,18.600000000000001,18.7,18.7,18.5,18.3,18,17.600000000000001,17.3,17.2,17,16.899999999999999,16.8]
["2月",16.899999999999999,16.8,16.7,16.600000000000001,16.5,16.399999999999999,16.399999999999999,16.399999999999999,16.8,17.7,18.3,18.8,19.100000000000001,19.2,19.2,19,18.8,18.399999999999999,18,17.7,17.5,17.3,17.2,17.100000000000001]
["3月",18.3,18.2,18.100000000000001,18,17.899999999999999,17.8,17.8,17.8,18.5,19.3,19.899999999999999,20.3,20.6,20.7,20.7,20.6,20.3,19.899999999999999,19.5,19.100000000000001,18.899999999999999,18.8,18.7,18.5]