## 改訂日 (hidden)
改訂日 | Ver | 担当 | 内容
2025-08-12 | 0.3 | 鈴木 | β版発行
2025-08-25 | 0.4 | 鈴木 | フローチャート誤記修正、算定シート、解説書誤記修正
2025-09-16 | 0.5 | 鈴木 | 最終β版。プレ公開用
2025-10-29 | 1 | 鈴木 | 2-1 性能情報入力シート、2-2 電力使用量入力シートのチェックボックスを互換性のある方法に変更。CO2排出係数の表示追加。正式版
2025-11-05 | 1.1 | 鈴木 | フローチャート修正、算定シートCO2排出量単位変更、24時間稼働の場合に計算できない問題を修正、Step1,2にて相数選択欄追加

## 1 フローチャート
設備更新等によるCO2削減効果の算定ツール （変圧器_高効率化、統合） |  |  |  | Ver. 1.1
いいえ
はい
はい
いいえ
いいえ
はい
スタート
変圧器の効果算定ツールを利用できます
【2-1 性能情報入力シート】および
【2-2 電力使用量入力シート】
を入力してください
CO2削減対策の効果算定ガイドライン等を参照し、計算してください
現在及び導入予定の変圧器は、定格一次電圧が600Vを超え、7000V以下の変圧器でかつ交流の電路に使用される油入変圧器・モールド変圧器である。
（※省エネ法トップランナー制度対象同等品）
現在及び導入予定の変圧器は、以下の要件に該当する
①絶縁材料としてガスを使用するもの
②H種絶縁材料を使用するもの
③スコット結線変圧器
④3以上の巻線を有するもの
⑤単相変圧器であって定格容量が5kVA以下のもの又は500kVAを超えるもの
⑥三相変圧器であって定格容量が10kVA以下のもの又は2000kVAを超えるもの
⑦樹脂製の絶縁材料を使用する三相変圧器であって、三相交流を単相交流及び三相交流に変成するためのもの
⑧定格二次電圧が100V未満のもの又は600Vを超えるもの
⑨風冷式又は水冷式のもの
⑩柱上変圧器
※非該当の場合、ツールの対象です
契約している電力会社から過去１年間の 30分毎の電力使用量を入手できる。
※法人契約の場合、各電力会社からCSVファイル等にて時間帯毎の電力使用量が提供されています。詳細は、ご契約の電力会社にご確認ください。

## 2-1 性能情報入力シート
設備更新等によるCO2削減効果の算定ツール （変圧器_高効率化、統合） | [20 empty] | Ver. 1.1
Step 1 | 既存の変圧器の性能情報を入力してください
| ［No］ | 1 | 2 | 3 | 4 | 5 | 6 | 7 | 8 | 9 | 10 | 11 | 12 | 13 | 14 | 15 | 16 | 17 | 18 | 19 | 20
交流相数
容量[kVA]
負荷損[W]
無負荷損[W]
Step 2 | 導入予定の変圧器の性能情報を入力してください
| ［No］ | 1 | 2 | 3 | 4 | 5 | 6 | 7 | 8 | 9 | 10 | 11 | 12 | 13 | 14 | 15 | 16 | 17 | 18 | 19 | 20
交流相数
容量[kVA]
負荷損[W]
無負荷損[W]
Step 3 | 平日（高負荷日）（操業、営業、または業務が行われる）日数を入力してください。 ※うるう年の場合はチェックを入れてください | 7: うるう年の場合にチェックが入っていないと、 正しい数値が算出されません
| 月 | 4月 | 5月 | 6月 | 7月 | 8月 | 9月 | 10月 | 11月 | 12月 | 1月 | 2月 | 3月
| 稼働日数[日] | [24 empty] | TRUE
Step 4 | 平日の稼働時間（始業時間、終業時間）を30分単位で入力してください
| 月 | 4月: 4; 6月: 5; 8月: 6; うるう年の場合にチェックが入っていないと、 正しい数値が算出されません 10月: 7; うるう年の場合にチェックが入っていないと、 正しい数値が算出されません 12月: 8; うるう年の場合にチェックが入っていないと、 正しい数値が算出されません 2月: 9 | 10 |  | 11 |  | 12 |  | 1 |  | 2 |  | 3
| 稼働時間 | [12 empty] | 時 | 分 | 時 | 分 | 時 | 分 | 時 | 分 | 時 | 分 | 時 | 分 | bar: 4月 to うるう年の場合にチェックが入っていないと、 正しい数値が算出されません 3月
始業時間
終業時間
Step 5 | 月毎の電力会社請求書に記載の力率を入力してください
| 月 | 4月 | 5月 | 6月 | 7月 | 8月 | 9月 | 10月 | 11月 | 12月 | 1月 | 2月 | 3月
力率[％]
Step 6 | 基準年度の電力単価(円/kWh)を入力してください。
電力単価[円/kWh] | bar: 7月 to 9月

## 2-2 電力使用量入力シート
設備更新等によるCO2削減効果の算定ツール （変圧器_高効率化、統合） | [15 empty] | Ver. 1.1
Step 7 | 電力スマートメータの30分電力量データ（kWh）を入力してください。 （注１） ※本ツールでは、毎月平日の1日分のデータを基に算定を行っています。そして、10日を月の代表日としていますが、10日が休日の場合は、翌平日のデータを入力してください。 ※電力会社から提供された使用電力量のデータが横並びの場合は「表１」、縦並びの場合は「表２」のチェックボックスへチェックを入れて入力してください。（チェックが入っていないと、正しい数値が算出されません。） ※入力は4月から始めてください。
※注１：電力会社から提供された使用電力量のデータが1時間毎の場合は、電力量の値を1/2倍し、30分毎に入力して下さい。
【表１：横入力用】
30分毎の4月から始まる平日（10日※休日の場合は翌平日）の電力スマートメータ出力を入力して下さい | 時間帯 月 | 0:00 ¦ 0:30 | 0:30 ¦ 1:00 | 1:00 ¦ 1:30 | 1:30 ¦ 2:00 | 2:00 ¦ 2:30 | 2:30 ¦ 3:00 | 3:00 ¦ 3:30 | 3:30 ¦ 4:00 | 4:00 ¦ 4:30 | 4:30 ¦ 5:00 | 5:00 ¦ 5:30 | 5:30 ¦ 6:00 | 6:00 ¦ 6:30 | 6:30 ¦ 7:00 | 7:00 ¦ 7:30 | 7:30 ¦ 8:00 | 8:00 ¦ 8:30 | 8:30 ¦ 9:00 | 9:00 ¦ 9:30 | 9:30 ¦ 10:00 | 10:00 ¦ 10:30 | 10:30 ¦ 11:00 | 11:00 ¦ 11:30 | 11:30 ¦ 12:00 | 12:00 ¦ 12:30 | 12:30 ¦ 13:00 | 13:00 ¦ 13:30 | 13:30 ¦ 14:00 | 14:00 ¦ 14:30 | 14:30 ¦ 15:00 | 15:00 ¦ 15:30 | 15:30 ¦ 16:00 | 16:00 ¦ 16:30 | 16:30 ¦ 17:00 | 17:00 ¦ 17:30 | 17:30 ¦ 18:00 | 18:00 ¦ 18:30 | 18:30 ¦ 19:00 | 19:00 ¦ 19:30 | 19:30 ¦ 20:00 | 20:00 ¦ 20:30 | 20:30 ¦ 21:00 | 21:00 ¦ 21:30 | 21:30 ¦ 22:00 | 22:00 ¦ 22:30 | 22:30 ¦ 23:00 | 23:00 ¦ 23:30 | 23:30 ¦ 0:00
4月
5月
6月
7月
8月
9月
10月
11月
12月
1月
2月
3月
【表２：縦入力用】
30分毎の4月から始まる平日（10日※休日の場合は翌平日）のスマートメータ出力を入力して下さい
月 時間帯 | 4月 | 5月 | 6月 | 7月 | 8月 | 9月 | 10月 | 11月 | 12月 | 1月 | 2月 | 3月
0:00 ¦ 0:30
0:30 ¦ 1:00
1:00 ¦ 1:30
1:30 ¦ 2:00
2:00 ¦ 2:30
2:30 ¦ 3:00
3:00 ¦ 3:30
3:30 ¦ 4:00
4:00 ¦ 4:30
4:30 ¦ 5:00
5:00 ¦ 5:30
5:30 ¦ 6:00
6:00 ¦ 6:30
6:30 ¦ 7:00
7:00 ¦ 7:30
7:30 ¦ 8:00
8:00 ¦ 8:30
8:30 ¦ 9:00
9:00 ¦ 9:30
9:30 ¦ 10:00
10:00 ¦ 10:30
10:30 ¦ 11:00
11:00 ¦ 11:30
11:30 ¦ 12:00
12:00 ¦ 12:30
12:30 ¦ 13:00
13:00 ¦ 13:30
13:30 ¦ 14:00
14:00 ¦ 14:30
14:30 ¦ 15:00
15:00 ¦ 15:30
15:30 ¦ 16:00
16:00 ¦ 16:30
16:30 ¦ 17:00
17:00 ¦ 17:30
17:30 ¦ 18:00
18:00 ¦ 18:30
18:30 ¦ 19:00
19:00 ¦ 19:30
19:30 ¦ 20:00
20:00 ¦ 20:30
20:30 ¦ 21:00
21:00 ¦ 21:30
21:30 ¦ 22:00
22:00 ¦ 22:30
22:30 ¦ 23:00
23:00 ¦ 23:30
23:30 ¦ 0:00

## 3 算定シート
設備更新等によるCO2削減効果の算定ツール （変圧器_高効率化、統合） | [7 empty] | Ver. 1.1
効果の算定結果
項目 |  |  |  | 対策前 |  | 対策後
変圧器総容量(kVA) |  |  |  | 0 |  | 0
変圧器負荷損（kWh/年） |  |  |  | 0 |  | 0
変圧器無負荷損（kWh/年） |  |  |  | 0 |  | 0
変圧器全損失（kWh/年） |  |  |  | 0 |  | 0
CO2排出量 (t-CO2/年) |  |  |  | 0 |  | 0
CO2削減量 (t-CO2/年) | [5 empty] | 0
電気料金 (円/年) |  |  |  | 0 |  | 0
CO2排出係数 (標準環境状態) |  |  | 電気 | 0.438 |  | t-CO2/千kWh
| 既存機 |  |  |  | 導入機
| 月 | 等価平均負荷率 |  |  | 月 | 等価平均負荷率
|  | 高負荷時 (%) | 低負荷時 (%) |  |  | 高負荷時 (%) | 低負荷時 (%)
| 4月 | 0% | 0% |  | 4月 | 0% | 0%
| 5月 | 0% | 0% |  | 5月 | 0% | 0%
| 6月 | 0% | 0% |  | 6月 | 0% | 0%
| 7月 | 0% | 0% |  | 7月 | 0% | 0%
| 8月 | 0% | 0% |  | 8月 | 0% | 0%
| 9月 | 0% | 0% |  | 9月 | 0% | 0%
| 10月 | 0% | 0% |  | 10月 | 0% | 0%
| 11月 | 0% | 0% |  | 11月 | 0% | 0%
| 12月 | 0% | 0% |  | 12月 | 0% | 0%
| 1月 | 0% | 0% |  | 1月 | 0% | 0%
| 2月 | 0% | 0% |  | 2月 | 0% | 0%
| 3月 | 0% | 0% |  | 3月 | 0% | 0%

## 4-1 既存設備_計算シート (hidden)
|  | 4 |  | 5 |  | 6 |  | 7 |  | 8 |  | 9 |  | 10 |  | 11 |  | 12 |  | 1 |  | 2 |  | 3
| 始業 | 0 | 0 | 0 | 0 | 0 | 0 | 0 | 0 | 0 | 0 | 0 | 0 | 0 | 0 | 0 | 0 | 0 | 0 | 0 | 0 | 0 | 0 | 0 | 0
| 終業 | 0 | 0 | 0 | 0 | 0 | 0 | 0 | 0 | 0 | 0 | 0 | 0 | 0 | 0 | 0 | 0 | 0 | 0 | 0 | 0 | 0 | 0 | 0 | 0
|  | 0 | 0 | 0 | 0 | 0 | 0 | 0 | 0 | 0 | 0 | 0 | 0 | 0 | 0 | 0 | 0 | 0 | 0 | 0 | 0 | 0 | 0 | 0 | 0
| 月日 | 始業 | 終業 | [6 empty] | 等価平均負荷率 |  |  | 力率 /100 | 0 | 0 | 0 | 0 | 0 | 0 | 0 | 0 | 0 | 0 | 0 | 0
| 4 | 0 | 0 | Dw | 0 | tw | 0 | tws | 0 | Rew | 0 | Xw | 0
| 30 |  |  | Dh | 30 | to | 24 | tos | 720 | Reo | 0 | Xo | 0
| 5 | 0 | 0 | Dw | 0 | tw | 0 | tws | 0 | Rew | 0 | Xw | 0
| 31 |  |  | Dh | 31 | to | 24 | tos | 744 | Reo | 0 | Xo | 0
| 6 | 0 | 0 | Dw | 0 | tw | 0 | tws | 0 | Rew | 0 | Xw | 0
| 30 |  |  | Dh | 30 | to | 24 | tos | 720 | Reo | 0 | Xo | 0
| 7 | 0 | 0 | Dw | 0 | tw | 0 | tws | 0 | Rew | 0 | Xw | 0
| 31 |  |  | Dh | 31 | to | 24 | tos | 744 | Reo | 0 | Xo | 0
| 8 | 0 | 0 | Dw | 0 | tw | 0 | tws | 0 | Rew | 0 | Xw | 0
| 31 |  |  | Dh | 31 | to | 24 | tos | 744 | Reo | 0 | Xo | 0
| 9 | 0 | 0 | Dw | 0 | tw | 0 | tws | 0 | Rew | 0 | Xw | 0
| 30 |  |  | Dh | 30 | to | 24 | tos | 720 | Reo | 0 | Xo | 0
| 10 | 0 | 0 | Dw | 0 | tw | 0 | tws | 0 | Rew | 0 | Xw | 0
| 31 |  |  | Dh | 31 | to | 24 | tos | 744 | Reo | 0 | Xo | 0
| 11 | 0 | 0 | Dw | 0 | tw | 0 | tws | 0 | Rew | 0 | Xw | 0
| 30 |  |  | Dh | 30 | to | 24 | tos | 720 | Reo | 0 | Xo | 0
| 12 | 0 | 0 | Dw | 0 | tw | 0 | tws | 0 | Rew | 0 | Xw | 0
| 31 |  |  | Dh | 31 | to | 24 | tos | 744 | Reo | 0 | Xo | 0
| 1 | 0 | 0 | Dw | 0 | tw | 0 | tws | 0 | Rew | 0 | Xw | 0
| 31 |  |  | Dh | 31 | to | 24 | tos | 744 | Reo | 0 | Xo | 0
| 2 | 0 | 0 | Dw | 0 | tw | 0 | tws | 0 | Rew | 0 | Xw | 0
FALSE | 28 |  |  | Dh | 28 | to | 24 | tos | 672 | Reo | 0 | Xo | 0
| 3 | 0 | 0 | Dw | 0 | tw | 0 | tws | 0 | Rew | 0 | Xw | 0
| 31 |  |  | Dh | 31 | to | 24 | tos | 744 | Reo | 0 | Xo | 0
FALSE
4月 | 始業 | 終業 | 0 | 0.5 | 1 | 1.5 | 2 | 2.5 | 3 | 3.5 | 4 | 4.5 | 5 | 5.5 | 6 | 6.5 | 7 | 7.5 | 8 | 8.5 | 9 | 9.5 | 10 | 10.5 | 11 | 11.5 | 12 | 12.5 | 13 | 13.5 | 14 | 14.5 | 15 | 15.5 | 16 | 16.5 | 17 | 17.5 | 18 | 18.5 | 19 | 19.5 | 20 | 20.5 | 21 | 21.5 | 22 | 22.5 | 23 | 23.5
| 0 | 0 | △ | △ | △ | △ | △ | △ | △ | △ | △ | △ | △ | △ | △ | △ | △ | △ | △ | △ | △ | △ | △ | △ | △ | △ | △ | △ | △ | △ | △ | △ | △ | △ | △ | △ | △ | △ | △ | △ | △ | △ | △ | △ | △ | △ | △ | △ | △ | △
| Pf | 0
稼働時間
| 電力使用量 |  | 0 | 0 | 0 | 0 | 0 | 0 | 0 | 0 | 0 | 0 | 0 | 0 | 0 | 0 | 0 | 0 | 0 | 0 | 0 | 0 | 0 | 0 | 0 | 0 | 0 | 0 | 0 | 0 | 0 | 0 | 0 | 0 | 0 | 0 | 0 | 0 | 0 | 0 | 0 | 0 | 0 | 0 | 0 | 0 | 0 | 0 | 0 | 0
| 高負荷時間帯 |  | 0 | 0 | 0 | 0 | 0 | 0 | 0 | 0 | 0 | 0 | 0 | 0 | 0 | 0 | 0 | 0 | 0 | 0 | 0 | 0 | 0 | 0 | 0 | 0 | 0 | 0 | 0 | 0 | 0 | 0 | 0 | 0 | 0 | 0 | 0 | 0 | 0 | 0 | 0 | 0 | 0 | 0 | 0 | 0 | 0 | 0 | 0 | 0
| 低負荷時間帯 |  | #DIV/0! | #DIV/0! | #DIV/0! | #DIV/0! | #DIV/0! | #DIV/0! | #DIV/0! | #DIV/0! | #DIV/0! | #DIV/0! | #DIV/0! | #DIV/0! | #DIV/0! | #DIV/0! | #DIV/0! | #DIV/0! | #DIV/0! | #DIV/0! | #DIV/0! | #DIV/0! | #DIV/0! | #DIV/0! | #DIV/0! | #DIV/0! | #DIV/0! | #DIV/0! | #DIV/0! | #DIV/0! | #DIV/0! | #DIV/0! | #DIV/0! | #DIV/0! | #DIV/0! | #DIV/0! | #DIV/0! | #DIV/0! | #DIV/0! | #DIV/0! | #DIV/0! | #DIV/0! | #DIV/0! | #DIV/0! | #DIV/0! | #DIV/0! | #DIV/0! | #DIV/0! | #DIV/0! | #DIV/0!
5月 | 始業 | 終業 | 0 | 0.5 | 1 | 1.5 | 2 | 2.5 | 3 | 3.5 | 4 | 4.5 | 5 | 5.5 | 6 | 6.5 | 7 | 7.5 | 8 | 8.5 | 9 | 9.5 | 10 | 10.5 | 11 | 11.5 | 12 | 12.5 | 13 | 13.5 | 14 | 14.5 | 15 | 15.5 | 16 | 16.5 | 17 | 17.5 | 18 | 18.5 | 19 | 19.5 | 20 | 20.5 | 21 | 21.5 | 22 | 22.5 | 23 | 23.5
| 0 | 0 | △ | △ | △ | △ | △ | △ | △ | △ | △ | △ | △ | △ | △ | △ | △ | △ | △ | △ | △ | △ | △ | △ | △ | △ | △ | △ | △ | △ | △ | △ | △ | △ | △ | △ | △ | △ | △ | △ | △ | △ | △ | △ | △ | △ | △ | △ | △ | △
| Pf | 0
稼働時間
| 電力使用量 |  | 0 | 0 | 0 | 0 | 0 | 0 | 0 | 0 | 0 | 0 | 0 | 0 | 0 | 0 | 0 | 0 | 0 | 0 | 0 | 0 | 0 | 0 | 0 | 0 | 0 | 0 | 0 | 0 | 0 | 0 | 0 | 0 | 0 | 0 | 0 | 0 | 0 | 0 | 0 | 0 | 0 | 0 | 0 | 0 | 0 | 0 | 0 | 0
| 高負荷時間帯 |  | 0 | 0 | 0 | 0 | 0 | 0 | 0 | 0 | 0 | 0 | 0 | 0 | 0 | 0 | 0 | 0 | 0 | 0 | 0 | 0 | 0 | 0 | 0 | 0 | 0 | 0 | 0 | 0 | 0 | 0 | 0 | 0 | 0 | 0 | 0 | 0 | 0 | 0 | 0 | 0 | 0 | 0 | 0 | 0 | 0 | 0 | 0 | 0
| 低負荷時間帯 |  | #DIV/0! | #DIV/0! | #DIV/0! | #DIV/0! | #DIV/0! | #DIV/0! | #DIV/0! | #DIV/0! | #DIV/0! | #DIV/0! | #DIV/0! | #DIV/0! | #DIV/0! | #DIV/0! | #DIV/0! | #DIV/0! | #DIV/0! | #DIV/0! | #DIV/0! | #DIV/0! | #DIV/0! | #DIV/0! | #DIV/0! | #DIV/0! | #DIV/0! | #DIV/0! | #DIV/0! | #DIV/0! | #DIV/0! | #DIV/0! | #DIV/0! | #DIV/0! | #DIV/0! | #DIV/0! | #DIV/0! | #DIV/0! | #DIV/0! | #DIV/0! | #DIV/0! | #DIV/0! | #DIV/0! | #DIV/0! | #DIV/0! | #DIV/0! | #DIV/0! | #DIV/0! | #DIV/0! | #DIV/0!
6月 | 始業 | 終業 | 0 | 0.5 | 1 | 1.5 | 2 | 2.5 | 3 | 3.5 | 4 | 4.5 | 5 | 5.5 | 6 | 6.5 | 7 | 7.5 | 8 | 8.5 | 9 | 9.5 | 10 | 10.5 | 11 | 11.5 | 12 | 12.5 | 13 | 13.5 | 14 | 14.5 | 15 | 15.5 | 16 | 16.5 | 17 | 17.5 | 18 | 18.5 | 19 | 19.5 | 20 | 20.5 | 21 | 21.5 | 22 | 22.5 | 23 | 23.5
| 0 | 0 | △ | △ | △ | △ | △ | △ | △ | △ | △ | △ | △ | △ | △ | △ | △ | △ | △ | △ | △ | △ | △ | △ | △ | △ | △ | △ | △ | △ | △ | △ | △ | △ | △ | △ | △ | △ | △ | △ | △ | △ | △ | △ | △ | △ | △ | △ | △ | △
| Pf | 0
稼働時間
| 電力使用量 |  | 0 | 0 | 0 | 0 | 0 | 0 | 0 | 0 | 0 | 0 | 0 | 0 | 0 | 0 | 0 | 0 | 0 | 0 | 0 | 0 | 0 | 0 | 0 | 0 | 0 | 0 | 0 | 0 | 0 | 0 | 0 | 0 | 0 | 0 | 0 | 0 | 0 | 0 | 0 | 0 | 0 | 0 | 0 | 0 | 0 | 0 | 0 | 0
| 高負荷時間帯 |  | 0 | 0 | 0 | 0 | 0 | 0 | 0 | 0 | 0 | 0 | 0 | 0 | 0 | 0 | 0 | 0 | 0 | 0 | 0 | 0 | 0 | 0 | 0 | 0 | 0 | 0 | 0 | 0 | 0 | 0 | 0 | 0 | 0 | 0 | 0 | 0 | 0 | 0 | 0 | 0 | 0 | 0 | 0 | 0 | 0 | 0 | 0 | 0
| 低負荷時間帯 |  | #DIV/0! | #DIV/0! | #DIV/0! | #DIV/0! | #DIV/0! | #DIV/0! | #DIV/0! | #DIV/0! | #DIV/0! | #DIV/0! | #DIV/0! | #DIV/0! | #DIV/0! | #DIV/0! | #DIV/0! | #DIV/0! | #DIV/0! | #DIV/0! | #DIV/0! | #DIV/0! | #DIV/0! | #DIV/0! | #DIV/0! | #DIV/0! | #DIV/0! | #DIV/0! | #DIV/0! | #DIV/0! | #DIV/0! | #DIV/0! | #DIV/0! | #DIV/0! | #DIV/0! | #DIV/0! | #DIV/0! | #DIV/0! | #DIV/0! | #DIV/0! | #DIV/0! | #DIV/0! | #DIV/0! | #DIV/0! | #DIV/0! | #DIV/0! | #DIV/0! | #DIV/0! | #DIV/0! | #DIV/0!
7月 | 始業 | 終業 | 0 | 0.5 | 1 | 1.5 | 2 | 2.5 | 3 | 3.5 | 4 | 4.5 | 5 | 5.5 | 6 | 6.5 | 7 | 7.5 | 8 | 8.5 | 9 | 9.5 | 10 | 10.5 | 11 | 11.5 | 12 | 12.5 | 13 | 13.5 | 14 | 14.5 | 15 | 15.5 | 16 | 16.5 | 17 | 17.5 | 18 | 18.5 | 19 | 19.5 | 20 | 20.5 | 21 | 21.5 | 22 | 22.5 | 23 | 23.5
| 0 | 0 | △ | △ | △ | △ | △ | △ | △ | △ | △ | △ | △ | △ | △ | △ | △ | △ | △ | △ | △ | △ | △ | △ | △ | △ | △ | △ | △ | △ | △ | △ | △ | △ | △ | △ | △ | △ | △ | △ | △ | △ | △ | △ | △ | △ | △ | △ | △ | △
| Pf | 0
稼働時間
| 電力使用量 |  | 0 | 0 | 0 | 0 | 0 | 0 | 0 | 0 | 0 | 0 | 0 | 0 | 0 | 0 | 0 | 0 | 0 | 0 | 0 | 0 | 0 | 0 | 0 | 0 | 0 | 0 | 0 | 0 | 0 | 0 | 0 | 0 | 0 | 0 | 0 | 0 | 0 | 0 | 0 | 0 | 0 | 0 | 0 | 0 | 0 | 0 | 0 | 0
| 高負荷時間帯 |  | 0 | 0 | 0 | 0 | 0 | 0 | 0 | 0 | 0 | 0 | 0 | 0 | 0 | 0 | 0 | 0 | 0 | 0 | 0 | 0 | 0 | 0 | 0 | 0 | 0 | 0 | 0 | 0 | 0 | 0 | 0 | 0 | 0 | 0 | 0 | 0 | 0 | 0 | 0 | 0 | 0 | 0 | 0 | 0 | 0 | 0 | 0 | 0
| 低負荷時間帯 |  | #DIV/0! | #DIV/0! | #DIV/0! | #DIV/0! | #DIV/0! | #DIV/0! | #DIV/0! | #DIV/0! | #DIV/0! | #DIV/0! | #DIV/0! | #DIV/0! | #DIV/0! | #DIV/0! | #DIV/0! | #DIV/0! | #DIV/0! | #DIV/0! | #DIV/0! | #DIV/0! | #DIV/0! | #DIV/0! | #DIV/0! | #DIV/0! | #DIV/0! | #DIV/0! | #DIV/0! | #DIV/0! | #DIV/0! | #DIV/0! | #DIV/0! | #DIV/0! | #DIV/0! | #DIV/0! | #DIV/0! | #DIV/0! | #DIV/0! | #DIV/0! | #DIV/0! | #DIV/0! | #DIV/0! | #DIV/0! | #DIV/0! | #DIV/0! | #DIV/0! | #DIV/0! | #DIV/0! | #DIV/0!
8月 | 始業 | 終業 | 0 | 0.5 | 1 | 1.5 | 2 | 2.5 | 3 | 3.5 | 4 | 4.5 | 5 | 5.5 | 6 | 6.5 | 7 | 7.5 | 8 | 8.5 | 9 | 9.5 | 10 | 10.5 | 11 | 11.5 | 12 | 12.5 | 13 | 13.5 | 14 | 14.5 | 15 | 15.5 | 16 | 16.5 | 17 | 17.5 | 18 | 18.5 | 19 | 19.5 | 20 | 20.5 | 21 | 21.5 | 22 | 22.5 | 23 | 23.5
| 0 | 0 | △ | △ | △ | △ | △ | △ | △ | △ | △ | △ | △ | △ | △ | △ | △ | △ | △ | △ | △ | △ | △ | △ | △ | △ | △ | △ | △ | △ | △ | △ | △ | △ | △ | △ | △ | △ | △ | △ | △ | △ | △ | △ | △ | △ | △ | △ | △ | △
| Pf | 0
稼働時間
| 電力使用量 |  | 0 | 0 | 0 | 0 | 0 | 0 | 0 | 0 | 0 | 0 | 0 | 0 | 0 | 0 | 0 | 0 | 0 | 0 | 0 | 0 | 0 | 0 | 0 | 0 | 0 | 0 | 0 | 0 | 0 | 0 | 0 | 0 | 0 | 0 | 0 | 0 | 0 | 0 | 0 | 0 | 0 | 0 | 0 | 0 | 0 | 0 | 0 | 0
| 高負荷時間帯 |  | 0 | 0 | 0 | 0 | 0 | 0 | 0 | 0 | 0 | 0 | 0 | 0 | 0 | 0 | 0 | 0 | 0 | 0 | 0 | 0 | 0 | 0 | 0 | 0 | 0 | 0 | 0 | 0 | 0 | 0 | 0 | 0 | 0 | 0 | 0 | 0 | 0 | 0 | 0 | 0 | 0 | 0 | 0 | 0 | 0 | 0 | 0 | 0
| 低負荷時間帯 |  | #DIV/0! | #DIV/0! | #DIV/0! | #DIV/0! | #DIV/0! | #DIV/0! | #DIV/0! | #DIV/0! | #DIV/0! | #DIV/0! | #DIV/0! | #DIV/0! | #DIV/0! | #DIV/0! | #DIV/0! | #DIV/0! | #DIV/0! | #DIV/0! | #DIV/0! | #DIV/0! | #DIV/0! | #DIV/0! | #DIV/0! | #DIV/0! | #DIV/0! | #DIV/0! | #DIV/0! | #DIV/0! | #DIV/0! | #DIV/0! | #DIV/0! | #DIV/0! | #DIV/0! | #DIV/0! | #DIV/0! | #DIV/0! | #DIV/0! | #DIV/0! | #DIV/0! | #DIV/0! | #DIV/0! | #DIV/0! | #DIV/0! | #DIV/0! | #DIV/0! | #DIV/0! | #DIV/0! | #DIV/0!
9月 | 始業 | 終業 | 0 | 0.5 | 1 | 1.5 | 2 | 2.5 | 3 | 3.5 | 4 | 4.5 | 5 | 5.5 | 6 | 6.5 | 7 | 7.5 | 8 | 8.5 | 9 | 9.5 | 10 | 10.5 | 11 | 11.5 | 12 | 12.5 | 13 | 13.5 | 14 | 14.5 | 15 | 15.5 | 16 | 16.5 | 17 | 17.5 | 18 | 18.5 | 19 | 19.5 | 20 | 20.5 | 21 | 21.5 | 22 | 22.5 | 23 | 23.5
| 0 | 0 | △ | △ | △ | △ | △ | △ | △ | △ | △ | △ | △ | △ | △ | △ | △ | △ | △ | △ | △ | △ | △ | △ | △ | △ | △ | △ | △ | △ | △ | △ | △ | △ | △ | △ | △ | △ | △ | △ | △ | △ | △ | △ | △ | △ | △ | △ | △ | △
| Pf | 0
稼働時間
| 電力使用量 |  | 0 | 0 | 0 | 0 | 0 | 0 | 0 | 0 | 0 | 0 | 0 | 0 | 0 | 0 | 0 | 0 | 0 | 0 | 0 | 0 | 0 | 0 | 0 | 0 | 0 | 0 | 0 | 0 | 0 | 0 | 0 | 0 | 0 | 0 | 0 | 0 | 0 | 0 | 0 | 0 | 0 | 0 | 0 | 0 | 0 | 0 | 0 | 0
| 高負荷時間帯 |  | 0 | 0 | 0 | 0 | 0 | 0 | 0 | 0 | 0 | 0 | 0 | 0 | 0 | 0 | 0 | 0 | 0 | 0 | 0 | 0 | 0 | 0 | 0 | 0 | 0 | 0 | 0 | 0 | 0 | 0 | 0 | 0 | 0 | 0 | 0 | 0 | 0 | 0 | 0 | 0 | 0 | 0 | 0 | 0 | 0 | 0 | 0 | 0
| 低負荷時間帯 |  | #DIV/0! | #DIV/0! | #DIV/0! | #DIV/0! | #DIV/0! | #DIV/0! | #DIV/0! | #DIV/0! | #DIV/0! | #DIV/0! | #DIV/0! | #DIV/0! | #DIV/0! | #DIV/0! | #DIV/0! | #DIV/0! | #DIV/0! | #DIV/0! | #DIV/0! | #DIV/0! | #DIV/0! | #DIV/0! | #DIV/0! | #DIV/0! | #DIV/0! | #DIV/0! | #DIV/0! | #DIV/0! | #DIV/0! | #DIV/0! | #DIV/0! | #DIV/0! | #DIV/0! | #DIV/0! | #DIV/0! | #DIV/0! | #DIV/0! | #DIV/0! | #DIV/0! | #DIV/0! | #DIV/0! | #DIV/0! | #DIV/0! | #DIV/0! | #DIV/0! | #DIV/0! | #DIV/0! | #DIV/0!
10月 | 始業 | 終業 | 0 | 0.5 | 1 | 1.5 | 2 | 2.5 | 3 | 3.5 | 4 | 4.5 | 5 | 5.5 | 6 | 6.5 | 7 | 7.5 | 8 | 8.5 | 9 | 9.5 | 10 | 10.5 | 11 | 11.5 | 12 | 12.5 | 13 | 13.5 | 14 | 14.5 | 15 | 15.5 | 16 | 16.5 | 17 | 17.5 | 18 | 18.5 | 19 | 19.5 | 20 | 20.5 | 21 | 21.5 | 22 | 22.5 | 23 | 23.5
| 0 | 0 | △ | △ | △ | △ | △ | △ | △ | △ | △ | △ | △ | △ | △ | △ | △ | △ | △ | △ | △ | △ | △ | △ | △ | △ | △ | △ | △ | △ | △ | △ | △ | △ | △ | △ | △ | △ | △ | △ | △ | △ | △ | △ | △ | △ | △ | △ | △ | △
| Pf | 0
稼働時間
| 電力使用量 |  | 0 | 0 | 0 | 0 | 0 | 0 | 0 | 0 | 0 | 0 | 0 | 0 | 0 | 0 | 0 | 0 | 0 | 0 | 0 | 0 | 0 | 0 | 0 | 0 | 0 | 0 | 0 | 0 | 0 | 0 | 0 | 0 | 0 | 0 | 0 | 0 | 0 | 0 | 0 | 0 | 0 | 0 | 0 | 0 | 0 | 0 | 0 | 0
| 高負荷時間帯 |  | 0 | 0 | 0 | 0 | 0 | 0 | 0 | 0 | 0 | 0 | 0 | 0 | 0 | 0 | 0 | 0 | 0 | 0 | 0 | 0 | 0 | 0 | 0 | 0 | 0 | 0 | 0 | 0 | 0 | 0 | 0 | 0 | 0 | 0 | 0 | 0 | 0 | 0 | 0 | 0 | 0 | 0 | 0 | 0 | 0 | 0 | 0 | 0
| 低負荷時間帯 |  | #DIV/0! | #DIV/0! | #DIV/0! | #DIV/0! | #DIV/0! | #DIV/0! | #DIV/0! | #DIV/0! | #DIV/0! | #DIV/0! | #DIV/0! | #DIV/0! | #DIV/0! | #DIV/0! | #DIV/0! | #DIV/0! | #DIV/0! | #DIV/0! | #DIV/0! | #DIV/0! | #DIV/0! | #DIV/0! | #DIV/0! | #DIV/0! | #DIV/0! | #DIV/0! | #DIV/0! | #DIV/0! | #DIV/0! | #DIV/0! | #DIV/0! | #DIV/0! | #DIV/0! | #DIV/0! | #DIV/0! | #DIV/0! | #DIV/0! | #DIV/0! | #DIV/0! | #DIV/0! | #DIV/0! | #DIV/0! | #DIV/0! | #DIV/0! | #DIV/0! | #DIV/0! | #DIV/0! | #DIV/0!
11月 | 始業 | 終業 | 0 | 0.5 | 1 | 1.5 | 2 | 2.5 | 3 | 3.5 | 4 | 4.5 | 5 | 5.5 | 6 | 6.5 | 7 | 7.5 | 8 | 8.5 | 9 | 9.5 | 10 | 10.5 | 11 | 11.5 | 12 | 12.5 | 13 | 13.5 | 14 | 14.5 | 15 | 15.5 | 16 | 16.5 | 17 | 17.5 | 18 | 18.5 | 19 | 19.5 | 20 | 20.5 | 21 | 21.5 | 22 | 22.5 | 23 | 23.5
| 0 | 0 | △ | △ | △ | △ | △ | △ | △ | △ | △ | △ | △ | △ | △ | △ | △ | △ | △ | △ | △ | △ | △ | △ | △ | △ | △ | △ | △ | △ | △ | △ | △ | △ | △ | △ | △ | △ | △ | △ | △ | △ | △ | △ | △ | △ | △ | △ | △ | △
| Pf | 0
稼働時間
| 電力使用量 |  | 0 | 0 | 0 | 0 | 0 | 0 | 0 | 0 | 0 | 0 | 0 | 0 | 0 | 0 | 0 | 0 | 0 | 0 | 0 | 0 | 0 | 0 | 0 | 0 | 0 | 0 | 0 | 0 | 0 | 0 | 0 | 0 | 0 | 0 | 0 | 0 | 0 | 0 | 0 | 0 | 0 | 0 | 0 | 0 | 0 | 0 | 0 | 0
| 高負荷時間帯 |  | 0 | 0 | 0 | 0 | 0 | 0 | 0 | 0 | 0 | 0 | 0 | 0 | 0 | 0 | 0 | 0 | 0 | 0 | 0 | 0 | 0 | 0 | 0 | 0 | 0 | 0 | 0 | 0 | 0 | 0 | 0 | 0 | 0 | 0 | 0 | 0 | 0 | 0 | 0 | 0 | 0 | 0 | 0 | 0 | 0 | 0 | 0 | 0
| 低負荷時間帯 |  | #DIV/0! | #DIV/0! | #DIV/0! | #DIV/0! | #DIV/0! | #DIV/0! | #DIV/0! | #DIV/0! | #DIV/0! | #DIV/0! | #DIV/0! | #DIV/0! | #DIV/0! | #DIV/0! | #DIV/0! | #DIV/0! | #DIV/0! | #DIV/0! | #DIV/0! | #DIV/0! | #DIV/0! | #DIV/0! | #DIV/0! | #DIV/0! | #DIV/0! | #DIV/0! | #DIV/0! | #DIV/0! | #DIV/0! | #DIV/0! | #DIV/0! | #DIV/0! | #DIV/0! | #DIV/0! | #DIV/0! | #DIV/0! | #DIV/0! | #DIV/0! | #DIV/0! | #DIV/0! | #DIV/0! | #DIV/0! | #DIV/0! | #DIV/0! | #DIV/0! | #DIV/0! | #DIV/0! | #DIV/0!
12月 | 始業 | 終業 | 0 | 0.5 | 1 | 1.5 | 2 | 2.5 | 3 | 3.5 | 4 | 4.5 | 5 | 5.5 | 6 | 6.5 | 7 | 7.5 | 8 | 8.5 | 9 | 9.5 | 10 | 10.5 | 11 | 11.5 | 12 | 12.5 | 13 | 13.5 | 14 | 14.5 | 15 | 15.5 | 16 | 16.5 | 17 | 17.5 | 18 | 18.5 | 19 | 19.5 | 20 | 20.5 | 21 | 21.5 | 22 | 22.5 | 23 | 23.5
| 0 | 0 | △ | △ | △ | △ | △ | △ | △ | △ | △ | △ | △ | △ | △ | △ | △ | △ | △ | △ | △ | △ | △ | △ | △ | △ | △ | △ | △ | △ | △ | △ | △ | △ | △ | △ | △ | △ | △ | △ | △ | △ | △ | △ | △ | △ | △ | △ | △ | △
| Pf | 0
稼働時間
| 電力使用量 |  | 0 | 0 | 0 | 0 | 0 | 0 | 0 | 0 | 0 | 0 | 0 | 0 | 0 | 0 | 0 | 0 | 0 | 0 | 0 | 0 | 0 | 0 | 0 | 0 | 0 | 0 | 0 | 0 | 0 | 0 | 0 | 0 | 0 | 0 | 0 | 0 | 0 | 0 | 0 | 0 | 0 | 0 | 0 | 0 | 0 | 0 | 0 | 0
| 高負荷時間帯 |  | 0 | 0 | 0 | 0 | 0 | 0 | 0 | 0 | 0 | 0 | 0 | 0 | 0 | 0 | 0 | 0 | 0 | 0 | 0 | 0 | 0 | 0 | 0 | 0 | 0 | 0 | 0 | 0 | 0 | 0 | 0 | 0 | 0 | 0 | 0 | 0 | 0 | 0 | 0 | 0 | 0 | 0 | 0 | 0 | 0 | 0 | 0 | 0
| 低負荷時間帯 |  | #DIV/0! | #DIV/0! | #DIV/0! | #DIV/0! | #DIV/0! | #DIV/0! | #DIV/0! | #DIV/0! | #DIV/0! | #DIV/0! | #DIV/0! | #DIV/0! | #DIV/0! | #DIV/0! | #DIV/0! | #DIV/0! | #DIV/0! | #DIV/0! | #DIV/0! | #DIV/0! | #DIV/0! | #DIV/0! | #DIV/0! | #DIV/0! | #DIV/0! | #DIV/0! | #DIV/0! | #DIV/0! | #DIV/0! | #DIV/0! | #DIV/0! | #DIV/0! | #DIV/0! | #DIV/0! | #DIV/0! | #DIV/0! | #DIV/0! | #DIV/0! | #DIV/0! | #DIV/0! | #DIV/0! | #DIV/0! | #DIV/0! | #DIV/0! | #DIV/0! | #DIV/0! | #DIV/0! | #DIV/0!
1月 | 始業 | 終業 | 0 | 0.5 | 1 | 1.5 | 2 | 2.5 | 3 | 3.5 | 4 | 4.5 | 5 | 5.5 | 6 | 6.5 | 7 | 7.5 | 8 | 8.5 | 9 | 9.5 | 10 | 10.5 | 11 | 11.5 | 12 | 12.5 | 13 | 13.5 | 14 | 14.5 | 15 | 15.5 | 16 | 16.5 | 17 | 17.5 | 18 | 18.5 | 19 | 19.5 | 20 | 20.5 | 21 | 21.5 | 22 | 22.5 | 23 | 23.5
| 0 | 0 | △ | △ | △ | △ | △ | △ | △ | △ | △ | △ | △ | △ | △ | △ | △ | △ | △ | △ | △ | △ | △ | △ | △ | △ | △ | △ | △ | △ | △ | △ | △ | △ | △ | △ | △ | △ | △ | △ | △ | △ | △ | △ | △ | △ | △ | △ | △ | △
| Pf | 0
稼働時間
| 電力使用量 |  | 0 | 0 | 0 | 0 | 0 | 0 | 0 | 0 | 0 | 0 | 0 | 0 | 0 | 0 | 0 | 0 | 0 | 0 | 0 | 0 | 0 | 0 | 0 | 0 | 0 | 0 | 0 | 0 | 0 | 0 | 0 | 0 | 0 | 0 | 0 | 0 | 0 | 0 | 0 | 0 | 0 | 0 | 0 | 0 | 0 | 0 | 0 | 0
| 高負荷時間帯 |  | 0 | 0 | 0 | 0 | 0 | 0 | 0 | 0 | 0 | 0 | 0 | 0 | 0 | 0 | 0 | 0 | 0 | 0 | 0 | 0 | 0 | 0 | 0 | 0 | 0 | 0 | 0 | 0 | 0 | 0 | 0 | 0 | 0 | 0 | 0 | 0 | 0 | 0 | 0 | 0 | 0 | 0 | 0 | 0 | 0 | 0 | 0 | 0
| 低負荷時間帯 |  | #DIV/0! | #DIV/0! | #DIV/0! | #DIV/0! | #DIV/0! | #DIV/0! | #DIV/0! | #DIV/0! | #DIV/0! | #DIV/0! | #DIV/0! | #DIV/0! | #DIV/0! | #DIV/0! | #DIV/0! | #DIV/0! | #DIV/0! | #DIV/0! | #DIV/0! | #DIV/0! | #DIV/0! | #DIV/0! | #DIV/0! | #DIV/0! | #DIV/0! | #DIV/0! | #DIV/0! | #DIV/0! | #DIV/0! | #DIV/0! | #DIV/0! | #DIV/0! | #DIV/0! | #DIV/0! | #DIV/0! | #DIV/0! | #DIV/0! | #DIV/0! | #DIV/0! | #DIV/0! | #DIV/0! | #DIV/0! | #DIV/0! | #DIV/0! | #DIV/0! | #DIV/0! | #DIV/0! | #DIV/0!
2月 | 始業 | 終業 | 0 | 0.5 | 1 | 1.5 | 2 | 2.5 | 3 | 3.5 | 4 | 4.5 | 5 | 5.5 | 6 | 6.5 | 7 | 7.5 | 8 | 8.5 | 9 | 9.5 | 10 | 10.5 | 11 | 11.5 | 12 | 12.5 | 13 | 13.5 | 14 | 14.5 | 15 | 15.5 | 16 | 16.5 | 17 | 17.5 | 18 | 18.5 | 19 | 19.5 | 20 | 20.5 | 21 | 21.5 | 22 | 22.5 | 23 | 23.5
| 0 | 0 | △ | △ | △ | △ | △ | △ | △ | △ | △ | △ | △ | △ | △ | △ | △ | △ | △ | △ | △ | △ | △ | △ | △ | △ | △ | △ | △ | △ | △ | △ | △ | △ | △ | △ | △ | △ | △ | △ | △ | △ | △ | △ | △ | △ | △ | △ | △ | △
| Pf | 0
稼働時間
| 電力使用量 |  | 0 | 0 | 0 | 0 | 0 | 0 | 0 | 0 | 0 | 0 | 0 | 0 | 0 | 0 | 0 | 0 | 0 | 0 | 0 | 0 | 0 | 0 | 0 | 0 | 0 | 0 | 0 | 0 | 0 | 0 | 0 | 0 | 0 | 0 | 0 | 0 | 0 | 0 | 0 | 0 | 0 | 0 | 0 | 0 | 0 | 0 | 0 | 0
| 高負荷時間帯 |  | 0 | 0 | 0 | 0 | 0 | 0 | 0 | 0 | 0 | 0 | 0 | 0 | 0 | 0 | 0 | 0 | 0 | 0 | 0 | 0 | 0 | 0 | 0 | 0 | 0 | 0 | 0 | 0 | 0 | 0 | 0 | 0 | 0 | 0 | 0 | 0 | 0 | 0 | 0 | 0 | 0 | 0 | 0 | 0 | 0 | 0 | 0 | 0
| 低負荷時間帯 |  | #DIV/0! | #DIV/0! | #DIV/0! | #DIV/0! | #DIV/0! | #DIV/0! | #DIV/0! | #DIV/0! | #DIV/0! | #DIV/0! | #DIV/0! | #DIV/0! | #DIV/0! | #DIV/0! | #DIV/0! | #DIV/0! | #DIV/0! | #DIV/0! | #DIV/0! | #DIV/0! | #DIV/0! | #DIV/0! | #DIV/0! | #DIV/0! | #DIV/0! | #DIV/0! | #DIV/0! | #DIV/0! | #DIV/0! | #DIV/0! | #DIV/0! | #DIV/0! | #DIV/0! | #DIV/0! | #DIV/0! | #DIV/0! | #DIV/0! | #DIV/0! | #DIV/0! | #DIV/0! | #DIV/0! | #DIV/0! | #DIV/0! | #DIV/0! | #DIV/0! | #DIV/0! | #DIV/0! | #DIV/0!
3月 | 始業 | 終業 | 0 | 0.5 | 1 | 1.5 | 2 | 2.5 | 3 | 3.5 | 4 | 4.5 | 5 | 5.5 | 6 | 6.5 | 7 | 7.5 | 8 | 8.5 | 9 | 9.5 | 10 | 10.5 | 11 | 11.5 | 12 | 12.5 | 13 | 13.5 | 14 | 14.5 | 15 | 15.5 | 16 | 16.5 | 17 | 17.5 | 18 | 18.5 | 19 | 19.5 | 20 | 20.5 | 21 | 21.5 | 22 | 22.5 | 23 | 23.5
| 0 | 0 | △ | △ | △ | △ | △ | △ | △ | △ | △ | △ | △ | △ | △ | △ | △ | △ | △ | △ | △ | △ | △ | △ | △ | △ | △ | △ | △ | △ | △ | △ | △ | △ | △ | △ | △ | △ | △ | △ | △ | △ | △ | △ | △ | △ | △ | △ | △ | △
| Pf | 0
稼働時間
| 電力使用量 |  | 0 | 0 | 0 | 0 | 0 | 0 | 0 | 0 | 0 | 0 | 0 | 0 | 0 | 0 | 0 | 0 | 0 | 0 | 0 | 0 | 0 | 0 | 0 | 0 | 0 | 0 | 0 | 0 | 0 | 0 | 0 | 0 | 0 | 0 | 0 | 0 | 0 | 0 | 0 | 0 | 0 | 0 | 0 | 0 | 0 | 0 | 0 | 0
| 高負荷時間帯 |  | 0 | 0 | 0 | 0 | 0 | 0 | 0 | 0 | 0 | 0 | 0 | 0 | 0 | 0 | 0 | 0 | 0 | 0 | 0 | 0 | 0 | 0 | 0 | 0 | 0 | 0 | 0 | 0 | 0 | 0 | 0 | 0 | 0 | 0 | 0 | 0 | 0 | 0 | 0 | 0 | 0 | 0 | 0 | 0 | 0 | 0 | 0 | 0
| 低負荷時間帯 |  | #DIV/0! | #DIV/0! | #DIV/0! | #DIV/0! | #DIV/0! | #DIV/0! | #DIV/0! | #DIV/0! | #DIV/0! | #DIV/0! | #DIV/0! | #DIV/0! | #DIV/0! | #DIV/0! | #DIV/0! | #DIV/0! | #DIV/0! | #DIV/0! | #DIV/0! | #DIV/0! | #DIV/0! | #DIV/0! | #DIV/0! | #DIV/0! | #DIV/0! | #DIV/0! | #DIV/0! | #DIV/0! | #DIV/0! | #DIV/0! | #DIV/0! | #DIV/0! | #DIV/0! | #DIV/0! | #DIV/0! | #DIV/0! | #DIV/0! | #DIV/0! | #DIV/0! | #DIV/0! | #DIV/0! | #DIV/0! | #DIV/0! | #DIV/0! | #DIV/0! | #DIV/0! | #DIV/0! | #DIV/0!
| 既設 |  | No1 | No2 | No3 | No4 | No5 | No6 | No7 | No8 | No9 | No10 | No11 | No12 | No13 | No14 | No15 | No16 | No17 | No18 | No19 | No20 | 合計
| k | 容量[kVA] | 0 | 0 | 0 | 0 | 0 | 0 | 0 | 0 | 0 | 0 | 0 | 0 | 0 | 0 | 0 | 0 | 0 | 0 | 0 | 0 | 0 | kVA
| Pc | 負荷損 Ww | 0 | 0 | 0 | 0 | 0 | 0 | 0 | 0 | 0 | 0 | 0 | 0 | 0 | 0 | 0 | 0 | 0 | 0 | 0 | 0 | 0 | kW
| Pi | 無負荷損 Wo | 0 | 0 | 0 | 0 | 0 | 0 | 0 | 0 | 0 | 0 | 0 | 0 | 0 | 0 | 0 | 0 | 0 | 0 | 0 | 0 | 0 | kW
|  | No1 | No1 | No1 | No2 | No2 | No2 | No3 | No3 | No3 | No4 | No4 | No4 | No5 | No5 | No5 | No6 | No6 | No6 | No7 | No7 | No7 | No8 | No8 | No8 | No9 | No9 | No9 | No10 | No10 | No10 | No11 | No11 | No11 | No12 | No12 | No12 | No13 | No13 | No13 | No14 | No14 | No14 | No15 | No15 | No15 | No16 | No16 | No16 | No17 | No17 | No17 | No18 | No18 | No18 | No19 | No19 | No19 | No20 | No20 | No20
|  | Wc | Wi | W | Wc | Wi | W | Wc | Wi | W | Wc | Wi | W | Wc | Wi | W | Wc | Wi | W | Wc | Wi | W | Wc | Wi | W | Wc | Wi | W | Wc | Wi | W | Wc | Wi | W | Wc | Wi | W | Wc | Wi | W | Wc | Wi | W | Wc | Wi | W | Wc | Wi | W | Wc | Wi | W | Wc | Wi | W | Wc | Wi | W | Wc | Wi | W
| 4 | 0 | 0 | 0 | 0 | 0 | 0 | 0 | 0 | 0 | 0 | 0 | 0 | 0 | 0 | 0 | 0 | 0 | 0 | 0 | 0 | 0 | 0 | 0 | 0 | 0 | 0 | 0 | 0 | 0 | 0 | 0 | 0 | 0 | 0 | 0 | 0 | 0 | 0 | 0 | 0 | 0 | 0 | 0 | 0 | 0 | 0 | 0 | 0 | 0 | 0 | 0 | 0 | 0 | 0 | 0 | 0 | 0 | 0 | 0 | 0
| 5 | 0 | 0 | 0 | 0 | 0 | 0 | 0 | 0 | 0 | 0 | 0 | 0 | 0 | 0 | 0 | 0 | 0 | 0 | 0 | 0 | 0 | 0 | 0 | 0 | 0 | 0 | 0 | 0 | 0 | 0 | 0 | 0 | 0 | 0 | 0 | 0 | 0 | 0 | 0 | 0 | 0 | 0 | 0 | 0 | 0 | 0 | 0 | 0 | 0 | 0 | 0 | 0 | 0 | 0 | 0 | 0 | 0 | 0 | 0 | 0
| 6 | 0 | 0 | 0 | 0 | 0 | 0 | 0 | 0 | 0 | 0 | 0 | 0 | 0 | 0 | 0 | 0 | 0 | 0 | 0 | 0 | 0 | 0 | 0 | 0 | 0 | 0 | 0 | 0 | 0 | 0 | 0 | 0 | 0 | 0 | 0 | 0 | 0 | 0 | 0 | 0 | 0 | 0 | 0 | 0 | 0 | 0 | 0 | 0 | 0 | 0 | 0 | 0 | 0 | 0 | 0 | 0 | 0 | 0 | 0 | 0
| 7 | 0 | 0 | 0 | 0 | 0 | 0 | 0 | 0 | 0 | 0 | 0 | 0 | 0 | 0 | 0 | 0 | 0 | 0 | 0 | 0 | 0 | 0 | 0 | 0 | 0 | 0 | 0 | 0 | 0 | 0 | 0 | 0 | 0 | 0 | 0 | 0 | 0 | 0 | 0 | 0 | 0 | 0 | 0 | 0 | 0 | 0 | 0 | 0 | 0 | 0 | 0 | 0 | 0 | 0 | 0 | 0 | 0 | 0 | 0 | 0
| 8 | 0 | 0 | 0 | 0 | 0 | 0 | 0 | 0 | 0 | 0 | 0 | 0 | 0 | 0 | 0 | 0 | 0 | 0 | 0 | 0 | 0 | 0 | 0 | 0 | 0 | 0 | 0 | 0 | 0 | 0 | 0 | 0 | 0 | 0 | 0 | 0 | 0 | 0 | 0 | 0 | 0 | 0 | 0 | 0 | 0 | 0 | 0 | 0 | 0 | 0 | 0 | 0 | 0 | 0 | 0 | 0 | 0 | 0 | 0 | 0
| 9 | 0 | 0 | 0 | 0 | 0 | 0 | 0 | 0 | 0 | 0 | 0 | 0 | 0 | 0 | 0 | 0 | 0 | 0 | 0 | 0 | 0 | 0 | 0 | 0 | 0 | 0 | 0 | 0 | 0 | 0 | 0 | 0 | 0 | 0 | 0 | 0 | 0 | 0 | 0 | 0 | 0 | 0 | 0 | 0 | 0 | 0 | 0 | 0 | 0 | 0 | 0 | 0 | 0 | 0 | 0 | 0 | 0 | 0 | 0 | 0
| 10 | 0 | 0 | 0 | 0 | 0 | 0 | 0 | 0 | 0 | 0 | 0 | 0 | 0 | 0 | 0 | 0 | 0 | 0 | 0 | 0 | 0 | 0 | 0 | 0 | 0 | 0 | 0 | 0 | 0 | 0 | 0 | 0 | 0 | 0 | 0 | 0 | 0 | 0 | 0 | 0 | 0 | 0 | 0 | 0 | 0 | 0 | 0 | 0 | 0 | 0 | 0 | 0 | 0 | 0 | 0 | 0 | 0 | 0 | 0 | 0
| 11 | 0 | 0 | 0 | 0 | 0 | 0 | 0 | 0 | 0 | 0 | 0 | 0 | 0 | 0 | 0 | 0 | 0 | 0 | 0 | 0 | 0 | 0 | 0 | 0 | 0 | 0 | 0 | 0 | 0 | 0 | 0 | 0 | 0 | 0 | 0 | 0 | 0 | 0 | 0 | 0 | 0 | 0 | 0 | 0 | 0 | 0 | 0 | 0 | 0 | 0 | 0 | 0 | 0 | 0 | 0 | 0 | 0 | 0 | 0 | 0
| 12 | 0 | 0 | 0 | 0 | 0 | 0 | 0 | 0 | 0 | 0 | 0 | 0 | 0 | 0 | 0 | 0 | 0 | 0 | 0 | 0 | 0 | 0 | 0 | 0 | 0 | 0 | 0 | 0 | 0 | 0 | 0 | 0 | 0 | 0 | 0 | 0 | 0 | 0 | 0 | 0 | 0 | 0 | 0 | 0 | 0 | 0 | 0 | 0 | 0 | 0 | 0 | 0 | 0 | 0 | 0 | 0 | 0 | 0 | 0 | 0
| 1 | 0 | 0 | 0 | 0 | 0 | 0 | 0 | 0 | 0 | 0 | 0 | 0 | 0 | 0 | 0 | 0 | 0 | 0 | 0 | 0 | 0 | 0 | 0 | 0 | 0 | 0 | 0 | 0 | 0 | 0 | 0 | 0 | 0 | 0 | 0 | 0 | 0 | 0 | 0 | 0 | 0 | 0 | 0 | 0 | 0 | 0 | 0 | 0 | 0 | 0 | 0 | 0 | 0 | 0 | 0 | 0 | 0 | 0 | 0 | 0
| 2 | 0 | 0 | 0 | 0 | 0 | 0 | 0 | 0 | 0 | 0 | 0 | 0 | 0 | 0 | 0 | 0 | 0 | 0 | 0 | 0 | 0 | 0 | 0 | 0 | 0 | 0 | 0 | 0 | 0 | 0 | 0 | 0 | 0 | 0 | 0 | 0 | 0 | 0 | 0 | 0 | 0 | 0 | 0 | 0 | 0 | 0 | 0 | 0 | 0 | 0 | 0 | 0 | 0 | 0 | 0 | 0 | 0 | 0 | 0 | 0
| 3 | 0 | 0 | 0 | 0 | 0 | 0 | 0 | 0 | 0 | 0 | 0 | 0 | 0 | 0 | 0 | 0 | 0 | 0 | 0 | 0 | 0 | 0 | 0 | 0 | 0 | 0 | 0 | 0 | 0 | 0 | 0 | 0 | 0 | 0 | 0 | 0 | 0 | 0 | 0 | 0 | 0 | 0 | 0 | 0 | 0 | 0 | 0 | 0 | 0 | 0 | 0 | 0 | 0 | 0 | 0 | 0 | 0 | 0 | 0 | 0
|  | 0 | 0 | 0 | 0 | 0 | 0 | 0 | 0 | 0 | 0 | 0 | 0 | 0 | 0 | 0 | 0 | 0 | 0 | 0 | 0 | 0 | 0 | 0 | 0 | 0 | 0 | 0 | 0 | 0 | 0 | 0 | 0 | 0 | 0 | 0 | 0 | 0 | 0 | 0 | 0 | 0 | 0 | 0 | 0 | 0 | 0 | 0 | 0 | 0 | 0 | 0 | 0 | 0 | 0 | 0 | 0 | 0 | 0 | 0 | 0
合計
負荷損（Wc）
| 0 | kWh
無負荷損（Wi）
| 0 | kWh
全損失（Zt）
| 0 | kWh
始業時間＜終業時間の場合、全欄：△
始業時間＞終業時間の場合は稼働時間に△
始業時間＜終業時間の場合、稼働時間に△
始業時間＞終業時間の場合、全欄：”空欄”
始業時間＞終業時間の場合、33行目(上)を表示、 それ以外は34行目(下)を表示：稼働時間に△

## 4-2 導入設備_計算シート (hidden)
|  | 4 |  | 5 |  | 6 |  | 7 |  | 8 |  | 9 |  | 10 |  | 11 |  | 12 |  | 1 |  | 2 |  | 3
| 始業 | 0 | 0 | 0 | 0 | 0 | 0 | 0 | 0 | 0 | 0 | 0 | 0 | 0 | 0 | 0 | 0 | 0 | 0 | 0 | 0 | 0 | 0 | 0 | 0
| 終業 | 0 | 0 | 0 | 0 | 0 | 0 | 0 | 0 | 0 | 0 | 0 | 0 | 0 | 0 | 0 | 0 | 0 | 0 | 0 | 0 | 0 | 0 | 0 | 0
|  | 0 | 0 | 0 | 0 | 0 | 0 | 0 | 0 | 0 | 0 | 0 | 0 | 0 | 0 | 0 | 0 | 0 | 0 | 0 | 0 | 0 | 0 | 0 | 0
| 月日 | 始業 | 終業 | [6 empty] | 等価平均負荷率 |  |  | 力率 /100 | 0 | 0 | 0 | 0 | 0 | 0 | 0 | 0 | 0 | 0 | 0 | 0
| 4 | 0 | 0 | Dw | 0 | tw | 0 | tws | 0 | Rew | 0 | Xw | 0
| 30 |  |  | Dh | 30 | to | 24 | tos | 720 | Reo | 0 | Xo | 0 |  | CO2排出量（既存） |  |  | C1 | 0 | t-CO2/年
| 5 | 0 | 0 | Dw | 0 | tw | 0 | tws | 0 | Rew | 0 | Xw | 0 |  | CO2排出量（導入） |  |  | C2 | 0
| 31 |  |  | Dh | 31 | to | 24 | tos | 744 | Reo | 0 | Xo | 0 |  | CO2排出削減量 |  |  | △C | 0
| 6 | 0 | 0 | Dw | 0 | tw | 0 | tws | 0 | Rew | 0 | Xw | 0 |  | 電気料金（既存） |  |  | E1 | 0 | 円/年
| 30 |  |  | Dh | 30 | to | 24 | tos | 720 | Reo | 0 | Xo | 0 |  | 電気料金（導入） |  |  | E2 | 0
| 7 | 0 | 0 | Dw | 0 | tw | 0 | tws | 0 | Rew | 0 | Xw | 0 |  | 電気料金削減量 |  |  | △E | 0
| 31 |  |  | Dh | 31 | to | 24 | tos | 744 | Reo | 0 | Xo | 0
| 8 | 0 | 0 | Dw | 0 | tw | 0 | tws | 0 | Rew | 0 | Xw | 0 |  | 電気のCO2排出係数
| 31 |  |  | Dh | 31 | to | 24 | tos | 744 | Reo | 0 | Xo | 0 |  | 0.438 |  | t-CO2/千kWh
| 9 | 0 | 0 | Dw | 0 | tw | 0 | tws | 0 | Rew | 0 | Xw | 0
| 30 |  |  | Dh | 30 | to | 24 | tos | 720 | Reo | 0 | Xo | 0
| 10 | 0 | 0 | Dw | 0 | tw | 0 | tws | 0 | Rew | 0 | Xw | 0
| 31 |  |  | Dh | 31 | to | 24 | tos | 744 | Reo | 0 | Xo | 0
| 11 | 0 | 0 | Dw | 0 | tw | 0 | tws | 0 | Rew | 0 | Xw | 0
| 30 |  |  | Dh | 30 | to | 24 | tos | 720 | Reo | 0 | Xo | 0
| 12 | 0 | 0 | Dw | 0 | tw | 0 | tws | 0 | Rew | 0 | Xw | 0
| 31 |  |  | Dh | 31 | to | 24 | tos | 744 | Reo | 0 | Xo | 0
| 1 | 0 | 0 | Dw | 0 | tw | 0 | tws | 0 | Rew | 0 | Xw | 0
| 31 |  |  | Dh | 31 | to | 24 | tos | 744 | Reo | 0 | Xo | 0
| 2 | 0 | 0 | Dw | 0 | tw | 0 | tws | 0 | Rew | 0 | Xw | 0
FALSE | 28 |  |  | Dh | 28 | to | 24 | tos | 672 | Reo | 0 | Xo | 0
| 3 | 0 | 0 | Dw | 0 | tw | 0 | tws | 0 | Rew | 0 | Xw | 0
| 31 |  |  | Dh | 31 | to | 24 | tos | 744 | Reo | 0 | Xo | 0
FALSE
4月 | 始業 | 終業 | 0 | 0.5 | 1 | 1.5 | 2 | 2.5 | 3 | 3.5 | 4 | 4.5 | 5 | 5.5 | 6 | 6.5 | 7 | 7.5 | 8 | 8.5 | 9 | 9.5 | 10 | 10.5 | 11 | 11.5 | 12 | 12.5 | 13 | 13.5 | 14 | 14.5 | 15 | 15.5 | 16 | 16.5 | 17 | 17.5 | 18 | 18.5 | 19 | 19.5 | 20 | 20.5 | 21 | 21.5 | 22 | 22.5 | 23 | 23.5
| 0 | 0 | △ | △ | △ | △ | △ | △ | △ | △ | △ | △ | △ | △ | △ | △ | △ | △ | △ | △ | △ | △ | △ | △ | △ | △ | △ | △ | △ | △ | △ | △ | △ | △ | △ | △ | △ | △ | △ | △ | △ | △ | △ | △ | △ | △ | △ | △ | △ | △
| Pf | 0
稼働時間
| 電力使用量 |  | 0 | 0 | 0 | 0 | 0 | 0 | 0 | 0 | 0 | 0 | 0 | 0 | 0 | 0 | 0 | 0 | 0 | 0 | 0 | 0 | 0 | 0 | 0 | 0 | 0 | 0 | 0 | 0 | 0 | 0 | 0 | 0 | 0 | 0 | 0 | 0 | 0 | 0 | 0 | 0 | 0 | 0 | 0 | 0 | 0 | 0 | 0 | 0
| 高負荷時間帯 |  | 0 | 0 | 0 | 0 | 0 | 0 | 0 | 0 | 0 | 0 | 0 | 0 | 0 | 0 | 0 | 0 | 0 | 0 | 0 | 0 | 0 | 0 | 0 | 0 | 0 | 0 | 0 | 0 | 0 | 0 | 0 | 0 | 0 | 0 | 0 | 0 | 0 | 0 | 0 | 0 | 0 | 0 | 0 | 0 | 0 | 0 | 0 | 0
| 低負荷時間帯 |  | #DIV/0! | #DIV/0! | #DIV/0! | #DIV/0! | #DIV/0! | #DIV/0! | #DIV/0! | #DIV/0! | #DIV/0! | #DIV/0! | #DIV/0! | #DIV/0! | #DIV/0! | #DIV/0! | #DIV/0! | #DIV/0! | #DIV/0! | #DIV/0! | #DIV/0! | #DIV/0! | #DIV/0! | #DIV/0! | #DIV/0! | #DIV/0! | #DIV/0! | #DIV/0! | #DIV/0! | #DIV/0! | #DIV/0! | #DIV/0! | #DIV/0! | #DIV/0! | #DIV/0! | #DIV/0! | #DIV/0! | #DIV/0! | #DIV/0! | #DIV/0! | #DIV/0! | #DIV/0! | #DIV/0! | #DIV/0! | #DIV/0! | #DIV/0! | #DIV/0! | #DIV/0! | #DIV/0! | #DIV/0!
5月 | 始業 | 終業 | 0 | 0.5 | 1 | 1.5 | 2 | 2.5 | 3 | 3.5 | 4 | 4.5 | 5 | 5.5 | 6 | 6.5 | 7 | 7.5 | 8 | 8.5 | 9 | 9.5 | 10 | 10.5 | 11 | 11.5 | 12 | 12.5 | 13 | 13.5 | 14 | 14.5 | 15 | 15.5 | 16 | 16.5 | 17 | 17.5 | 18 | 18.5 | 19 | 19.5 | 20 | 20.5 | 21 | 21.5 | 22 | 22.5 | 23 | 23.5
| 0 | 0 | △ | △ | △ | △ | △ | △ | △ | △ | △ | △ | △ | △ | △ | △ | △ | △ | △ | △ | △ | △ | △ | △ | △ | △ | △ | △ | △ | △ | △ | △ | △ | △ | △ | △ | △ | △ | △ | △ | △ | △ | △ | △ | △ | △ | △ | △ | △ | △
| Pf | 0
稼働時間
| 電力使用量 |  | 0 | 0 | 0 | 0 | 0 | 0 | 0 | 0 | 0 | 0 | 0 | 0 | 0 | 0 | 0 | 0 | 0 | 0 | 0 | 0 | 0 | 0 | 0 | 0 | 0 | 0 | 0 | 0 | 0 | 0 | 0 | 0 | 0 | 0 | 0 | 0 | 0 | 0 | 0 | 0 | 0 | 0 | 0 | 0 | 0 | 0 | 0 | 0
| 高負荷時間帯 |  | 0 | 0 | 0 | 0 | 0 | 0 | 0 | 0 | 0 | 0 | 0 | 0 | 0 | 0 | 0 | 0 | 0 | 0 | 0 | 0 | 0 | 0 | 0 | 0 | 0 | 0 | 0 | 0 | 0 | 0 | 0 | 0 | 0 | 0 | 0 | 0 | 0 | 0 | 0 | 0 | 0 | 0 | 0 | 0 | 0 | 0 | 0 | 0
| 低負荷時間帯 |  | #DIV/0! | #DIV/0! | #DIV/0! | #DIV/0! | #DIV/0! | #DIV/0! | #DIV/0! | #DIV/0! | #DIV/0! | #DIV/0! | #DIV/0! | #DIV/0! | #DIV/0! | #DIV/0! | #DIV/0! | #DIV/0! | #DIV/0! | #DIV/0! | #DIV/0! | #DIV/0! | #DIV/0! | #DIV/0! | #DIV/0! | #DIV/0! | #DIV/0! | #DIV/0! | #DIV/0! | #DIV/0! | #DIV/0! | #DIV/0! | #DIV/0! | #DIV/0! | #DIV/0! | #DIV/0! | #DIV/0! | #DIV/0! | #DIV/0! | #DIV/0! | #DIV/0! | #DIV/0! | #DIV/0! | #DIV/0! | #DIV/0! | #DIV/0! | #DIV/0! | #DIV/0! | #DIV/0! | #DIV/0!
6月 | 始業 | 終業 | 0 | 0.5 | 1 | 1.5 | 2 | 2.5 | 3 | 3.5 | 4 | 4.5 | 5 | 5.5 | 6 | 6.5 | 7 | 7.5 | 8 | 8.5 | 9 | 9.5 | 10 | 10.5 | 11 | 11.5 | 12 | 12.5 | 13 | 13.5 | 14 | 14.5 | 15 | 15.5 | 16 | 16.5 | 17 | 17.5 | 18 | 18.5 | 19 | 19.5 | 20 | 20.5 | 21 | 21.5 | 22 | 22.5 | 23 | 23.5
| 0 | 0 | △ | △ | △ | △ | △ | △ | △ | △ | △ | △ | △ | △ | △ | △ | △ | △ | △ | △ | △ | △ | △ | △ | △ | △ | △ | △ | △ | △ | △ | △ | △ | △ | △ | △ | △ | △ | △ | △ | △ | △ | △ | △ | △ | △ | △ | △ | △ | △
| Pf | 0
稼働時間
| 電力使用量 |  | 0 | 0 | 0 | 0 | 0 | 0 | 0 | 0 | 0 | 0 | 0 | 0 | 0 | 0 | 0 | 0 | 0 | 0 | 0 | 0 | 0 | 0 | 0 | 0 | 0 | 0 | 0 | 0 | 0 | 0 | 0 | 0 | 0 | 0 | 0 | 0 | 0 | 0 | 0 | 0 | 0 | 0 | 0 | 0 | 0 | 0 | 0 | 0
| 高負荷時間帯 |  | 0 | 0 | 0 | 0 | 0 | 0 | 0 | 0 | 0 | 0 | 0 | 0 | 0 | 0 | 0 | 0 | 0 | 0 | 0 | 0 | 0 | 0 | 0 | 0 | 0 | 0 | 0 | 0 | 0 | 0 | 0 | 0 | 0 | 0 | 0 | 0 | 0 | 0 | 0 | 0 | 0 | 0 | 0 | 0 | 0 | 0 | 0 | 0
| 低負荷時間帯 |  | #DIV/0! | #DIV/0! | #DIV/0! | #DIV/0! | #DIV/0! | #DIV/0! | #DIV/0! | #DIV/0! | #DIV/0! | #DIV/0! | #DIV/0! | #DIV/0! | #DIV/0! | #DIV/0! | #DIV/0! | #DIV/0! | #DIV/0! | #DIV/0! | #DIV/0! | #DIV/0! | #DIV/0! | #DIV/0! | #DIV/0! | #DIV/0! | #DIV/0! | #DIV/0! | #DIV/0! | #DIV/0! | #DIV/0! | #DIV/0! | #DIV/0! | #DIV/0! | #DIV/0! | #DIV/0! | #DIV/0! | #DIV/0! | #DIV/0! | #DIV/0! | #DIV/0! | #DIV/0! | #DIV/0! | #DIV/0! | #DIV/0! | #DIV/0! | #DIV/0! | #DIV/0! | #DIV/0! | #DIV/0!
7月 | 始業 | 終業 | 0 | 0.5 | 1 | 1.5 | 2 | 2.5 | 3 | 3.5 | 4 | 4.5 | 5 | 5.5 | 6 | 6.5 | 7 | 7.5 | 8 | 8.5 | 9 | 9.5 | 10 | 10.5 | 11 | 11.5 | 12 | 12.5 | 13 | 13.5 | 14 | 14.5 | 15 | 15.5 | 16 | 16.5 | 17 | 17.5 | 18 | 18.5 | 19 | 19.5 | 20 | 20.5 | 21 | 21.5 | 22 | 22.5 | 23 | 23.5
| 0 | 0 | △ | △ | △ | △ | △ | △ | △ | △ | △ | △ | △ | △ | △ | △ | △ | △ | △ | △ | △ | △ | △ | △ | △ | △ | △ | △ | △ | △ | △ | △ | △ | △ | △ | △ | △ | △ | △ | △ | △ | △ | △ | △ | △ | △ | △ | △ | △ | △
| Pf | 0
稼働時間
| 電力使用量 |  | 0 | 0 | 0 | 0 | 0 | 0 | 0 | 0 | 0 | 0 | 0 | 0 | 0 | 0 | 0 | 0 | 0 | 0 | 0 | 0 | 0 | 0 | 0 | 0 | 0 | 0 | 0 | 0 | 0 | 0 | 0 | 0 | 0 | 0 | 0 | 0 | 0 | 0 | 0 | 0 | 0 | 0 | 0 | 0 | 0 | 0 | 0 | 0
| 高負荷時間帯 |  | 0 | 0 | 0 | 0 | 0 | 0 | 0 | 0 | 0 | 0 | 0 | 0 | 0 | 0 | 0 | 0 | 0 | 0 | 0 | 0 | 0 | 0 | 0 | 0 | 0 | 0 | 0 | 0 | 0 | 0 | 0 | 0 | 0 | 0 | 0 | 0 | 0 | 0 | 0 | 0 | 0 | 0 | 0 | 0 | 0 | 0 | 0 | 0
| 低負荷時間帯 |  | #DIV/0! | #DIV/0! | #DIV/0! | #DIV/0! | #DIV/0! | #DIV/0! | #DIV/0! | #DIV/0! | #DIV/0! | #DIV/0! | #DIV/0! | #DIV/0! | #DIV/0! | #DIV/0! | #DIV/0! | #DIV/0! | #DIV/0! | #DIV/0! | #DIV/0! | #DIV/0! | #DIV/0! | #DIV/0! | #DIV/0! | #DIV/0! | #DIV/0! | #DIV/0! | #DIV/0! | #DIV/0! | #DIV/0! | #DIV/0! | #DIV/0! | #DIV/0! | #DIV/0! | #DIV/0! | #DIV/0! | #DIV/0! | #DIV/0! | #DIV/0! | #DIV/0! | #DIV/0! | #DIV/0! | #DIV/0! | #DIV/0! | #DIV/0! | #DIV/0! | #DIV/0! | #DIV/0! | #DIV/0!
8月 | 始業 | 終業 | 0 | 0.5 | 1 | 1.5 | 2 | 2.5 | 3 | 3.5 | 4 | 4.5 | 5 | 5.5 | 6 | 6.5 | 7 | 7.5 | 8 | 8.5 | 9 | 9.5 | 10 | 10.5 | 11 | 11.5 | 12 | 12.5 | 13 | 13.5 | 14 | 14.5 | 15 | 15.5 | 16 | 16.5 | 17 | 17.5 | 18 | 18.5 | 19 | 19.5 | 20 | 20.5 | 21 | 21.5 | 22 | 22.5 | 23 | 23.5
| 0 | 0 | △ | △ | △ | △ | △ | △ | △ | △ | △ | △ | △ | △ | △ | △ | △ | △ | △ | △ | △ | △ | △ | △ | △ | △ | △ | △ | △ | △ | △ | △ | △ | △ | △ | △ | △ | △ | △ | △ | △ | △ | △ | △ | △ | △ | △ | △ | △ | △
| Pf | 0
稼働時間
| 電力使用量 |  | 0 | 0 | 0 | 0 | 0 | 0 | 0 | 0 | 0 | 0 | 0 | 0 | 0 | 0 | 0 | 0 | 0 | 0 | 0 | 0 | 0 | 0 | 0 | 0 | 0 | 0 | 0 | 0 | 0 | 0 | 0 | 0 | 0 | 0 | 0 | 0 | 0 | 0 | 0 | 0 | 0 | 0 | 0 | 0 | 0 | 0 | 0 | 0
| 高負荷時間帯 |  | 0 | 0 | 0 | 0 | 0 | 0 | 0 | 0 | 0 | 0 | 0 | 0 | 0 | 0 | 0 | 0 | 0 | 0 | 0 | 0 | 0 | 0 | 0 | 0 | 0 | 0 | 0 | 0 | 0 | 0 | 0 | 0 | 0 | 0 | 0 | 0 | 0 | 0 | 0 | 0 | 0 | 0 | 0 | 0 | 0 | 0 | 0 | 0
| 低負荷時間帯 |  | #DIV/0! | #DIV/0! | #DIV/0! | #DIV/0! | #DIV/0! | #DIV/0! | #DIV/0! | #DIV/0! | #DIV/0! | #DIV/0! | #DIV/0! | #DIV/0! | #DIV/0! | #DIV/0! | #DIV/0! | #DIV/0! | #DIV/0! | #DIV/0! | #DIV/0! | #DIV/0! | #DIV/0! | #DIV/0! | #DIV/0! | #DIV/0! | #DIV/0! | #DIV/0! | #DIV/0! | #DIV/0! | #DIV/0! | #DIV/0! | #DIV/0! | #DIV/0! | #DIV/0! | #DIV/0! | #DIV/0! | #DIV/0! | #DIV/0! | #DIV/0! | #DIV/0! | #DIV/0! | #DIV/0! | #DIV/0! | #DIV/0! | #DIV/0! | #DIV/0! | #DIV/0! | #DIV/0! | #DIV/0!
9月 | 始業 | 終業 | 0 | 0.5 | 1 | 1.5 | 2 | 2.5 | 3 | 3.5 | 4 | 4.5 | 5 | 5.5 | 6 | 6.5 | 7 | 7.5 | 8 | 8.5 | 9 | 9.5 | 10 | 10.5 | 11 | 11.5 | 12 | 12.5 | 13 | 13.5 | 14 | 14.5 | 15 | 15.5 | 16 | 16.5 | 17 | 17.5 | 18 | 18.5 | 19 | 19.5 | 20 | 20.5 | 21 | 21.5 | 22 | 22.5 | 23 | 23.5
| 0 | 0 | △ | △ | △ | △ | △ | △ | △ | △ | △ | △ | △ | △ | △ | △ | △ | △ | △ | △ | △ | △ | △ | △ | △ | △ | △ | △ | △ | △ | △ | △ | △ | △ | △ | △ | △ | △ | △ | △ | △ | △ | △ | △ | △ | △ | △ | △ | △ | △
| Pf | 0
稼働時間
| 電力使用量 |  | 0 | 0 | 0 | 0 | 0 | 0 | 0 | 0 | 0 | 0 | 0 | 0 | 0 | 0 | 0 | 0 | 0 | 0 | 0 | 0 | 0 | 0 | 0 | 0 | 0 | 0 | 0 | 0 | 0 | 0 | 0 | 0 | 0 | 0 | 0 | 0 | 0 | 0 | 0 | 0 | 0 | 0 | 0 | 0 | 0 | 0 | 0 | 0
| 高負荷時間帯 |  | 0 | 0 | 0 | 0 | 0 | 0 | 0 | 0 | 0 | 0 | 0 | 0 | 0 | 0 | 0 | 0 | 0 | 0 | 0 | 0 | 0 | 0 | 0 | 0 | 0 | 0 | 0 | 0 | 0 | 0 | 0 | 0 | 0 | 0 | 0 | 0 | 0 | 0 | 0 | 0 | 0 | 0 | 0 | 0 | 0 | 0 | 0 | 0
| 低負荷時間帯 |  | #DIV/0! | #DIV/0! | #DIV/0! | #DIV/0! | #DIV/0! | #DIV/0! | #DIV/0! | #DIV/0! | #DIV/0! | #DIV/0! | #DIV/0! | #DIV/0! | #DIV/0! | #DIV/0! | #DIV/0! | #DIV/0! | #DIV/0! | #DIV/0! | #DIV/0! | #DIV/0! | #DIV/0! | #DIV/0! | #DIV/0! | #DIV/0! | #DIV/0! | #DIV/0! | #DIV/0! | #DIV/0! | #DIV/0! | #DIV/0! | #DIV/0! | #DIV/0! | #DIV/0! | #DIV/0! | #DIV/0! | #DIV/0! | #DIV/0! | #DIV/0! | #DIV/0! | #DIV/0! | #DIV/0! | #DIV/0! | #DIV/0! | #DIV/0! | #DIV/0! | #DIV/0! | #DIV/0! | #DIV/0!
10月 | 始業 | 終業 | 0 | 0.5 | 1 | 1.5 | 2 | 2.5 | 3 | 3.5 | 4 | 4.5 | 5 | 5.5 | 6 | 6.5 | 7 | 7.5 | 8 | 8.5 | 9 | 9.5 | 10 | 10.5 | 11 | 11.5 | 12 | 12.5 | 13 | 13.5 | 14 | 14.5 | 15 | 15.5 | 16 | 16.5 | 17 | 17.5 | 18 | 18.5 | 19 | 19.5 | 20 | 20.5 | 21 | 21.5 | 22 | 22.5 | 23 | 23.5
| 0 | 0 | △ | △ | △ | △ | △ | △ | △ | △ | △ | △ | △ | △ | △ | △ | △ | △ | △ | △ | △ | △ | △ | △ | △ | △ | △ | △ | △ | △ | △ | △ | △ | △ | △ | △ | △ | △ | △ | △ | △ | △ | △ | △ | △ | △ | △ | △ | △ | △
| Pf | 0
稼働時間
| 電力使用量 |  | 0 | 0 | 0 | 0 | 0 | 0 | 0 | 0 | 0 | 0 | 0 | 0 | 0 | 0 | 0 | 0 | 0 | 0 | 0 | 0 | 0 | 0 | 0 | 0 | 0 | 0 | 0 | 0 | 0 | 0 | 0 | 0 | 0 | 0 | 0 | 0 | 0 | 0 | 0 | 0 | 0 | 0 | 0 | 0 | 0 | 0 | 0 | 0
| 高負荷時間帯 |  | 0 | 0 | 0 | 0 | 0 | 0 | 0 | 0 | 0 | 0 | 0 | 0 | 0 | 0 | 0 | 0 | 0 | 0 | 0 | 0 | 0 | 0 | 0 | 0 | 0 | 0 | 0 | 0 | 0 | 0 | 0 | 0 | 0 | 0 | 0 | 0 | 0 | 0 | 0 | 0 | 0 | 0 | 0 | 0 | 0 | 0 | 0 | 0
| 低負荷時間帯 |  | #DIV/0! | #DIV/0! | #DIV/0! | #DIV/0! | #DIV/0! | #DIV/0! | #DIV/0! | #DIV/0! | #DIV/0! | #DIV/0! | #DIV/0! | #DIV/0! | #DIV/0! | #DIV/0! | #DIV/0! | #DIV/0! | #DIV/0! | #DIV/0! | #DIV/0! | #DIV/0! | #DIV/0! | #DIV/0! | #DIV/0! | #DIV/0! | #DIV/0! | #DIV/0! | #DIV/0! | #DIV/0! | #DIV/0! | #DIV/0! | #DIV/0! | #DIV/0! | #DIV/0! | #DIV/0! | #DIV/0! | #DIV/0! | #DIV/0! | #DIV/0! | #DIV/0! | #DIV/0! | #DIV/0! | #DIV/0! | #DIV/0! | #DIV/0! | #DIV/0! | #DIV/0! | #DIV/0! | #DIV/0!
11月 | 始業 | 終業 | 0 | 0.5 | 1 | 1.5 | 2 | 2.5 | 3 | 3.5 | 4 | 4.5 | 5 | 5.5 | 6 | 6.5 | 7 | 7.5 | 8 | 8.5 | 9 | 9.5 | 10 | 10.5 | 11 | 11.5 | 12 | 12.5 | 13 | 13.5 | 14 | 14.5 | 15 | 15.5 | 16 | 16.5 | 17 | 17.5 | 18 | 18.5 | 19 | 19.5 | 20 | 20.5 | 21 | 21.5 | 22 | 22.5 | 23 | 23.5
| 0 | 0 | △ | △ | △ | △ | △ | △ | △ | △ | △ | △ | △ | △ | △ | △ | △ | △ | △ | △ | △ | △ | △ | △ | △ | △ | △ | △ | △ | △ | △ | △ | △ | △ | △ | △ | △ | △ | △ | △ | △ | △ | △ | △ | △ | △ | △ | △ | △ | △
| Pf | 0
稼働時間
| 電力使用量 |  | 0 | 0 | 0 | 0 | 0 | 0 | 0 | 0 | 0 | 0 | 0 | 0 | 0 | 0 | 0 | 0 | 0 | 0 | 0 | 0 | 0 | 0 | 0 | 0 | 0 | 0 | 0 | 0 | 0 | 0 | 0 | 0 | 0 | 0 | 0 | 0 | 0 | 0 | 0 | 0 | 0 | 0 | 0 | 0 | 0 | 0 | 0 | 0
| 高負荷時間帯 |  | 0 | 0 | 0 | 0 | 0 | 0 | 0 | 0 | 0 | 0 | 0 | 0 | 0 | 0 | 0 | 0 | 0 | 0 | 0 | 0 | 0 | 0 | 0 | 0 | 0 | 0 | 0 | 0 | 0 | 0 | 0 | 0 | 0 | 0 | 0 | 0 | 0 | 0 | 0 | 0 | 0 | 0 | 0 | 0 | 0 | 0 | 0 | 0
| 低負荷時間帯 |  | #DIV/0! | #DIV/0! | #DIV/0! | #DIV/0! | #DIV/0! | #DIV/0! | #DIV/0! | #DIV/0! | #DIV/0! | #DIV/0! | #DIV/0! | #DIV/0! | #DIV/0! | #DIV/0! | #DIV/0! | #DIV/0! | #DIV/0! | #DIV/0! | #DIV/0! | #DIV/0! | #DIV/0! | #DIV/0! | #DIV/0! | #DIV/0! | #DIV/0! | #DIV/0! | #DIV/0! | #DIV/0! | #DIV/0! | #DIV/0! | #DIV/0! | #DIV/0! | #DIV/0! | #DIV/0! | #DIV/0! | #DIV/0! | #DIV/0! | #DIV/0! | #DIV/0! | #DIV/0! | #DIV/0! | #DIV/0! | #DIV/0! | #DIV/0! | #DIV/0! | #DIV/0! | #DIV/0! | #DIV/0!
12月 | 始業 | 終業 | 0 | 0.5 | 1 | 1.5 | 2 | 2.5 | 3 | 3.5 | 4 | 4.5 | 5 | 5.5 | 6 | 6.5 | 7 | 7.5 | 8 | 8.5 | 9 | 9.5 | 10 | 10.5 | 11 | 11.5 | 12 | 12.5 | 13 | 13.5 | 14 | 14.5 | 15 | 15.5 | 16 | 16.5 | 17 | 17.5 | 18 | 18.5 | 19 | 19.5 | 20 | 20.5 | 21 | 21.5 | 22 | 22.5 | 23 | 23.5
| 0 | 0 | △ | △ | △ | △ | △ | △ | △ | △ | △ | △ | △ | △ | △ | △ | △ | △ | △ | △ | △ | △ | △ | △ | △ | △ | △ | △ | △ | △ | △ | △ | △ | △ | △ | △ | △ | △ | △ | △ | △ | △ | △ | △ | △ | △ | △ | △ | △ | △
| Pf | 0
稼働時間
| 電力使用量 |  | 0 | 0 | 0 | 0 | 0 | 0 | 0 | 0 | 0 | 0 | 0 | 0 | 0 | 0 | 0 | 0 | 0 | 0 | 0 | 0 | 0 | 0 | 0 | 0 | 0 | 0 | 0 | 0 | 0 | 0 | 0 | 0 | 0 | 0 | 0 | 0 | 0 | 0 | 0 | 0 | 0 | 0 | 0 | 0 | 0 | 0 | 0 | 0
| 高負荷時間帯 |  | 0 | 0 | 0 | 0 | 0 | 0 | 0 | 0 | 0 | 0 | 0 | 0 | 0 | 0 | 0 | 0 | 0 | 0 | 0 | 0 | 0 | 0 | 0 | 0 | 0 | 0 | 0 | 0 | 0 | 0 | 0 | 0 | 0 | 0 | 0 | 0 | 0 | 0 | 0 | 0 | 0 | 0 | 0 | 0 | 0 | 0 | 0 | 0
| 低負荷時間帯 |  | #DIV/0! | #DIV/0! | #DIV/0! | #DIV/0! | #DIV/0! | #DIV/0! | #DIV/0! | #DIV/0! | #DIV/0! | #DIV/0! | #DIV/0! | #DIV/0! | #DIV/0! | #DIV/0! | #DIV/0! | #DIV/0! | #DIV/0! | #DIV/0! | #DIV/0! | #DIV/0! | #DIV/0! | #DIV/0! | #DIV/0! | #DIV/0! | #DIV/0! | #DIV/0! | #DIV/0! | #DIV/0! | #DIV/0! | #DIV/0! | #DIV/0! | #DIV/0! | #DIV/0! | #DIV/0! | #DIV/0! | #DIV/0! | #DIV/0! | #DIV/0! | #DIV/0! | #DIV/0! | #DIV/0! | #DIV/0! | #DIV/0! | #DIV/0! | #DIV/0! | #DIV/0! | #DIV/0! | #DIV/0!
1月 | 始業 | 終業 | 0 | 0.5 | 1 | 1.5 | 2 | 2.5 | 3 | 3.5 | 4 | 4.5 | 5 | 5.5 | 6 | 6.5 | 7 | 7.5 | 8 | 8.5 | 9 | 9.5 | 10 | 10.5 | 11 | 11.5 | 12 | 12.5 | 13 | 13.5 | 14 | 14.5 | 15 | 15.5 | 16 | 16.5 | 17 | 17.5 | 18 | 18.5 | 19 | 19.5 | 20 | 20.5 | 21 | 21.5 | 22 | 22.5 | 23 | 23.5
| 0 | 0 | △ | △ | △ | △ | △ | △ | △ | △ | △ | △ | △ | △ | △ | △ | △ | △ | △ | △ | △ | △ | △ | △ | △ | △ | △ | △ | △ | △ | △ | △ | △ | △ | △ | △ | △ | △ | △ | △ | △ | △ | △ | △ | △ | △ | △ | △ | △ | △
| Pf | 0
稼働時間
| 電力使用量 |  | 0 | 0 | 0 | 0 | 0 | 0 | 0 | 0 | 0 | 0 | 0 | 0 | 0 | 0 | 0 | 0 | 0 | 0 | 0 | 0 | 0 | 0 | 0 | 0 | 0 | 0 | 0 | 0 | 0 | 0 | 0 | 0 | 0 | 0 | 0 | 0 | 0 | 0 | 0 | 0 | 0 | 0 | 0 | 0 | 0 | 0 | 0 | 0
| 高負荷時間帯 |  | 0 | 0 | 0 | 0 | 0 | 0 | 0 | 0 | 0 | 0 | 0 | 0 | 0 | 0 | 0 | 0 | 0 | 0 | 0 | 0 | 0 | 0 | 0 | 0 | 0 | 0 | 0 | 0 | 0 | 0 | 0 | 0 | 0 | 0 | 0 | 0 | 0 | 0 | 0 | 0 | 0 | 0 | 0 | 0 | 0 | 0 | 0 | 0
| 低負荷時間帯 |  | #DIV/0! | #DIV/0! | #DIV/0! | #DIV/0! | #DIV/0! | #DIV/0! | #DIV/0! | #DIV/0! | #DIV/0! | #DIV/0! | #DIV/0! | #DIV/0! | #DIV/0! | #DIV/0! | #DIV/0! | #DIV/0! | #DIV/0! | #DIV/0! | #DIV/0! | #DIV/0! | #DIV/0! | #DIV/0! | #DIV/0! | #DIV/0! | #DIV/0! | #DIV/0! | #DIV/0! | #DIV/0! | #DIV/0! | #DIV/0! | #DIV/0! | #DIV/0! | #DIV/0! | #DIV/0! | #DIV/0! | #DIV/0! | #DIV/0! | #DIV/0! | #DIV/0! | #DIV/0! | #DIV/0! | #DIV/0! | #DIV/0! | #DIV/0! | #DIV/0! | #DIV/0! | #DIV/0! | #DIV/0!
2月 | 始業 | 終業 | 0 | 0.5 | 1 | 1.5 | 2 | 2.5 | 3 | 3.5 | 4 | 4.5 | 5 | 5.5 | 6 | 6.5 | 7 | 7.5 | 8 | 8.5 | 9 | 9.5 | 10 | 10.5 | 11 | 11.5 | 12 | 12.5 | 13 | 13.5 | 14 | 14.5 | 15 | 15.5 | 16 | 16.5 | 17 | 17.5 | 18 | 18.5 | 19 | 19.5 | 20 | 20.5 | 21 | 21.5 | 22 | 22.5 | 23 | 23.5
| 0 | 0 | △ | △ | △ | △ | △ | △ | △ | △ | △ | △ | △ | △ | △ | △ | △ | △ | △ | △ | △ | △ | △ | △ | △ | △ | △ | △ | △ | △ | △ | △ | △ | △ | △ | △ | △ | △ | △ | △ | △ | △ | △ | △ | △ | △ | △ | △ | △ | △
| Pf | 0
稼働時間
| 電力使用量 |  | 0 | 0 | 0 | 0 | 0 | 0 | 0 | 0 | 0 | 0 | 0 | 0 | 0 | 0 | 0 | 0 | 0 | 0 | 0 | 0 | 0 | 0 | 0 | 0 | 0 | 0 | 0 | 0 | 0 | 0 | 0 | 0 | 0 | 0 | 0 | 0 | 0 | 0 | 0 | 0 | 0 | 0 | 0 | 0 | 0 | 0 | 0 | 0
| 高負荷時間帯 |  | 0 | 0 | 0 | 0 | 0 | 0 | 0 | 0 | 0 | 0 | 0 | 0 | 0 | 0 | 0 | 0 | 0 | 0 | 0 | 0 | 0 | 0 | 0 | 0 | 0 | 0 | 0 | 0 | 0 | 0 | 0 | 0 | 0 | 0 | 0 | 0 | 0 | 0 | 0 | 0 | 0 | 0 | 0 | 0 | 0 | 0 | 0 | 0
| 低負荷時間帯 |  | #DIV/0! | #DIV/0! | #DIV/0! | #DIV/0! | #DIV/0! | #DIV/0! | #DIV/0! | #DIV/0! | #DIV/0! | #DIV/0! | #DIV/0! | #DIV/0! | #DIV/0! | #DIV/0! | #DIV/0! | #DIV/0! | #DIV/0! | #DIV/0! | #DIV/0! | #DIV/0! | #DIV/0! | #DIV/0! | #DIV/0! | #DIV/0! | #DIV/0! | #DIV/0! | #DIV/0! | #DIV/0! | #DIV/0! | #DIV/0! | #DIV/0! | #DIV/0! | #DIV/0! | #DIV/0! | #DIV/0! | #DIV/0! | #DIV/0! | #DIV/0! | #DIV/0! | #DIV/0! | #DIV/0! | #DIV/0! | #DIV/0! | #DIV/0! | #DIV/0! | #DIV/0! | #DIV/0! | #DIV/0!
3月 | 始業 | 終業 | 0 | 0.5 | 1 | 1.5 | 2 | 2.5 | 3 | 3.5 | 4 | 4.5 | 5 | 5.5 | 6 | 6.5 | 7 | 7.5 | 8 | 8.5 | 9 | 9.5 | 10 | 10.5 | 11 | 11.5 | 12 | 12.5 | 13 | 13.5 | 14 | 14.5 | 15 | 15.5 | 16 | 16.5 | 17 | 17.5 | 18 | 18.5 | 19 | 19.5 | 20 | 20.5 | 21 | 21.5 | 22 | 22.5 | 23 | 23.5
| 0 | 0 | △ | △ | △ | △ | △ | △ | △ | △ | △ | △ | △ | △ | △ | △ | △ | △ | △ | △ | △ | △ | △ | △ | △ | △ | △ | △ | △ | △ | △ | △ | △ | △ | △ | △ | △ | △ | △ | △ | △ | △ | △ | △ | △ | △ | △ | △ | △ | △
| Pf | 0
稼働時間
| 電力使用量 |  | 0 | 0 | 0 | 0 | 0 | 0 | 0 | 0 | 0 | 0 | 0 | 0 | 0 | 0 | 0 | 0 | 0 | 0 | 0 | 0 | 0 | 0 | 0 | 0 | 0 | 0 | 0 | 0 | 0 | 0 | 0 | 0 | 0 | 0 | 0 | 0 | 0 | 0 | 0 | 0 | 0 | 0 | 0 | 0 | 0 | 0 | 0 | 0
| 高負荷時間帯 |  | 0 | 0 | 0 | 0 | 0 | 0 | 0 | 0 | 0 | 0 | 0 | 0 | 0 | 0 | 0 | 0 | 0 | 0 | 0 | 0 | 0 | 0 | 0 | 0 | 0 | 0 | 0 | 0 | 0 | 0 | 0 | 0 | 0 | 0 | 0 | 0 | 0 | 0 | 0 | 0 | 0 | 0 | 0 | 0 | 0 | 0 | 0 | 0
| 低負荷時間帯 |  | #DIV/0! | #DIV/0! | #DIV/0! | #DIV/0! | #DIV/0! | #DIV/0! | #DIV/0! | #DIV/0! | #DIV/0! | #DIV/0! | #DIV/0! | #DIV/0! | #DIV/0! | #DIV/0! | #DIV/0! | #DIV/0! | #DIV/0! | #DIV/0! | #DIV/0! | #DIV/0! | #DIV/0! | #DIV/0! | #DIV/0! | #DIV/0! | #DIV/0! | #DIV/0! | #DIV/0! | #DIV/0! | #DIV/0! | #DIV/0! | #DIV/0! | #DIV/0! | #DIV/0! | #DIV/0! | #DIV/0! | #DIV/0! | #DIV/0! | #DIV/0! | #DIV/0! | #DIV/0! | #DIV/0! | #DIV/0! | #DIV/0! | #DIV/0! | #DIV/0! | #DIV/0! | #DIV/0! | #DIV/0!
| 導入 |  | No1 | No2 | No3 | No4 | No5 | No6 | No7 | No8 | No9 | No10 | No11 | No12 | No13 | No14 | No15 | No16 | No17 | No18 | No19 | No20 | 合計
| k | 容量[kVA] | 0 | 0 | 0 | 0 | 0 | 0 | 0 | 0 | 0 | 0 | 0 | 0 | 0 | 0 | 0 | 0 | 0 | 0 | 0 | 0 | 0 | kVA
| Pcn | 負荷損 Ww | 0 | 0 | 0 | 0 | 0 | 0 | 0 | 0 | 0 | 0 | 0 | 0 | 0 | 0 | 0 | 0 | 0 | 0 | 0 | 0 | 0 | kW
| Pin | 無負荷損 Wo | 0 | 0 | 0 | 0 | 0 | 0 | 0 | 0 | 0 | 0 | 0 | 0 | 0 | 0 | 0 | 0 | 0 | 0 | 0 | 0 | 0 | kW
|  | No1 | No1 | No1 | No2 | No2 | No2 | No3 | No3 | No3 | No4 | No4 | No4 | No5 | No5 | No5 | No6 | No6 | No6 | No7 | No7 | No7 | No8 | No8 | No8 | No9 | No9 | No9 | No10 | No10 | No10 | No11 | No11 | No11 | No12 | No12 | No12 | No13 | No13 | No13 | No14 | No14 | No14 | No15 | No15 | No15 | No16 | No16 | No16 | No17 | No17 | No17 | No18 | No18 | No18 | No19 | No19 | No19 | No20 | No20 | No20
|  | Wc | Wi | W | Wc | Wi | W | Wc | Wi | W | Wc | Wi | W | Wc | Wi | W | Wc | Wi | W | Wc | Wi | W | Wc | Wi | W | Wc | Wi | W | Wc | Wi | W | Wc | Wi | W | Wc | Wi | W | Wc | Wi | W | Wc | Wi | W | Wc | Wi | W | Wc | Wi | W | Wc | Wi | W | Wc | Wi | W | Wc | Wi | W | Wc | Wi | W
| 4 | 0 | 0 | 0 | 0 | 0 | 0 | 0 | 0 | 0 | 0 | 0 | 0 | 0 | 0 | 0 | 0 | 0 | 0 | 0 | 0 | 0 | 0 | 0 | 0 | 0 | 0 | 0 | 0 | 0 | 0 | 0 | 0 | 0 | 0 | 0 | 0 | 0 | 0 | 0 | 0 | 0 | 0 | 0 | 0 | 0 | 0 | 0 | 0 | 0 | 0 | 0 | 0 | 0 | 0 | 0 | 0 | 0 | 0 | 0 | 0
| 5 | 0 | 0 | 0 | 0 | 0 | 0 | 0 | 0 | 0 | 0 | 0 | 0 | 0 | 0 | 0 | 0 | 0 | 0 | 0 | 0 | 0 | 0 | 0 | 0 | 0 | 0 | 0 | 0 | 0 | 0 | 0 | 0 | 0 | 0 | 0 | 0 | 0 | 0 | 0 | 0 | 0 | 0 | 0 | 0 | 0 | 0 | 0 | 0 | 0 | 0 | 0 | 0 | 0 | 0 | 0 | 0 | 0 | 0 | 0 | 0
| 6 | 0 | 0 | 0 | 0 | 0 | 0 | 0 | 0 | 0 | 0 | 0 | 0 | 0 | 0 | 0 | 0 | 0 | 0 | 0 | 0 | 0 | 0 | 0 | 0 | 0 | 0 | 0 | 0 | 0 | 0 | 0 | 0 | 0 | 0 | 0 | 0 | 0 | 0 | 0 | 0 | 0 | 0 | 0 | 0 | 0 | 0 | 0 | 0 | 0 | 0 | 0 | 0 | 0 | 0 | 0 | 0 | 0 | 0 | 0 | 0
| 7 | 0 | 0 | 0 | 0 | 0 | 0 | 0 | 0 | 0 | 0 | 0 | 0 | 0 | 0 | 0 | 0 | 0 | 0 | 0 | 0 | 0 | 0 | 0 | 0 | 0 | 0 | 0 | 0 | 0 | 0 | 0 | 0 | 0 | 0 | 0 | 0 | 0 | 0 | 0 | 0 | 0 | 0 | 0 | 0 | 0 | 0 | 0 | 0 | 0 | 0 | 0 | 0 | 0 | 0 | 0 | 0 | 0 | 0 | 0 | 0
| 8 | 0 | 0 | 0 | 0 | 0 | 0 | 0 | 0 | 0 | 0 | 0 | 0 | 0 | 0 | 0 | 0 | 0 | 0 | 0 | 0 | 0 | 0 | 0 | 0 | 0 | 0 | 0 | 0 | 0 | 0 | 0 | 0 | 0 | 0 | 0 | 0 | 0 | 0 | 0 | 0 | 0 | 0 | 0 | 0 | 0 | 0 | 0 | 0 | 0 | 0 | 0 | 0 | 0 | 0 | 0 | 0 | 0 | 0 | 0 | 0
| 9 | 0 | 0 | 0 | 0 | 0 | 0 | 0 | 0 | 0 | 0 | 0 | 0 | 0 | 0 | 0 | 0 | 0 | 0 | 0 | 0 | 0 | 0 | 0 | 0 | 0 | 0 | 0 | 0 | 0 | 0 | 0 | 0 | 0 | 0 | 0 | 0 | 0 | 0 | 0 | 0 | 0 | 0 | 0 | 0 | 0 | 0 | 0 | 0 | 0 | 0 | 0 | 0 | 0 | 0 | 0 | 0 | 0 | 0 | 0 | 0
| 10 | 0 | 0 | 0 | 0 | 0 | 0 | 0 | 0 | 0 | 0 | 0 | 0 | 0 | 0 | 0 | 0 | 0 | 0 | 0 | 0 | 0 | 0 | 0 | 0 | 0 | 0 | 0 | 0 | 0 | 0 | 0 | 0 | 0 | 0 | 0 | 0 | 0 | 0 | 0 | 0 | 0 | 0 | 0 | 0 | 0 | 0 | 0 | 0 | 0 | 0 | 0 | 0 | 0 | 0 | 0 | 0 | 0 | 0 | 0 | 0
| 11 | 0 | 0 | 0 | 0 | 0 | 0 | 0 | 0 | 0 | 0 | 0 | 0 | 0 | 0 | 0 | 0 | 0 | 0 | 0 | 0 | 0 | 0 | 0 | 0 | 0 | 0 | 0 | 0 | 0 | 0 | 0 | 0 | 0 | 0 | 0 | 0 | 0 | 0 | 0 | 0 | 0 | 0 | 0 | 0 | 0 | 0 | 0 | 0 | 0 | 0 | 0 | 0 | 0 | 0 | 0 | 0 | 0 | 0 | 0 | 0
| 12 | 0 | 0 | 0 | 0 | 0 | 0 | 0 | 0 | 0 | 0 | 0 | 0 | 0 | 0 | 0 | 0 | 0 | 0 | 0 | 0 | 0 | 0 | 0 | 0 | 0 | 0 | 0 | 0 | 0 | 0 | 0 | 0 | 0 | 0 | 0 | 0 | 0 | 0 | 0 | 0 | 0 | 0 | 0 | 0 | 0 | 0 | 0 | 0 | 0 | 0 | 0 | 0 | 0 | 0 | 0 | 0 | 0 | 0 | 0 | 0
| 1 | 0 | 0 | 0 | 0 | 0 | 0 | 0 | 0 | 0 | 0 | 0 | 0 | 0 | 0 | 0 | 0 | 0 | 0 | 0 | 0 | 0 | 0 | 0 | 0 | 0 | 0 | 0 | 0 | 0 | 0 | 0 | 0 | 0 | 0 | 0 | 0 | 0 | 0 | 0 | 0 | 0 | 0 | 0 | 0 | 0 | 0 | 0 | 0 | 0 | 0 | 0 | 0 | 0 | 0 | 0 | 0 | 0 | 0 | 0 | 0
| 2 | 0 | 0 | 0 | 0 | 0 | 0 | 0 | 0 | 0 | 0 | 0 | 0 | 0 | 0 | 0 | 0 | 0 | 0 | 0 | 0 | 0 | 0 | 0 | 0 | 0 | 0 | 0 | 0 | 0 | 0 | 0 | 0 | 0 | 0 | 0 | 0 | 0 | 0 | 0 | 0 | 0 | 0 | 0 | 0 | 0 | 0 | 0 | 0 | 0 | 0 | 0 | 0 | 0 | 0 | 0 | 0 | 0 | 0 | 0 | 0
| 3 | 0 | 0 | 0 | 0 | 0 | 0 | 0 | 0 | 0 | 0 | 0 | 0 | 0 | 0 | 0 | 0 | 0 | 0 | 0 | 0 | 0 | 0 | 0 | 0 | 0 | 0 | 0 | 0 | 0 | 0 | 0 | 0 | 0 | 0 | 0 | 0 | 0 | 0 | 0 | 0 | 0 | 0 | 0 | 0 | 0 | 0 | 0 | 0 | 0 | 0 | 0 | 0 | 0 | 0 | 0 | 0 | 0 | 0 | 0 | 0
|  | 0 | 0 | 0 | 0 | 0 | 0 | 0 | 0 | 0 | 0 | 0 | 0 | 0 | 0 | 0 | 0 | 0 | 0 | 0 | 0 | 0 | 0 | 0 | 0 | 0 | 0 | 0 | 0 | 0 | 0 | 0 | 0 | 0 | 0 | 0 | 0 | 0 | 0 | 0 | 0 | 0 | 0 | 0 | 0 | 0 | 0 | 0 | 0 | 0 | 0 | 0 | 0 | 0 | 0 | 0 | 0 | 0 | 0 | 0 | 0
合計
負荷損（Wc）
| 0 | kWh
無負荷損（Wi）
| 0 | kWh
全損失（Zt）
| 0 | kWh

## シート構成 (hidden)
表示シート |  | 非表示シート |  | 非表示シート
| 1 フローチャート |  | 4-1 既存設備_計算シート |  | シート構成 | 課題or質問
| 事業者がツール使用可否を把握 |  | 入力された情報で算定 |  | 本ツールのシート構成を表示 | ツール作成時、更新時、改定時等の課題や質問を記入
（既存設備）
2-1 性能情報入力シート
| 事業者が情報を入力 |  | 4-2 導入設備_計算シート |  | 手順と記号の説明 | 改訂日
|  |  | 入力された情報で算定 |  | 計算の手順と記号を説明 | 改定日、Ver、担当、内容を記入
（導入予定設備）
| 2-2 電力使用量入力シート |  | （CO2排出削減量、電気料金）
事業者が情報を入力
3 算定シート
| 効果表示のみ |  | 数値のやりとり
情報の確認
シート選択

## 手順と記号の説明 (hidden)
計算手順及び方法
| 手順等 | 記号 | 対象シート | 計算式 | 単位 | 備考
1 | 現在及び導入予定の変圧器は、定格一次電圧が600Vを超え、7000V以下の変圧器でかつ交流の電路に使用される油入変圧器・モールド変圧器であるか （※省エネ法トップランナー制度対象同等品） |  | 1 |  |  | NOの場合ツール使用不可
2 | 現在及び導入予定の変圧器は、以下の要件に該当していないか ①絶縁材料としてガスをしようするもの ②H種絶縁材料を使用するもの ③スコット結線変圧器 ④3以上の巻線を有するもの ⑤単相変圧器であって定格容量が5kVA以下のもの又は500kVAを超えるもの ⑥三相変圧器であって定格容量が10kVA以下のもの又は2000kVAを超えるもの ⑦樹脂製の絶縁材料を使用する三相変圧器であって、三相交流を単相交流及び三相交流に変成するためのもの ⑧定格二次電圧が100V未満のもの又は600Vを超えるもの ⑨風冷式又は水冷式のもの ⑩柱上変圧器 |  | 1 |  |  | 該当した場合ツール使用不可
3 | 契約している電力会社から過去１年間の30分毎の電力使用量を入手できるか |  | 1 |  |  | NOの場合ツール使用不可
4 | 既存の変圧器の容量を入力 | Y | 2-1 |  | kVA | 最大20台入力可能
5 | 既存の変圧器の負荷損を入力 | Pc | 2-1 |  | W | 最大20台入力可能
6 | 既存の変圧器の無負荷損を入力 | Pi | 2-1 |  | W | 最大20台入力可能
4 | 導入予定の変圧器の容量を入力 | Yn | 2-1 |  | kVA | 最大20台入力可能
5 | 導入予定の変圧器の負荷損を入力 | Pcn | 2-1 |  | W | 最大20台入力可能
6 | 導入予定の変圧器の無負荷損を入力 | Pin | 2-1 |  | W | 最大20台入力可能
8 | 設備の各月の稼働日数を入力 | Dw | 2-1 |  | 日/月 | チェックボックスでうるう年の切替
9 | 設備の稼働時間を30分単位で入力 |  | 2-1 |  | 時間/月
10 | 各月の電力の力率を入力 | Pf | 2-1 |  | パーセント | 請求書に記載
11 | 基準年度の電力単価を入力 |  | 2-1 |  | 千円/kWh
12 | 電力量データ入力 | XX | 2-2 |  | kWh | 電力会社から入手したデータの向きと同じ入力欄を使用 ※ チェックボックスで参照する表の切替
13 | 「step4」に入力した稼働時間を必要があれば修正し、数値に変更 |  | 4-1 | (時×60+分)÷60 ※1 IF(入力された「時」=24,"0",入力された「時」) | 時間 | ※1 0時を24時で入力した場合は「C2:Z3」内で「0」に修正される
14 | 各月の稼働日数 | Dw | 4-1 |  | 日/月 | 「2-2 性能情報入力シート」D21:O21よりリンク
15 | 各月の休業日数 | Dh | 4-1 | 各月の全日数-各月のDw | 日/月
16 | 各月の高負荷時間帯（稼働時間）を算出 | tw | 4-1 | IF(始業時間>終業時間,※1 1-始業時間+終業時間+23,※2 終業時間-始業時間) | 時間 | ※1 夜間稼働（0時をまたぐ）の場合は「1-始業時間+終業時間+23」（赤字）で算出 ※2 通常（0時をまたがない）は「終業時間-始業時間」（青字）で算出
17 | 各月の低負荷時間帯（休業時間）を算出 | to | 4-1 | 24-tw | 時間
18 | 各月の高負荷時間を算出 | tws | 4-1 | 各月のDw×tw | 時間
19 | 各月の低負荷時間を算出 | tos | 4-1 | 各月のDw×to+Dh×24 | 時間
20 | 各月の稼働時間が夜間（0時をまたぐ）の場合の時間範囲を30分単位で抽出 |  | 4-1 | IF(対象の時間帯<終業時間,"△",IF(対象の時間帯>始業時間-0.5,"△","")) |  | 0時をまたがない通常時間帯が対象の場合は全範囲が「△」になり以降の計算からは除外される
21 | 各月の稼働時間が通常（0時をまたがない）の場合の時間範囲を30分単位で抽出 |  | 4-1 | IF(AND(対象の時間帯>=始業時間,対象の時間帯<=終業時間-0.5),"△","")
22 | 「20」「21」どちらの算出を参照するか各月の稼働時間帯により抽出 |  | 4-1 | IF(各月の始業時間>各月の終業時間,0時をまたぐ場合の時間範囲,0時をまたがない場合の時間範囲)
23 | 2-1シート「step1」で入力した電力使用量のうち対象の月のデータを抽出 |  | 4-1 | IF(表2のチェックボックス,(表2の入力),(表1の入力)) | kWh | チェックボックスで参照する表の切替
24 | 2-1シート「step5」で入力した力率を数値に変更 | Pf | 4-1 | 力率×100
25 | 各月の高負荷時間と対象の30分毎の消費電力量と既存設備の総容量の計算 | （Xw） | 4-1 | IF(「22」で抽出した各月の高負荷時間="","0",(2×XX÷Pf÷既存設備のK)^2×0.5) | kW
26 | 各月の低負荷時間と対象の30分毎の消費電力量と既存設備の総容量の計算 | （Xo） | 4-1 | IF(「22」で抽出した各月の高負荷時間="△","0",(2×XX÷Pf÷既存設備のK^2×0.5) | kW
27 | 「25」で算出した30分毎の数値を合算 | Xw | 4-1 | SUM(「25」で算出した各月の30分毎の数値) | kW
28 | 「26」で算出した30分毎の数値を合算 | Xo | 4-1 | SUM(「26」で算出した各月の30分毎の数値) | kW
29 | 各月の高負荷時の等価平均負荷率 | Rew | 4-1 | SQRT(Xw÷tw) | パーセント
30 | 各月の低負荷時の等価平均負荷率 | Reo | 4-1 | SQRT(Xo÷to) | パーセント
31 | 既存設備毎の各月の負荷損を算出 | Wc | 4-1 | 既存設備毎のPc÷1000×(各月のRew^2×各月のTws+各月のRow^2×各月のTos) | kWh
32 | 既存設備毎の各月の無負荷損を算出 | Wi | 4-1 | 既存設備毎のPi÷1000×24×(Dw+Dh) | kWh
33 | 既存設備毎の各月の全損失を算出 | W | 4-1 | SUM(Wc+Wi) | kWh
34 | 既存設備の全損失の年間合計を算出 | Zt1 | 4-1 | SUM（各月のW） | kWh/年
35 | 導入設備の必要数値を算出 |  | 4-2 |  |  | 「13」から「24」までは既存設備と同じ
36 | 各月の高負荷時間と対象の30分毎の消費電力量と導入設備の総容量の計算 | （Xw） | 4-2 | IF(「22」で抽出した各月の高負荷時間="","0",(2×XX÷Pf÷導入設備のK)^2×0.5) | kW
37 | 各月の低負荷時間と対象の30分毎の消費電力量と導入設備の総容量の計算 | （Xo） | 4-2 | IF(「22」で抽出した各月の高負荷時間="△","0",(2×XX÷Pf÷導入設備のK^2×0.5) | kW
38 | 「36」で算出した30分毎の数値を合算 | Xw | 4-2 | SUM(「36」で算出した各月の30分毎の数値) | kW
39 | 「37」で算出した30分毎の数値を合算 | Xo | 4-2 | SUM(「37」で算出した各月の30分毎の数値) | kW
40 | 各月の高負荷時の等価平均負荷率 | Rew | 4-2 | SQRT(Xw÷tw) | パーセント
41 | 各月の低負荷時の等価平均負荷率 | Reo | 4-2 | SQRT(Xo÷to) | パーセント
42 | 導入設備毎の各月の負荷損を算出 | Wc | 4-2 | 導入設備毎のPc÷1000×(各月のRew^2×各月のTws+各月のRow^2×各月のTos) | kWh
43 | 導入設備毎の各月の無負荷損を算出 | Wi | 4-2 | 導入設備毎のPi÷1000×24×(Dw+Dh) | kWh
44 | 導入設備毎の各月の全損失を算出 | W | 4-2 | SUM(Wc+Wi) | kWh
45 | 導入設備の全損失の年間合計を算出 | Zt2 | 4-2 | SUM（各月のW） | kWh/年
46 | 電力のCO2排出係数 |  | 4-2 | 0.438 | t-CO2/kWh | 変更があれば入力
47 | 既存設備のCO2排出量を算出 | C1 | 4-2 | Zt1×「電力のCO2排出係数」 | t-CO2/年
48 | 導入設備のCO2排出量を算出 | C2 | 4-2 | Zt2×「電力のCO2排出係数」 | t-CO2/年
49 | CO2排出削減量 | △C | 4-2 | C1-C2 | t-CO2/年
50 | 既存設備の電気料金算出 | E1 | 4-2 | Zt1×電気料金単価 | 千円/年
51 | 導入設備の電気料金算出 | E2 | 4-2 | Zt2×電気料金単価 | 千円/年
52 | 電気料金削減量 | △E | 4-2 | E1-E2 | 千円/年
53
54
55
56

## 課題or質問 (hidden)
日付 | 課題or質問 | 回答 | 備考

## 計算_既存設備 (2) (hidden)
既存 |  | #REF! | #REF! | 0 | 0 | 1 | 1 | 2 | 2 | 3 | 3 | 4 | 4 | 5 | 5 | 6 | 6 | 7 | 7 | 8 | 8 | 9 | 9 | 10 | 10 | 11 | 11 | 12 | 12 | 13 | 13 | 14 | 14 | 15 | 15 | 16 | 16 | 17 | 17 | 18 | 18 | 19 | 19 | 20 | 20 | 21 | 21 | 22 | 22 | 23 | 23
|  | 始業 | 終業 | 1 | 2 | 3 | 4 | 5 | 6 | 7 | 8 | 9 | 10 | 11 | 12 | 13 | 14 | 15 | 16 | 17 | 18 | 19 | 20 | 21 | 22 | 23 | 24 | 25 | 26 | 27 | 28 | 29 | 30 | 31 | 32 | 33 | 34 | 35 | 36 | 37 | 38 | 39 | 40 | 41 | 42 | 43 | 44 | 45 | 46 | 47 | 48
始業時間 ls | ls |  |  |  | 4 | 5 | 6 | 7 | 8 | 9 | 10 | 11 | 12 | 1 | 2 | 3
終業時間 le | le |  | 日数 w | 日数w | #REF! | #REF! | #REF! | #REF! | #REF! | #REF! | #REF! | #REF! | #REF! | #REF! | #REF! | #REF!
電力データ（CSV） | XX |  | 日数 o | 日数o | #REF! | #REF! | #REF! | #REF! | #REF! | #REF! | #REF! | #REF! | #REF! | #REF! | #REF! | #REF!
変化器ごとの容量Y（総容量：K）(kVA) | Yを合算 | #REF! | 高負荷時間 Tws | Dw*Tw（各月） | #REF! | #REF! | #REF! | #REF! | #REF! | #REF! | #REF! | #REF! | #REF! | #REF! | #REF! | #REF!
稼働時間 Tw (h) | le-ls | #REF! | 低負荷時間 Tos | Dw*To+Dh*24（各月） | #REF! | #REF! | #REF! | #REF! | #REF! | #REF! | #REF! | #REF! | #REF! | #REF! | #REF! | #REF!
休業時間 To (h) | 24-Tw | #REF! | XX | #REF! | #REF! | #REF! | #REF! | #REF! | #REF! | #REF! | #REF! | #REF! | #REF! | #REF! | #REF! | #REF! | #REF! | #REF! | #REF! | #REF! | #REF! | #REF! | #REF! | #REF! | #REF! | #REF! | #REF! | #REF! | #REF! | #REF! | #REF! | #REF! | #REF! | #REF! | #REF! | #REF! | #REF! | #REF! | #REF! | #REF! | #REF! | #REF! | #REF! | #REF! | #REF! | #REF! | #REF! | #REF! | #REF! | #REF! | #REF!
稼働日数 Dw (日) | Dw（各月） |  | 4 | #REF! | #REF! | #REF! | #REF! | #REF! | #REF! | #REF! | #REF! | #REF! | #REF! | #REF! | #REF! | #REF! | #REF! | #REF! | #REF! | #REF! | #REF! | #REF! | #REF! | #REF! | #REF! | #REF! | #REF! | #REF! | #REF! | #REF! | #REF! | #REF! | #REF! | #REF! | #REF! | #REF! | #REF! | #REF! | #REF! | #REF! | #REF! | #REF! | #REF! | #REF! | #REF! | #REF! | #REF! | #REF! | #REF! | #REF! | #REF!
休業日数 Dh (日) | 対象月日数-Dw（各月 |  | 5 | #REF! | #REF! | #REF! | #REF! | #REF! | #REF! | #REF! | #REF! | #REF! | #REF! | #REF! | #REF! | #REF! | #REF! | #REF! | #REF! | #REF! | #REF! | #REF! | #REF! | #REF! | #REF! | #REF! | #REF! | #REF! | #REF! | #REF! | #REF! | #REF! | #REF! | #REF! | #REF! | #REF! | #REF! | #REF! | #REF! | #REF! | #REF! | #REF! | #REF! | #REF! | #REF! | #REF! | #REF! | #REF! | #REF! | #REF! | #REF!
Dw年間 (日) |  | #REF! | 6 | #REF! | #REF! | #REF! | #REF! | #REF! | #REF! | #REF! | #REF! | #REF! | #REF! | #REF! | #REF! | #REF! | #REF! | #REF! | #REF! | #REF! | #REF! | #REF! | #REF! | #REF! | #REF! | #REF! | #REF! | #REF! | #REF! | #REF! | #REF! | #REF! | #REF! | #REF! | #REF! | #REF! | #REF! | #REF! | #REF! | #REF! | #REF! | #REF! | #REF! | #REF! | #REF! | #REF! | #REF! | #REF! | #REF! | #REF! | #REF!
Dh年間 (日) |  | #REF! | 7 | #REF! | #REF! | #REF! | #REF! | #REF! | #REF! | #REF! | #REF! | #REF! | #REF! | #REF! | #REF! | #REF! | #REF! | #REF! | #REF! | #REF! | #REF! | #REF! | #REF! | #REF! | #REF! | #REF! | #REF! | #REF! | #REF! | #REF! | #REF! | #REF! | #REF! | #REF! | #REF! | #REF! | #REF! | #REF! | #REF! | #REF! | #REF! | #REF! | #REF! | #REF! | #REF! | #REF! | #REF! | #REF! | #REF! | #REF! | #REF!
Σ内集計(稼働時間内) Xw | 2*(30分毎の電力(XX))/K)^2*0.5の1年分 | #REF! | 8 | #REF! | #REF! | #REF! | #REF! | #REF! | #REF! | #REF! | #REF! | #REF! | #REF! | #REF! | #REF! | #REF! | #REF! | #REF! | #REF! | #REF! | #REF! | #REF! | #REF! | #REF! | #REF! | #REF! | #REF! | #REF! | #REF! | #REF! | #REF! | #REF! | #REF! | #REF! | #REF! | #REF! | #REF! | #REF! | #REF! | #REF! | #REF! | #REF! | #REF! | #REF! | #REF! | #REF! | #REF! | #REF! | #REF! | #REF! | #REF!
Σ内集計(稼働時間内) Xo | 2*(30分毎の電力(XX))/K)^2*0.5の1年分 | #REF! | 9 | #REF! | #REF! | #REF! | #REF! | #REF! | #REF! | #REF! | #REF! | #REF! | #REF! | #REF! | #REF! | #REF! | #REF! | #REF! | #REF! | #REF! | #REF! | #REF! | #REF! | #REF! | #REF! | #REF! | #REF! | #REF! | #REF! | #REF! | #REF! | #REF! | #REF! | #REF! | #REF! | #REF! | #REF! | #REF! | #REF! | #REF! | #REF! | #REF! | #REF! | #REF! | #REF! | #REF! | #REF! | #REF! | #REF! | #REF! | #REF!
高負荷時平均負荷率 Rew | √Xw/(Tw*12） | #REF! | 10 | #REF! | #REF! | #REF! | #REF! | #REF! | #REF! | #REF! | #REF! | #REF! | #REF! | #REF! | #REF! | #REF! | #REF! | #REF! | #REF! | #REF! | #REF! | #REF! | #REF! | #REF! | #REF! | #REF! | #REF! | #REF! | #REF! | #REF! | #REF! | #REF! | #REF! | #REF! | #REF! | #REF! | #REF! | #REF! | #REF! | #REF! | #REF! | #REF! | #REF! | #REF! | #REF! | #REF! | #REF! | #REF! | #REF! | #REF! | #REF!
低負荷時平均負荷率 Reo | √Xo/(To*12） | #REF! | 11 | #REF! | #REF! | #REF! | #REF! | #REF! | #REF! | #REF! | #REF! | #REF! | #REF! | #REF! | #REF! | #REF! | #REF! | #REF! | #REF! | #REF! | #REF! | #REF! | #REF! | #REF! | #REF! | #REF! | #REF! | #REF! | #REF! | #REF! | #REF! | #REF! | #REF! | #REF! | #REF! | #REF! | #REF! | #REF! | #REF! | #REF! | #REF! | #REF! | #REF! | #REF! | #REF! | #REF! | #REF! | #REF! | #REF! | #REF! | #REF!
|  |  | 12 | #REF! | #REF! | #REF! | #REF! | #REF! | #REF! | #REF! | #REF! | #REF! | #REF! | #REF! | #REF! | #REF! | #REF! | #REF! | #REF! | #REF! | #REF! | #REF! | #REF! | #REF! | #REF! | #REF! | #REF! | #REF! | #REF! | #REF! | #REF! | #REF! | #REF! | #REF! | #REF! | #REF! | #REF! | #REF! | #REF! | #REF! | #REF! | #REF! | #REF! | #REF! | #REF! | #REF! | #REF! | #REF! | #REF! | #REF! | #REF!
|  |  | 1 | #REF! | #REF! | #REF! | #REF! | #REF! | #REF! | #REF! | #REF! | #REF! | #REF! | #REF! | #REF! | #REF! | #REF! | #REF! | #REF! | #REF! | #REF! | #REF! | #REF! | #REF! | #REF! | #REF! | #REF! | #REF! | #REF! | #REF! | #REF! | #REF! | #REF! | #REF! | #REF! | #REF! | #REF! | #REF! | #REF! | #REF! | #REF! | #REF! | #REF! | #REF! | #REF! | #REF! | #REF! | #REF! | #REF! | #REF! | #REF!
|  |  | 2 | #REF! | #REF! | #REF! | #REF! | #REF! | #REF! | #REF! | #REF! | #REF! | #REF! | #REF! | #REF! | #REF! | #REF! | #REF! | #REF! | #REF! | #REF! | #REF! | #REF! | #REF! | #REF! | #REF! | #REF! | #REF! | #REF! | #REF! | #REF! | #REF! | #REF! | #REF! | #REF! | #REF! | #REF! | #REF! | #REF! | #REF! | #REF! | #REF! | #REF! | #REF! | #REF! | #REF! | #REF! | #REF! | #REF! | #REF! | #REF!
|  |  | 3 | #REF! | #REF! | #REF! | #REF! | #REF! | #REF! | #REF! | #REF! | #REF! | #REF! | #REF! | #REF! | #REF! | #REF! | #REF! | #REF! | #REF! | #REF! | #REF! | #REF! | #REF! | #REF! | #REF! | #REF! | #REF! | #REF! | #REF! | #REF! | #REF! | #REF! | #REF! | #REF! | #REF! | #REF! | #REF! | #REF! | #REF! | #REF! | #REF! | #REF! | #REF! | #REF! | #REF! | #REF! | #REF! | #REF! | #REF! | #REF!
|  |  |  | 0 | 0 | 1 | 1 | 2 | 2 | 3 | 3 | 4 | 4 | 5 | 5 | 6 | 6 | 7 | 7 | 8 | 8 | 9 | 9 | 10 | 10 | 11 | 11 | 12 | 12 | 13 | 13 | 14 | 14 | 15 | 15 | 16 | 16 | 17 | 17 | 18 | 18 | 19 | 19 | 20 | 20 | 21 | 21 | 22 | 22 | 23 | 23
|  |  |  | #REF! | #REF! | #REF! | #REF! | #REF! | #REF! | #REF! | #REF! | #REF! | #REF! | #REF! | #REF! | #REF! | #REF! | #REF! | #REF! | #REF! | #REF! | #REF! | #REF! | #REF! | #REF! | #REF! | #REF! | #REF! | #REF! | #REF! | #REF! | #REF! | #REF! | #REF! | #REF! | #REF! | #REF! | #REF! | #REF! | #REF! | #REF! | #REF! | #REF! | #REF! | #REF! | #REF! | #REF! | #REF! | #REF! | #REF!
|  |  | 月 | #REF! | #REF! | #REF! | #REF! | #REF! | #REF! | #REF! | #REF! | #REF! | #REF! | #REF! | #REF! | #REF! | #REF! | #REF! | #REF! | #REF! | #REF! | #REF! | #REF! | #REF! | #REF! | #REF! | #REF! | #REF! | #REF! | #REF! | #REF! | #REF! | #REF! | #REF! | #REF! | #REF! | #REF! | #REF! | #REF! | #REF! | #REF! | #REF! | #REF! | #REF! | #REF! | #REF! | #REF! | #REF! | #REF! | #REF! | 48
| Xw | 時間内 | 4 | #REF! | #REF! | #REF! | #REF! | #REF! | #REF! | #REF! | #REF! | #REF! | #REF! | #REF! | #REF! | #REF! | #REF! | #REF! | #REF! | #REF! | #REF! | #REF! | #REF! | #REF! | #REF! | #REF! | #REF! | #REF! | #REF! | #REF! | #REF! | #REF! | #REF! | #REF! | #REF! | #REF! | #REF! | #REF! | #REF! | #REF! | #REF! | #REF! | #REF! | #REF! | #REF! | #REF! | #REF! | #REF! | #REF! | #REF! | 0 | #REF! | Xw
| Xo | 時間外 | 4 | #REF! | #REF! | #REF! | #REF! | #REF! | #REF! | #REF! | #REF! | #REF! | #REF! | #REF! | #REF! | #REF! | #REF! | #REF! | #REF! | #REF! | #REF! | #REF! | #REF! | #REF! | #REF! | #REF! | #REF! | #REF! | #REF! | #REF! | #REF! | #REF! | #REF! | #REF! | #REF! | #REF! | #REF! | #REF! | #REF! | #REF! | #REF! | #REF! | #REF! | #REF! | #REF! | #REF! | #REF! | #REF! | #REF! | #REF! | #REF! | #REF! | Xo
| Xw | 時間内 | 5 | #REF! | #REF! | #REF! | #REF! | #REF! | #REF! | #REF! | #REF! | #REF! | #REF! | #REF! | #REF! | #REF! | #REF! | #REF! | #REF! | #REF! | #REF! | #REF! | #REF! | #REF! | #REF! | #REF! | #REF! | #REF! | #REF! | #REF! | #REF! | #REF! | #REF! | #REF! | #REF! | #REF! | #REF! | #REF! | #REF! | #REF! | #REF! | #REF! | #REF! | #REF! | #REF! | #REF! | #REF! | #REF! | #REF! | #REF! | 0 | #REF! | Xw
| Xo | 時間外 | 5 | #REF! | #REF! | #REF! | #REF! | #REF! | #REF! | #REF! | #REF! | #REF! | #REF! | #REF! | #REF! | #REF! | #REF! | #REF! | #REF! | #REF! | #REF! | #REF! | #REF! | #REF! | #REF! | #REF! | #REF! | #REF! | #REF! | #REF! | #REF! | #REF! | #REF! | #REF! | #REF! | #REF! | #REF! | #REF! | #REF! | #REF! | #REF! | #REF! | #REF! | #REF! | #REF! | #REF! | #REF! | #REF! | #REF! | #REF! | #REF! | #REF! | Xo
| Xw | 時間内 | 6 | #REF! | #REF! | #REF! | #REF! | #REF! | #REF! | #REF! | #REF! | #REF! | #REF! | #REF! | #REF! | #REF! | #REF! | #REF! | #REF! | #REF! | #REF! | #REF! | #REF! | #REF! | #REF! | #REF! | #REF! | #REF! | #REF! | #REF! | #REF! | #REF! | #REF! | #REF! | #REF! | #REF! | #REF! | #REF! | #REF! | #REF! | #REF! | #REF! | #REF! | #REF! | #REF! | #REF! | #REF! | #REF! | #REF! | #REF! | 0 | #REF! | Xw
| Xo | 時間外 | 6 | #REF! | #REF! | #REF! | #REF! | #REF! | #REF! | #REF! | #REF! | #REF! | #REF! | #REF! | #REF! | #REF! | #REF! | #REF! | #REF! | #REF! | #REF! | #REF! | #REF! | #REF! | #REF! | #REF! | #REF! | #REF! | #REF! | #REF! | #REF! | #REF! | #REF! | #REF! | #REF! | #REF! | #REF! | #REF! | #REF! | #REF! | #REF! | #REF! | #REF! | #REF! | #REF! | #REF! | #REF! | #REF! | #REF! | #REF! | #REF! | #REF! | Xo
| Xw | 時間内 | 7 | #REF! | #REF! | #REF! | #REF! | #REF! | #REF! | #REF! | #REF! | #REF! | #REF! | #REF! | #REF! | #REF! | #REF! | #REF! | #REF! | #REF! | #REF! | #REF! | #REF! | #REF! | #REF! | #REF! | #REF! | #REF! | #REF! | #REF! | #REF! | #REF! | #REF! | #REF! | #REF! | #REF! | #REF! | #REF! | #REF! | #REF! | #REF! | #REF! | #REF! | #REF! | #REF! | #REF! | #REF! | #REF! | #REF! | #REF! | 0 | #REF! | Xw
| Xo | 時間外 | 7 | #REF! | #REF! | #REF! | #REF! | #REF! | #REF! | #REF! | #REF! | #REF! | #REF! | #REF! | #REF! | #REF! | #REF! | #REF! | #REF! | #REF! | #REF! | #REF! | #REF! | #REF! | #REF! | #REF! | #REF! | #REF! | #REF! | #REF! | #REF! | #REF! | #REF! | #REF! | #REF! | #REF! | #REF! | #REF! | #REF! | #REF! | #REF! | #REF! | #REF! | #REF! | #REF! | #REF! | #REF! | #REF! | #REF! | #REF! | #REF! | #REF! | Xo
| Xw | 時間内 | 8 | #REF! | #REF! | #REF! | #REF! | #REF! | #REF! | #REF! | #REF! | #REF! | #REF! | #REF! | #REF! | #REF! | #REF! | #REF! | #REF! | #REF! | #REF! | #REF! | #REF! | #REF! | #REF! | #REF! | #REF! | #REF! | #REF! | #REF! | #REF! | #REF! | #REF! | #REF! | #REF! | #REF! | #REF! | #REF! | #REF! | #REF! | #REF! | #REF! | #REF! | #REF! | #REF! | #REF! | #REF! | #REF! | #REF! | #REF! | 0 | #REF! | Xw
| Xo | 時間外 | 8 | #REF! | #REF! | #REF! | #REF! | #REF! | #REF! | #REF! | #REF! | #REF! | #REF! | #REF! | #REF! | #REF! | #REF! | #REF! | #REF! | #REF! | #REF! | #REF! | #REF! | #REF! | #REF! | #REF! | #REF! | #REF! | #REF! | #REF! | #REF! | #REF! | #REF! | #REF! | #REF! | #REF! | #REF! | #REF! | #REF! | #REF! | #REF! | #REF! | #REF! | #REF! | #REF! | #REF! | #REF! | #REF! | #REF! | #REF! | #REF! | #REF! | Xo
| Xw | 時間内 | 9 | #REF! | #REF! | #REF! | #REF! | #REF! | #REF! | #REF! | #REF! | #REF! | #REF! | #REF! | #REF! | #REF! | #REF! | #REF! | #REF! | #REF! | #REF! | #REF! | #REF! | #REF! | #REF! | #REF! | #REF! | #REF! | #REF! | #REF! | #REF! | #REF! | #REF! | #REF! | #REF! | #REF! | #REF! | #REF! | #REF! | #REF! | #REF! | #REF! | #REF! | #REF! | #REF! | #REF! | #REF! | #REF! | #REF! | #REF! | 0 | #REF! | Xw
| Xo | 時間外 | 9 | #REF! | #REF! | #REF! | #REF! | #REF! | #REF! | #REF! | #REF! | #REF! | #REF! | #REF! | #REF! | #REF! | #REF! | #REF! | #REF! | #REF! | #REF! | #REF! | #REF! | #REF! | #REF! | #REF! | #REF! | #REF! | #REF! | #REF! | #REF! | #REF! | #REF! | #REF! | #REF! | #REF! | #REF! | #REF! | #REF! | #REF! | #REF! | #REF! | #REF! | #REF! | #REF! | #REF! | #REF! | #REF! | #REF! | #REF! | #REF! | #REF! | Xo
| Xw | 時間内 | 10 | #REF! | #REF! | #REF! | #REF! | #REF! | #REF! | #REF! | #REF! | #REF! | #REF! | #REF! | #REF! | #REF! | #REF! | #REF! | #REF! | #REF! | #REF! | #REF! | #REF! | #REF! | #REF! | #REF! | #REF! | #REF! | #REF! | #REF! | #REF! | #REF! | #REF! | #REF! | #REF! | #REF! | #REF! | #REF! | #REF! | #REF! | #REF! | #REF! | #REF! | #REF! | #REF! | #REF! | #REF! | #REF! | #REF! | #REF! | 0 | #REF! | Xw
| Xo | 時間外 | 10 | #REF! | #REF! | #REF! | #REF! | #REF! | #REF! | #REF! | #REF! | #REF! | #REF! | #REF! | #REF! | #REF! | #REF! | #REF! | #REF! | #REF! | #REF! | #REF! | #REF! | #REF! | #REF! | #REF! | #REF! | #REF! | #REF! | #REF! | #REF! | #REF! | #REF! | #REF! | #REF! | #REF! | #REF! | #REF! | #REF! | #REF! | #REF! | #REF! | #REF! | #REF! | #REF! | #REF! | #REF! | #REF! | #REF! | #REF! | #REF! | #REF! | Xo
| Xw | 時間内 | 11 | #REF! | #REF! | #REF! | #REF! | #REF! | #REF! | #REF! | #REF! | #REF! | #REF! | #REF! | #REF! | #REF! | #REF! | #REF! | #REF! | #REF! | #REF! | #REF! | #REF! | #REF! | #REF! | #REF! | #REF! | #REF! | #REF! | #REF! | #REF! | #REF! | #REF! | #REF! | #REF! | #REF! | #REF! | #REF! | #REF! | #REF! | #REF! | #REF! | #REF! | #REF! | #REF! | #REF! | #REF! | #REF! | #REF! | #REF! | 0 | #REF! | Xw
| Xo | 時間外 | 11 | #REF! | #REF! | #REF! | #REF! | #REF! | #REF! | #REF! | #REF! | #REF! | #REF! | #REF! | #REF! | #REF! | #REF! | #REF! | #REF! | #REF! | #REF! | #REF! | #REF! | #REF! | #REF! | #REF! | #REF! | #REF! | #REF! | #REF! | #REF! | #REF! | #REF! | #REF! | #REF! | #REF! | #REF! | #REF! | #REF! | #REF! | #REF! | #REF! | #REF! | #REF! | #REF! | #REF! | #REF! | #REF! | #REF! | #REF! | #REF! | #REF! | Xo
| Xw | 時間内 | 12 | #REF! | #REF! | #REF! | #REF! | #REF! | #REF! | #REF! | #REF! | #REF! | #REF! | #REF! | #REF! | #REF! | #REF! | #REF! | #REF! | #REF! | #REF! | #REF! | #REF! | #REF! | #REF! | #REF! | #REF! | #REF! | #REF! | #REF! | #REF! | #REF! | #REF! | #REF! | #REF! | #REF! | #REF! | #REF! | #REF! | #REF! | #REF! | #REF! | #REF! | #REF! | #REF! | #REF! | #REF! | #REF! | #REF! | #REF! | 0 | #REF! | Xw
| Xo | 時間外 | 12 | #REF! | #REF! | #REF! | #REF! | #REF! | #REF! | #REF! | #REF! | #REF! | #REF! | #REF! | #REF! | #REF! | #REF! | #REF! | #REF! | #REF! | #REF! | #REF! | #REF! | #REF! | #REF! | #REF! | #REF! | #REF! | #REF! | #REF! | #REF! | #REF! | #REF! | #REF! | #REF! | #REF! | #REF! | #REF! | #REF! | #REF! | #REF! | #REF! | #REF! | #REF! | #REF! | #REF! | #REF! | #REF! | #REF! | #REF! | #REF! | #REF! | Xo
| Xw | 時間内 | 1 | #REF! | #REF! | #REF! | #REF! | #REF! | #REF! | #REF! | #REF! | #REF! | #REF! | #REF! | #REF! | #REF! | #REF! | #REF! | #REF! | #REF! | #REF! | #REF! | #REF! | #REF! | #REF! | #REF! | #REF! | #REF! | #REF! | #REF! | #REF! | #REF! | #REF! | #REF! | #REF! | #REF! | #REF! | #REF! | #REF! | #REF! | #REF! | #REF! | #REF! | #REF! | #REF! | #REF! | #REF! | #REF! | #REF! | #REF! | 0 | #REF! | Xw
| Xo | 時間外 | 1 | #REF! | #REF! | #REF! | #REF! | #REF! | #REF! | #REF! | #REF! | #REF! | #REF! | #REF! | #REF! | #REF! | #REF! | #REF! | #REF! | #REF! | #REF! | #REF! | #REF! | #REF! | #REF! | #REF! | #REF! | #REF! | #REF! | #REF! | #REF! | #REF! | #REF! | #REF! | #REF! | #REF! | #REF! | #REF! | #REF! | #REF! | #REF! | #REF! | #REF! | #REF! | #REF! | #REF! | #REF! | #REF! | #REF! | #REF! | #REF! | #REF! | Xo
| Xw | 時間内 | 2 | #REF! | #REF! | #REF! | #REF! | #REF! | #REF! | #REF! | #REF! | #REF! | #REF! | #REF! | #REF! | #REF! | #REF! | #REF! | #REF! | #REF! | #REF! | #REF! | #REF! | #REF! | #REF! | #REF! | #REF! | #REF! | #REF! | #REF! | #REF! | #REF! | #REF! | #REF! | #REF! | #REF! | #REF! | #REF! | #REF! | #REF! | #REF! | #REF! | #REF! | #REF! | #REF! | #REF! | #REF! | #REF! | #REF! | #REF! | 0 | #REF! | Xw
| Xo | 時間外 | 2 | #REF! | #REF! | #REF! | #REF! | #REF! | #REF! | #REF! | #REF! | #REF! | #REF! | #REF! | #REF! | #REF! | #REF! | #REF! | #REF! | #REF! | #REF! | #REF! | #REF! | #REF! | #REF! | #REF! | #REF! | #REF! | #REF! | #REF! | #REF! | #REF! | #REF! | #REF! | #REF! | #REF! | #REF! | #REF! | #REF! | #REF! | #REF! | #REF! | #REF! | #REF! | #REF! | #REF! | #REF! | #REF! | #REF! | #REF! | #REF! | #REF! | Xo
| Xw | 時間内 | 3 | #REF! | #REF! | #REF! | #REF! | #REF! | #REF! | #REF! | #REF! | #REF! | #REF! | #REF! | #REF! | #REF! | #REF! | #REF! | #REF! | #REF! | #REF! | #REF! | #REF! | #REF! | #REF! | #REF! | #REF! | #REF! | #REF! | #REF! | #REF! | #REF! | #REF! | #REF! | #REF! | #REF! | #REF! | #REF! | #REF! | #REF! | #REF! | #REF! | #REF! | #REF! | #REF! | #REF! | #REF! | #REF! | #REF! | #REF! | 0 | #REF! | Xw
| Xo | 時間外 | 3 | #REF! | #REF! | #REF! | #REF! | #REF! | #REF! | #REF! | #REF! | #REF! | #REF! | #REF! | #REF! | #REF! | #REF! | #REF! | #REF! | #REF! | #REF! | #REF! | #REF! | #REF! | #REF! | #REF! | #REF! | #REF! | #REF! | #REF! | #REF! | #REF! | #REF! | #REF! | #REF! | #REF! | #REF! | #REF! | #REF! | #REF! | #REF! | #REF! | #REF! | #REF! | #REF! | #REF! | #REF! | #REF! | #REF! | #REF! | #REF! | #REF! | Xo
[6 empty] | No1 | No2 | No3 | No4 | No5 | No6 | No7 | No8 | No9 | No10 | No11 | No12 | No13 | No14 | No15 | No16 | No17 | No18 | No19 | No20
変圧器ごとの負荷損 Pc | Pcを合算 |  |  |  | 容量[W] | #REF! | #REF! | #REF! | #REF! | #REF! | #REF! | #REF! | #REF! | #REF! | #REF! | #REF! | #REF! | #REF! | #REF! | #REF! | #REF! | #REF! | #REF! | #REF! | #REF! | #REF!
変圧器ごとの無負荷損 Pi | Piを合算 |  |  | Pc | 負荷損 Ww | #REF! | #REF! | #REF! | #REF! | #REF! | #REF! | #REF! | #REF! | #REF! | #REF! | #REF! | #REF! | #REF! | #REF! | #REF! | #REF! | #REF! | #REF! | #REF! | #REF! | #REF!
負荷損 Ww | Pc/1000*（Rew^2*Tws+Reo^2*Tos） |  |  | Pi | 無負荷損 Wo | #REF! | #REF! | #REF! | #REF! | #REF! | #REF! | #REF! | #REF! | #REF! | #REF! | #REF! | #REF! | #REF! | #REF! | #REF! | #REF! | #REF! | #REF! | #REF! | #REF! | #REF!
無負荷損 Wo | Pi/1000*24*（Dw+Dh） |  |  |  |  | 4 | 5 | 6 | 7 | 8 | 9 | 10 | 11 | 12 | 1 | 2 | 3
全損失 W | Ww+Wo |  | 負荷損 Ww | No1 | 負荷損 Ww | #REF! | #REF! | #REF! | #REF! | #REF! | #REF! | #REF! | #REF! | #REF! | #REF! | #REF! | #REF!
|  |  | 無負荷損 Wo | No1 | 無負荷損 Wo | #REF! | #REF! | #REF! | #REF! | #REF! | #REF! | #REF! | #REF! | #REF! | #REF! | #REF! | #REF!
|  |  | 全損失 W | No1 | 全損失 W | #REF! | #REF! | #REF! | #REF! | #REF! | #REF! | #REF! | #REF! | #REF! | #REF! | #REF! | #REF! | #REF!
|  |  | 負荷損 Ww | No2 | 負荷損 Ww | #REF! | #REF! | #REF! | #REF! | #REF! | #REF! | #REF! | #REF! | #REF! | #REF! | #REF! | #REF!
|  |  | 無負荷損 Wo | No2 | 無負荷損 Wo | #REF! | #REF! | #REF! | #REF! | #REF! | #REF! | #REF! | #REF! | #REF! | #REF! | #REF! | #REF!
|  |  | 全損失 W | No2 | 全損失 W | #REF! | #REF! | #REF! | #REF! | #REF! | #REF! | #REF! | #REF! | #REF! | #REF! | #REF! | #REF! | #REF!
|  |  | 負荷損 Ww | No3 | 負荷損 Ww | #REF! | #REF! | #REF! | #REF! | #REF! | #REF! | #REF! | #REF! | #REF! | #REF! | #REF! | #REF!
|  |  | 無負荷損 Wo | No3 | 無負荷損 Wo | #REF! | #REF! | #REF! | #REF! | #REF! | #REF! | #REF! | #REF! | #REF! | #REF! | #REF! | #REF!
|  |  | 全損失 W | No3 | 全損失 W | #REF! | #REF! | #REF! | #REF! | #REF! | #REF! | #REF! | #REF! | #REF! | #REF! | #REF! | #REF! | #REF!
|  |  | 負荷損 Ww | No4 | 負荷損 Ww | #REF! | #REF! | #REF! | #REF! | #REF! | #REF! | #REF! | #REF! | #REF! | #REF! | #REF! | #REF!
|  |  | 無負荷損 Wo | No4 | 無負荷損 Wo | #REF! | #REF! | #REF! | #REF! | #REF! | #REF! | #REF! | #REF! | #REF! | #REF! | #REF! | #REF!
|  |  | 全損失 W | No4 | 全損失 W | #REF! | #REF! | #REF! | #REF! | #REF! | #REF! | #REF! | #REF! | #REF! | #REF! | #REF! | #REF! | #REF!
|  |  | 負荷損 Ww | No5 | 負荷損 Ww | #REF! | #REF! | #REF! | #REF! | #REF! | #REF! | #REF! | #REF! | #REF! | #REF! | #REF! | #REF!
|  |  | 無負荷損 Wo | No5 | 無負荷損 Wo | #REF! | #REF! | #REF! | #REF! | #REF! | #REF! | #REF! | #REF! | #REF! | #REF! | #REF! | #REF!
|  |  | 全損失 W | No5 | 全損失 W | #REF! | #REF! | #REF! | #REF! | #REF! | #REF! | #REF! | #REF! | #REF! | #REF! | #REF! | #REF! | #REF!
|  |  | 負荷損 Ww | No6 | 負荷損 Ww | #REF! | #REF! | #REF! | #REF! | #REF! | #REF! | #REF! | #REF! | #REF! | #REF! | #REF! | #REF!
|  |  | 無負荷損 Wo | No6 | 無負荷損 Wo | #REF! | #REF! | #REF! | #REF! | #REF! | #REF! | #REF! | #REF! | #REF! | #REF! | #REF! | #REF!
|  |  | 全損失 W | No6 | 全損失 W | #REF! | #REF! | #REF! | #REF! | #REF! | #REF! | #REF! | #REF! | #REF! | #REF! | #REF! | #REF! | #REF!
|  |  | 負荷損 Ww | No7 | 負荷損 Ww | #REF! | #REF! | #REF! | #REF! | #REF! | #REF! | #REF! | #REF! | #REF! | #REF! | #REF! | #REF!
|  |  | 無負荷損 Wo | No7 | 無負荷損 Wo | #REF! | #REF! | #REF! | #REF! | #REF! | #REF! | #REF! | #REF! | #REF! | #REF! | #REF! | #REF!
|  |  | 全損失 W | No7 | 全損失 W | #REF! | #REF! | #REF! | #REF! | #REF! | #REF! | #REF! | #REF! | #REF! | #REF! | #REF! | #REF! | #REF!
|  |  | 負荷損 Ww | No8 | 負荷損 Ww | #REF! | #REF! | #REF! | #REF! | #REF! | #REF! | #REF! | #REF! | #REF! | #REF! | #REF! | #REF!
|  |  | 無負荷損 Wo | No8 | 無負荷損 Wo | #REF! | #REF! | #REF! | #REF! | #REF! | #REF! | #REF! | #REF! | #REF! | #REF! | #REF! | #REF!
|  |  | 全損失 W | No8 | 全損失 W | #REF! | #REF! | #REF! | #REF! | #REF! | #REF! | #REF! | #REF! | #REF! | #REF! | #REF! | #REF! | #REF!
|  |  | 負荷損 Ww | No9 | 負荷損 Ww | #REF! | #REF! | #REF! | #REF! | #REF! | #REF! | #REF! | #REF! | #REF! | #REF! | #REF! | #REF!
|  |  | 無負荷損 Wo | No9 | 無負荷損 Wo | #REF! | #REF! | #REF! | #REF! | #REF! | #REF! | #REF! | #REF! | #REF! | #REF! | #REF! | #REF!
|  |  | 全損失 W | No9 | 全損失 W | #REF! | #REF! | #REF! | #REF! | #REF! | #REF! | #REF! | #REF! | #REF! | #REF! | #REF! | #REF! | #REF!
|  |  | 負荷損 Ww | No10 | 負荷損 Ww | #REF! | #REF! | #REF! | #REF! | #REF! | #REF! | #REF! | #REF! | #REF! | #REF! | #REF! | #REF!
|  |  | 無負荷損 Wo | No10 | 無負荷損 Wo | #REF! | #REF! | #REF! | #REF! | #REF! | #REF! | #REF! | #REF! | #REF! | #REF! | #REF! | #REF!
|  |  | 全損失 W | No10 | 全損失 W | #REF! | #REF! | #REF! | #REF! | #REF! | #REF! | #REF! | #REF! | #REF! | #REF! | #REF! | #REF! | #REF!
|  |  | 負荷損 Ww | No11 | 負荷損 Ww | #REF! | #REF! | #REF! | #REF! | #REF! | #REF! | #REF! | #REF! | #REF! | #REF! | #REF! | #REF!
|  |  | 無負荷損 Wo | No11 | 無負荷損 Wo | #REF! | #REF! | #REF! | #REF! | #REF! | #REF! | #REF! | #REF! | #REF! | #REF! | #REF! | #REF!
|  |  | 全損失 W | No11 | 全損失 W | #REF! | #REF! | #REF! | #REF! | #REF! | #REF! | #REF! | #REF! | #REF! | #REF! | #REF! | #REF! | #REF!
|  |  | 負荷損 Ww | No12 | 負荷損 Ww | #REF! | #REF! | #REF! | #REF! | #REF! | #REF! | #REF! | #REF! | #REF! | #REF! | #REF! | #REF!
|  |  | 無負荷損 Wo | No12 | 無負荷損 Wo | #REF! | #REF! | #REF! | #REF! | #REF! | #REF! | #REF! | #REF! | #REF! | #REF! | #REF! | #REF!
|  |  | 全損失 W | No12 | 全損失 W | #REF! | #REF! | #REF! | #REF! | #REF! | #REF! | #REF! | #REF! | #REF! | #REF! | #REF! | #REF! | #REF!
|  |  | 負荷損 Ww | No13 | 負荷損 Ww | #REF! | #REF! | #REF! | #REF! | #REF! | #REF! | #REF! | #REF! | #REF! | #REF! | #REF! | #REF!
|  |  | 無負荷損 Wo | No13 | 無負荷損 Wo | #REF! | #REF! | #REF! | #REF! | #REF! | #REF! | #REF! | #REF! | #REF! | #REF! | #REF! | #REF!
|  |  | 全損失 W | No13 | 全損失 W | #REF! | #REF! | #REF! | #REF! | #REF! | #REF! | #REF! | #REF! | #REF! | #REF! | #REF! | #REF! | #REF!
|  |  | 負荷損 Ww | No14 | 負荷損 Ww | #REF! | #REF! | #REF! | #REF! | #REF! | #REF! | #REF! | #REF! | #REF! | #REF! | #REF! | #REF!
|  |  | 無負荷損 Wo | No14 | 無負荷損 Wo | #REF! | #REF! | #REF! | #REF! | #REF! | #REF! | #REF! | #REF! | #REF! | #REF! | #REF! | #REF!
|  |  | 全損失 W | No14 | 全損失 W | #REF! | #REF! | #REF! | #REF! | #REF! | #REF! | #REF! | #REF! | #REF! | #REF! | #REF! | #REF! | #REF!
|  |  | 負荷損 Ww | No15 | 負荷損 Ww | #REF! | #REF! | #REF! | #REF! | #REF! | #REF! | #REF! | #REF! | #REF! | #REF! | #REF! | #REF!
|  |  | 無負荷損 Wo | No15 | 無負荷損 Wo | #REF! | #REF! | #REF! | #REF! | #REF! | #REF! | #REF! | #REF! | #REF! | #REF! | #REF! | #REF!
|  |  | 全損失 W | No15 | 全損失 W | #REF! | #REF! | #REF! | #REF! | #REF! | #REF! | #REF! | #REF! | #REF! | #REF! | #REF! | #REF! | #REF!
|  |  | 負荷損 Ww | No16 | 負荷損 Ww | #REF! | #REF! | #REF! | #REF! | #REF! | #REF! | #REF! | #REF! | #REF! | #REF! | #REF! | #REF!
|  |  | 無負荷損 Wo | No16 | 無負荷損 Wo | #REF! | #REF! | #REF! | #REF! | #REF! | #REF! | #REF! | #REF! | #REF! | #REF! | #REF! | #REF!
|  |  | 全損失 W | No16 | 全損失 W | #REF! | #REF! | #REF! | #REF! | #REF! | #REF! | #REF! | #REF! | #REF! | #REF! | #REF! | #REF! | #REF!
|  |  | 負荷損 Ww | No17 | 負荷損 Ww | #REF! | #REF! | #REF! | #REF! | #REF! | #REF! | #REF! | #REF! | #REF! | #REF! | #REF! | #REF!
|  |  | 無負荷損 Wo | No17 | 無負荷損 Wo | #REF! | #REF! | #REF! | #REF! | #REF! | #REF! | #REF! | #REF! | #REF! | #REF! | #REF! | #REF!
|  |  | 全損失 W | No17 | 全損失 W | #REF! | #REF! | #REF! | #REF! | #REF! | #REF! | #REF! | #REF! | #REF! | #REF! | #REF! | #REF! | #REF!
|  |  | 負荷損 Ww | No18 | 負荷損 Ww | #REF! | #REF! | #REF! | #REF! | #REF! | #REF! | #REF! | #REF! | #REF! | #REF! | #REF! | #REF!
|  |  | 無負荷損 Wo | No18 | 無負荷損 Wo | #REF! | #REF! | #REF! | #REF! | #REF! | #REF! | #REF! | #REF! | #REF! | #REF! | #REF! | #REF!
|  |  | 全損失 W | No18 | 全損失 W | #REF! | #REF! | #REF! | #REF! | #REF! | #REF! | #REF! | #REF! | #REF! | #REF! | #REF! | #REF! | #REF!
|  |  | 負荷損 Ww | No19 | 負荷損 Ww | #REF! | #REF! | #REF! | #REF! | #REF! | #REF! | #REF! | #REF! | #REF! | #REF! | #REF! | #REF!
|  |  | 無負荷損 Wo | No19 | 無負荷損 Wo | #REF! | #REF! | #REF! | #REF! | #REF! | #REF! | #REF! | #REF! | #REF! | #REF! | #REF! | #REF!
|  |  | 全損失 W | No19 | 全損失 W | #REF! | #REF! | #REF! | #REF! | #REF! | #REF! | #REF! | #REF! | #REF! | #REF! | #REF! | #REF! | #REF!
|  |  | 負荷損 Ww | No20 | 負荷損 Ww | #REF! | #REF! | #REF! | #REF! | #REF! | #REF! | #REF! | #REF! | #REF! | #REF! | #REF! | #REF!
|  |  | 無負荷損 Wo | No20 | 無負荷損 Wo | #REF! | #REF! | #REF! | #REF! | #REF! | #REF! | #REF! | #REF! | #REF! | #REF! | #REF! | #REF!
|  |  | 全損失 W | No20 | 全損失 W | #REF! | #REF! | #REF! | #REF! | #REF! | #REF! | #REF! | #REF! | #REF! | #REF! | #REF! | #REF! | #REF!
|  |  | AA | 負荷損月合計 |  | #REF! | #REF! | #REF! | #REF! | #REF! | #REF! | #REF! | #REF! | #REF! | #REF! | #REF! | #REF!
|  |  |  | 無負荷損月合計 |  | #REF! | #REF! | #REF! | #REF! | #REF! | #REF! | #REF! | #REF! | #REF! | #REF! | #REF! | #REF!
|  |  |  | 全損失月合計 |  | #REF! | #REF! | #REF! | #REF! | #REF! | #REF! | #REF! | #REF! | #REF! | #REF! | #REF! | #REF!
要チェック

## 計算_導入設備 (hidden)
導入 |  | #REF! | #REF! | 0 | 0 | 1 | 1 | 2 | 2 | 3 | 3 | 4 | 4 | 5 | 5 | 6 | 6 | 7 | 7 | 8 | 8 | 9 | 9 | 10 | 10 | 11 | 11 | 12 | 12 | 13 | 13 | 14 | 14 | 15 | 15 | 16 | 16 | 17 | 17 | 18 | 18 | 19 | 19 | 20 | 20 | 21 | 21 | 22 | 22 | 23 | 23
|  | 始業 | 終業 | 1 | 2 | 3 | 4 | 5 | 6 | 7 | 8 | 9 | 10 | 11 | 12 | 13 | 14 | 15 | 16 | 17 | 18 | 19 | 20 | 21 | 22 | 23 | 24 | 25 | 26 | 27 | 28 | 29 | 30 | 31 | 32 | 33 | 34 | 35 | 36 | 37 | 38 | 39 | 40 | 41 | 42 | 43 | 44 | 45 | 46 | 47 | 48
始業時間 ls | ls |  |  |  | 4 | 5 | 6 | 7 | 8 | 9 | 10 | 11 | 12 | 1 | 2 | 3
終業時間 le | le |  | 日数 w | 日数w | #REF! | #REF! | #REF! | #REF! | #REF! | #REF! | #REF! | #REF! | #REF! | #REF! | #REF! | #REF!
電力データ（CSV） | XX |  | 日数 o | 日数o | #REF! | #REF! | #REF! | #REF! | #REF! | #REF! | #REF! | #REF! | #REF! | #REF! | #REF! | #REF!
変化器ごとの容量 Y（総容量 K） | Yを合算 | #REF! | 高負荷時間 Tws | Dw*Tw（各月） | #REF! | #REF! | #REF! | #REF! | #REF! | #REF! | #REF! | #REF! | #REF! | #REF! | #REF! | #REF!
稼働時間 Tw | le-ls | #REF! | 低負荷時間 Tos | Dw*To+Dh*24（各月） | #REF! | #REF! | #REF! | #REF! | #REF! | #REF! | #REF! | #REF! | #REF! | #REF! | #REF! | #REF!
休業時間 To | 24-Tw | #REF! | XX | #REF! | #REF! | #REF! | #REF! | #REF! | #REF! | #REF! | #REF! | #REF! | #REF! | #REF! | #REF! | #REF! | #REF! | #REF! | #REF! | #REF! | #REF! | #REF! | #REF! | #REF! | #REF! | #REF! | #REF! | #REF! | #REF! | #REF! | #REF! | #REF! | #REF! | #REF! | #REF! | #REF! | #REF! | #REF! | #REF! | #REF! | #REF! | #REF! | #REF! | #REF! | #REF! | #REF! | #REF! | #REF! | #REF! | #REF! | #REF!
稼働日数 Dw | Dw（各月） |  | 4 | #REF! | #REF! | #REF! | #REF! | #REF! | #REF! | #REF! | #REF! | #REF! | #REF! | #REF! | #REF! | #REF! | #REF! | #REF! | #REF! | #REF! | #REF! | #REF! | #REF! | #REF! | #REF! | #REF! | #REF! | #REF! | #REF! | #REF! | #REF! | #REF! | #REF! | #REF! | #REF! | #REF! | #REF! | #REF! | #REF! | #REF! | #REF! | #REF! | #REF! | #REF! | #REF! | #REF! | #REF! | #REF! | #REF! | #REF! | #REF!
休業日数 Dh | 対象月日数-Dw（各月 |  | 5 | #REF! | #REF! | #REF! | #REF! | #REF! | #REF! | #REF! | #REF! | #REF! | #REF! | #REF! | #REF! | #REF! | #REF! | #REF! | #REF! | #REF! | #REF! | #REF! | #REF! | #REF! | #REF! | #REF! | #REF! | #REF! | #REF! | #REF! | #REF! | #REF! | #REF! | #REF! | #REF! | #REF! | #REF! | #REF! | #REF! | #REF! | #REF! | #REF! | #REF! | #REF! | #REF! | #REF! | #REF! | #REF! | #REF! | #REF! | #REF!
Dw年間 |  | #REF! | 6 | #REF! | #REF! | #REF! | #REF! | #REF! | #REF! | #REF! | #REF! | #REF! | #REF! | #REF! | #REF! | #REF! | #REF! | #REF! | #REF! | #REF! | #REF! | #REF! | #REF! | #REF! | #REF! | #REF! | #REF! | #REF! | #REF! | #REF! | #REF! | #REF! | #REF! | #REF! | #REF! | #REF! | #REF! | #REF! | #REF! | #REF! | #REF! | #REF! | #REF! | #REF! | #REF! | #REF! | #REF! | #REF! | #REF! | #REF! | #REF!
Dh年間 |  | #REF! | 7 | #REF! | #REF! | #REF! | #REF! | #REF! | #REF! | #REF! | #REF! | #REF! | #REF! | #REF! | #REF! | #REF! | #REF! | #REF! | #REF! | #REF! | #REF! | #REF! | #REF! | #REF! | #REF! | #REF! | #REF! | #REF! | #REF! | #REF! | #REF! | #REF! | #REF! | #REF! | #REF! | #REF! | #REF! | #REF! | #REF! | #REF! | #REF! | #REF! | #REF! | #REF! | #REF! | #REF! | #REF! | #REF! | #REF! | #REF! | #REF!
稼働時間内電力 Xw | （30分毎の電力（XX））/K）^2*0.5の24時間分の一年分 | #REF! | 8 | #REF! | #REF! | #REF! | #REF! | #REF! | #REF! | #REF! | #REF! | #REF! | #REF! | #REF! | #REF! | #REF! | #REF! | #REF! | #REF! | #REF! | #REF! | #REF! | #REF! | #REF! | #REF! | #REF! | #REF! | #REF! | #REF! | #REF! | #REF! | #REF! | #REF! | #REF! | #REF! | #REF! | #REF! | #REF! | #REF! | #REF! | #REF! | #REF! | #REF! | #REF! | #REF! | #REF! | #REF! | #REF! | #REF! | #REF! | #REF!
稼働時間外電力 Xo | （30分毎の電力（XX））/K）^2*0.5の24時間分の一年分 | #REF! | 9 | #REF! | #REF! | #REF! | #REF! | #REF! | #REF! | #REF! | #REF! | #REF! | #REF! | #REF! | #REF! | #REF! | #REF! | #REF! | #REF! | #REF! | #REF! | #REF! | #REF! | #REF! | #REF! | #REF! | #REF! | #REF! | #REF! | #REF! | #REF! | #REF! | #REF! | #REF! | #REF! | #REF! | #REF! | #REF! | #REF! | #REF! | #REF! | #REF! | #REF! | #REF! | #REF! | #REF! | #REF! | #REF! | #REF! | #REF! | #REF!
高負荷時平均負荷率 Rew | √1/Tw*（Xw/Tw） | #REF! | 10 | #REF! | #REF! | #REF! | #REF! | #REF! | #REF! | #REF! | #REF! | #REF! | #REF! | #REF! | #REF! | #REF! | #REF! | #REF! | #REF! | #REF! | #REF! | #REF! | #REF! | #REF! | #REF! | #REF! | #REF! | #REF! | #REF! | #REF! | #REF! | #REF! | #REF! | #REF! | #REF! | #REF! | #REF! | #REF! | #REF! | #REF! | #REF! | #REF! | #REF! | #REF! | #REF! | #REF! | #REF! | #REF! | #REF! | #REF! | #REF!
低負荷時平均負荷率 Reo | √1/To*（Xo/To） | #REF! | 11 | #REF! | #REF! | #REF! | #REF! | #REF! | #REF! | #REF! | #REF! | #REF! | #REF! | #REF! | #REF! | #REF! | #REF! | #REF! | #REF! | #REF! | #REF! | #REF! | #REF! | #REF! | #REF! | #REF! | #REF! | #REF! | #REF! | #REF! | #REF! | #REF! | #REF! | #REF! | #REF! | #REF! | #REF! | #REF! | #REF! | #REF! | #REF! | #REF! | #REF! | #REF! | #REF! | #REF! | #REF! | #REF! | #REF! | #REF! | #REF!
|  |  | 12 | #REF! | #REF! | #REF! | #REF! | #REF! | #REF! | #REF! | #REF! | #REF! | #REF! | #REF! | #REF! | #REF! | #REF! | #REF! | #REF! | #REF! | #REF! | #REF! | #REF! | #REF! | #REF! | #REF! | #REF! | #REF! | #REF! | #REF! | #REF! | #REF! | #REF! | #REF! | #REF! | #REF! | #REF! | #REF! | #REF! | #REF! | #REF! | #REF! | #REF! | #REF! | #REF! | #REF! | #REF! | #REF! | #REF! | #REF! | #REF!
|  |  | 1 | #REF! | #REF! | #REF! | #REF! | #REF! | #REF! | #REF! | #REF! | #REF! | #REF! | #REF! | #REF! | #REF! | #REF! | #REF! | #REF! | #REF! | #REF! | #REF! | #REF! | #REF! | #REF! | #REF! | #REF! | #REF! | #REF! | #REF! | #REF! | #REF! | #REF! | #REF! | #REF! | #REF! | #REF! | #REF! | #REF! | #REF! | #REF! | #REF! | #REF! | #REF! | #REF! | #REF! | #REF! | #REF! | #REF! | #REF! | #REF!
|  |  | 2 | #REF! | #REF! | #REF! | #REF! | #REF! | #REF! | #REF! | #REF! | #REF! | #REF! | #REF! | #REF! | #REF! | #REF! | #REF! | #REF! | #REF! | #REF! | #REF! | #REF! | #REF! | #REF! | #REF! | #REF! | #REF! | #REF! | #REF! | #REF! | #REF! | #REF! | #REF! | #REF! | #REF! | #REF! | #REF! | #REF! | #REF! | #REF! | #REF! | #REF! | #REF! | #REF! | #REF! | #REF! | #REF! | #REF! | #REF! | #REF!
|  |  | 3 | #REF! | #REF! | #REF! | #REF! | #REF! | #REF! | #REF! | #REF! | #REF! | #REF! | #REF! | #REF! | #REF! | #REF! | #REF! | #REF! | #REF! | #REF! | #REF! | #REF! | #REF! | #REF! | #REF! | #REF! | #REF! | #REF! | #REF! | #REF! | #REF! | #REF! | #REF! | #REF! | #REF! | #REF! | #REF! | #REF! | #REF! | #REF! | #REF! | #REF! | #REF! | #REF! | #REF! | #REF! | #REF! | #REF! | #REF! | #REF!
|  |  |  | 0 | 0 | 1 | 1 | 2 | 2 | 3 | 3 | 4 | 4 | 5 | 5 | 6 | 6 | 7 | 7 | 8 | 8 | 9 | 9 | 10 | 10 | 11 | 11 | 12 | 12 | 13 | 13 | 14 | 14 | 15 | 15 | 16 | 16 | 17 | 17 | 18 | 18 | 19 | 19 | 20 | 20 | 21 | 21 | 22 | 22 | 23 | 23
|  |  |  | #REF! | #REF! | #REF! | #REF! | #REF! | #REF! | #REF! | #REF! | #REF! | #REF! | #REF! | #REF! | #REF! | #REF! | #REF! | #REF! | #REF! | #REF! | #REF! | #REF! | #REF! | #REF! | #REF! | #REF! | #REF! | #REF! | #REF! | #REF! | #REF! | #REF! | #REF! | #REF! | #REF! | #REF! | #REF! | #REF! | #REF! | #REF! | #REF! | #REF! | #REF! | #REF! | #REF! | #REF! | #REF! | #REF! | #REF!
|  |  | 月 | #REF! | #REF! | #REF! | #REF! | #REF! | #REF! | #REF! | #REF! | #REF! | #REF! | #REF! | #REF! | #REF! | #REF! | #REF! | #REF! | #REF! | #REF! | #REF! | #REF! | #REF! | #REF! | #REF! | #REF! | #REF! | #REF! | #REF! | #REF! | #REF! | #REF! | #REF! | #REF! | #REF! | #REF! | #REF! | #REF! | #REF! | #REF! | #REF! | #REF! | #REF! | #REF! | #REF! | #REF! | #REF! | #REF! | #REF! | 48
| Xw | 時間内 | 4 | #REF! | #REF! | #REF! | #REF! | #REF! | #REF! | #REF! | #REF! | #REF! | #REF! | #REF! | #REF! | #REF! | #REF! | #REF! | #REF! | #REF! | #REF! | #REF! | #REF! | #REF! | #REF! | #REF! | #REF! | #REF! | #REF! | #REF! | #REF! | #REF! | #REF! | #REF! | #REF! | #REF! | #REF! | #REF! | #REF! | #REF! | #REF! | #REF! | #REF! | #REF! | #REF! | #REF! | #REF! | #REF! | #REF! | #REF! | 0 | #REF! | Xw
| Xo | 時間外 | 4 | #REF! | #REF! | #REF! | #REF! | #REF! | #REF! | #REF! | #REF! | #REF! | #REF! | #REF! | #REF! | #REF! | #REF! | #REF! | #REF! | #REF! | #REF! | #REF! | #REF! | #REF! | #REF! | #REF! | #REF! | #REF! | #REF! | #REF! | #REF! | #REF! | #REF! | #REF! | #REF! | #REF! | #REF! | #REF! | #REF! | #REF! | #REF! | #REF! | #REF! | #REF! | #REF! | #REF! | #REF! | #REF! | #REF! | #REF! | #REF! | #REF! | Xo
| Xw | 時間内 | 5 | #REF! | #REF! | #REF! | #REF! | #REF! | #REF! | #REF! | #REF! | #REF! | #REF! | #REF! | #REF! | #REF! | #REF! | #REF! | #REF! | #REF! | #REF! | #REF! | #REF! | #REF! | #REF! | #REF! | #REF! | #REF! | #REF! | #REF! | #REF! | #REF! | #REF! | #REF! | #REF! | #REF! | #REF! | #REF! | #REF! | #REF! | #REF! | #REF! | #REF! | #REF! | #REF! | #REF! | #REF! | #REF! | #REF! | #REF! | 0 | #REF! | Xw
| Xo | 時間外 | 5 | #REF! | #REF! | #REF! | #REF! | #REF! | #REF! | #REF! | #REF! | #REF! | #REF! | #REF! | #REF! | #REF! | #REF! | #REF! | #REF! | #REF! | #REF! | #REF! | #REF! | #REF! | #REF! | #REF! | #REF! | #REF! | #REF! | #REF! | #REF! | #REF! | #REF! | #REF! | #REF! | #REF! | #REF! | #REF! | #REF! | #REF! | #REF! | #REF! | #REF! | #REF! | #REF! | #REF! | #REF! | #REF! | #REF! | #REF! | #REF! | #REF! | Xo
| Xw | 時間内 | 6 | #REF! | #REF! | #REF! | #REF! | #REF! | #REF! | #REF! | #REF! | #REF! | #REF! | #REF! | #REF! | #REF! | #REF! | #REF! | #REF! | #REF! | #REF! | #REF! | #REF! | #REF! | #REF! | #REF! | #REF! | #REF! | #REF! | #REF! | #REF! | #REF! | #REF! | #REF! | #REF! | #REF! | #REF! | #REF! | #REF! | #REF! | #REF! | #REF! | #REF! | #REF! | #REF! | #REF! | #REF! | #REF! | #REF! | #REF! | 0 | #REF! | Xw
| Xo | 時間外 | 6 | #REF! | #REF! | #REF! | #REF! | #REF! | #REF! | #REF! | #REF! | #REF! | #REF! | #REF! | #REF! | #REF! | #REF! | #REF! | #REF! | #REF! | #REF! | #REF! | #REF! | #REF! | #REF! | #REF! | #REF! | #REF! | #REF! | #REF! | #REF! | #REF! | #REF! | #REF! | #REF! | #REF! | #REF! | #REF! | #REF! | #REF! | #REF! | #REF! | #REF! | #REF! | #REF! | #REF! | #REF! | #REF! | #REF! | #REF! | #REF! | #REF! | Xo
| Xw | 時間内 | 7 | #REF! | #REF! | #REF! | #REF! | #REF! | #REF! | #REF! | #REF! | #REF! | #REF! | #REF! | #REF! | #REF! | #REF! | #REF! | #REF! | #REF! | #REF! | #REF! | #REF! | #REF! | #REF! | #REF! | #REF! | #REF! | #REF! | #REF! | #REF! | #REF! | #REF! | #REF! | #REF! | #REF! | #REF! | #REF! | #REF! | #REF! | #REF! | #REF! | #REF! | #REF! | #REF! | #REF! | #REF! | #REF! | #REF! | #REF! | 0 | #REF! | Xw
| Xo | 時間外 | 7 | #REF! | #REF! | #REF! | #REF! | #REF! | #REF! | #REF! | #REF! | #REF! | #REF! | #REF! | #REF! | #REF! | #REF! | #REF! | #REF! | #REF! | #REF! | #REF! | #REF! | #REF! | #REF! | #REF! | #REF! | #REF! | #REF! | #REF! | #REF! | #REF! | #REF! | #REF! | #REF! | #REF! | #REF! | #REF! | #REF! | #REF! | #REF! | #REF! | #REF! | #REF! | #REF! | #REF! | #REF! | #REF! | #REF! | #REF! | #REF! | #REF! | Xo
| Xw | 時間内 | 8 | #REF! | #REF! | #REF! | #REF! | #REF! | #REF! | #REF! | #REF! | #REF! | #REF! | #REF! | #REF! | #REF! | #REF! | #REF! | #REF! | #REF! | #REF! | #REF! | #REF! | #REF! | #REF! | #REF! | #REF! | #REF! | #REF! | #REF! | #REF! | #REF! | #REF! | #REF! | #REF! | #REF! | #REF! | #REF! | #REF! | #REF! | #REF! | #REF! | #REF! | #REF! | #REF! | #REF! | #REF! | #REF! | #REF! | #REF! | 0 | #REF! | Xw
| Xo | 時間外 | 8 | #REF! | #REF! | #REF! | #REF! | #REF! | #REF! | #REF! | #REF! | #REF! | #REF! | #REF! | #REF! | #REF! | #REF! | #REF! | #REF! | #REF! | #REF! | #REF! | #REF! | #REF! | #REF! | #REF! | #REF! | #REF! | #REF! | #REF! | #REF! | #REF! | #REF! | #REF! | #REF! | #REF! | #REF! | #REF! | #REF! | #REF! | #REF! | #REF! | #REF! | #REF! | #REF! | #REF! | #REF! | #REF! | #REF! | #REF! | #REF! | #REF! | Xo
| Xw | 時間内 | 9 | #REF! | #REF! | #REF! | #REF! | #REF! | #REF! | #REF! | #REF! | #REF! | #REF! | #REF! | #REF! | #REF! | #REF! | #REF! | #REF! | #REF! | #REF! | #REF! | #REF! | #REF! | #REF! | #REF! | #REF! | #REF! | #REF! | #REF! | #REF! | #REF! | #REF! | #REF! | #REF! | #REF! | #REF! | #REF! | #REF! | #REF! | #REF! | #REF! | #REF! | #REF! | #REF! | #REF! | #REF! | #REF! | #REF! | #REF! | 0 | #REF! | Xw
| Xo | 時間外 | 9 | #REF! | #REF! | #REF! | #REF! | #REF! | #REF! | #REF! | #REF! | #REF! | #REF! | #REF! | #REF! | #REF! | #REF! | #REF! | #REF! | #REF! | #REF! | #REF! | #REF! | #REF! | #REF! | #REF! | #REF! | #REF! | #REF! | #REF! | #REF! | #REF! | #REF! | #REF! | #REF! | #REF! | #REF! | #REF! | #REF! | #REF! | #REF! | #REF! | #REF! | #REF! | #REF! | #REF! | #REF! | #REF! | #REF! | #REF! | #REF! | #REF! | Xo
| Xw | 時間内 | 10 | #REF! | #REF! | #REF! | #REF! | #REF! | #REF! | #REF! | #REF! | #REF! | #REF! | #REF! | #REF! | #REF! | #REF! | #REF! | #REF! | #REF! | #REF! | #REF! | #REF! | #REF! | #REF! | #REF! | #REF! | #REF! | #REF! | #REF! | #REF! | #REF! | #REF! | #REF! | #REF! | #REF! | #REF! | #REF! | #REF! | #REF! | #REF! | #REF! | #REF! | #REF! | #REF! | #REF! | #REF! | #REF! | #REF! | #REF! | 0 | #REF! | Xw
| Xo | 時間外 | 10 | #REF! | #REF! | #REF! | #REF! | #REF! | #REF! | #REF! | #REF! | #REF! | #REF! | #REF! | #REF! | #REF! | #REF! | #REF! | #REF! | #REF! | #REF! | #REF! | #REF! | #REF! | #REF! | #REF! | #REF! | #REF! | #REF! | #REF! | #REF! | #REF! | #REF! | #REF! | #REF! | #REF! | #REF! | #REF! | #REF! | #REF! | #REF! | #REF! | #REF! | #REF! | #REF! | #REF! | #REF! | #REF! | #REF! | #REF! | #REF! | #REF! | Xo
| Xw | 時間内 | 11 | #REF! | #REF! | #REF! | #REF! | #REF! | #REF! | #REF! | #REF! | #REF! | #REF! | #REF! | #REF! | #REF! | #REF! | #REF! | #REF! | #REF! | #REF! | #REF! | #REF! | #REF! | #REF! | #REF! | #REF! | #REF! | #REF! | #REF! | #REF! | #REF! | #REF! | #REF! | #REF! | #REF! | #REF! | #REF! | #REF! | #REF! | #REF! | #REF! | #REF! | #REF! | #REF! | #REF! | #REF! | #REF! | #REF! | #REF! | 0 | #REF! | Xw
| Xo | 時間外 | 11 | #REF! | #REF! | #REF! | #REF! | #REF! | #REF! | #REF! | #REF! | #REF! | #REF! | #REF! | #REF! | #REF! | #REF! | #REF! | #REF! | #REF! | #REF! | #REF! | #REF! | #REF! | #REF! | #REF! | #REF! | #REF! | #REF! | #REF! | #REF! | #REF! | #REF! | #REF! | #REF! | #REF! | #REF! | #REF! | #REF! | #REF! | #REF! | #REF! | #REF! | #REF! | #REF! | #REF! | #REF! | #REF! | #REF! | #REF! | #REF! | #REF! | Xo
| Xw | 時間内 | 12 | #REF! | #REF! | #REF! | #REF! | #REF! | #REF! | #REF! | #REF! | #REF! | #REF! | #REF! | #REF! | #REF! | #REF! | #REF! | #REF! | #REF! | #REF! | #REF! | #REF! | #REF! | #REF! | #REF! | #REF! | #REF! | #REF! | #REF! | #REF! | #REF! | #REF! | #REF! | #REF! | #REF! | #REF! | #REF! | #REF! | #REF! | #REF! | #REF! | #REF! | #REF! | #REF! | #REF! | #REF! | #REF! | #REF! | #REF! | 0 | #REF! | Xw
| Xo | 時間外 | 12 | #REF! | #REF! | #REF! | #REF! | #REF! | #REF! | #REF! | #REF! | #REF! | #REF! | #REF! | #REF! | #REF! | #REF! | #REF! | #REF! | #REF! | #REF! | #REF! | #REF! | #REF! | #REF! | #REF! | #REF! | #REF! | #REF! | #REF! | #REF! | #REF! | #REF! | #REF! | #REF! | #REF! | #REF! | #REF! | #REF! | #REF! | #REF! | #REF! | #REF! | #REF! | #REF! | #REF! | #REF! | #REF! | #REF! | #REF! | #REF! | #REF! | Xo
| Xw | 時間内 | 1 | #REF! | #REF! | #REF! | #REF! | #REF! | #REF! | #REF! | #REF! | #REF! | #REF! | #REF! | #REF! | #REF! | #REF! | #REF! | #REF! | #REF! | #REF! | #REF! | #REF! | #REF! | #REF! | #REF! | #REF! | #REF! | #REF! | #REF! | #REF! | #REF! | #REF! | #REF! | #REF! | #REF! | #REF! | #REF! | #REF! | #REF! | #REF! | #REF! | #REF! | #REF! | #REF! | #REF! | #REF! | #REF! | #REF! | #REF! | 0 | #REF! | Xw
| Xo | 時間外 | 1 | #REF! | #REF! | #REF! | #REF! | #REF! | #REF! | #REF! | #REF! | #REF! | #REF! | #REF! | #REF! | #REF! | #REF! | #REF! | #REF! | #REF! | #REF! | #REF! | #REF! | #REF! | #REF! | #REF! | #REF! | #REF! | #REF! | #REF! | #REF! | #REF! | #REF! | #REF! | #REF! | #REF! | #REF! | #REF! | #REF! | #REF! | #REF! | #REF! | #REF! | #REF! | #REF! | #REF! | #REF! | #REF! | #REF! | #REF! | #REF! | #REF! | Xo
| Xw | 時間内 | 2 | #REF! | #REF! | #REF! | #REF! | #REF! | #REF! | #REF! | #REF! | #REF! | #REF! | #REF! | #REF! | #REF! | #REF! | #REF! | #REF! | #REF! | #REF! | #REF! | #REF! | #REF! | #REF! | #REF! | #REF! | #REF! | #REF! | #REF! | #REF! | #REF! | #REF! | #REF! | #REF! | #REF! | #REF! | #REF! | #REF! | #REF! | #REF! | #REF! | #REF! | #REF! | #REF! | #REF! | #REF! | #REF! | #REF! | #REF! | 0 | #REF! | Xw
| Xo | 時間外 | 2 | #REF! | #REF! | #REF! | #REF! | #REF! | #REF! | #REF! | #REF! | #REF! | #REF! | #REF! | #REF! | #REF! | #REF! | #REF! | #REF! | #REF! | #REF! | #REF! | #REF! | #REF! | #REF! | #REF! | #REF! | #REF! | #REF! | #REF! | #REF! | #REF! | #REF! | #REF! | #REF! | #REF! | #REF! | #REF! | #REF! | #REF! | #REF! | #REF! | #REF! | #REF! | #REF! | #REF! | #REF! | #REF! | #REF! | #REF! | #REF! | #REF! | Xo
| Xw | 時間内 | 3 | #REF! | #REF! | #REF! | #REF! | #REF! | #REF! | #REF! | #REF! | #REF! | #REF! | #REF! | #REF! | #REF! | #REF! | #REF! | #REF! | #REF! | #REF! | #REF! | #REF! | #REF! | #REF! | #REF! | #REF! | #REF! | #REF! | #REF! | #REF! | #REF! | #REF! | #REF! | #REF! | #REF! | #REF! | #REF! | #REF! | #REF! | #REF! | #REF! | #REF! | #REF! | #REF! | #REF! | #REF! | #REF! | #REF! | #REF! | 0 | #REF! | Xw
| Xo | 時間外 | 3 | #REF! | #REF! | #REF! | #REF! | #REF! | #REF! | #REF! | #REF! | #REF! | #REF! | #REF! | #REF! | #REF! | #REF! | #REF! | #REF! | #REF! | #REF! | #REF! | #REF! | #REF! | #REF! | #REF! | #REF! | #REF! | #REF! | #REF! | #REF! | #REF! | #REF! | #REF! | #REF! | #REF! | #REF! | #REF! | #REF! | #REF! | #REF! | #REF! | #REF! | #REF! | #REF! | #REF! | #REF! | #REF! | #REF! | #REF! | #REF! | #REF! | Xo
[6 empty] | No1 | No2 | No3 | No4 | No5 | No6 | No7 | No8 | No9 | No10 | No11 | No12 | No13 | No14 | No15 | No16 | No17 | No18 | No19 | No20
変圧器ごとの負荷損 Pc | Pcを合算 |  |  |  | 容量[W] | #REF! | #REF! | #REF! | #REF! | #REF! | #REF! | #REF! | #REF! | #REF! | #REF! | #REF! | #REF! | #REF! | #REF! | #REF! | #REF! | #REF! | #REF! | #REF! | #REF! | #REF!
変圧器ごとの無負荷損 Pi | Piを合算 |  |  | Pc | 負荷損 Ww | #REF! | #REF! | #REF! | #REF! | #REF! | #REF! | #REF! | #REF! | #REF! | #REF! | #REF! | #REF! | #REF! | #REF! | #REF! | #REF! | #REF! | #REF! | #REF! | #REF! | #REF!
負荷損 Ww | Pc/1000*（Rew^2*Tws+Reo^2*Tos） |  |  | Pi | 無負荷損 Wo | #REF! | #REF! | #REF! | #REF! | #REF! | #REF! | #REF! | #REF! | #REF! | #REF! | #REF! | #REF! | #REF! | #REF! | #REF! | #REF! | #REF! | #REF! | #REF! | #REF! | #REF!
無負荷損 Wo | Pi/1000*24*（Dw+Dh） |  |  |  |  | 4 | 5 | 6 | 7 | 8 | 9 | 10 | 11 | 12 | 1 | 2 | 3
全損失 W | Ww+Wo |  | 負荷損 Ww | No1 | 負荷損 Ww | #REF! | #REF! | #REF! | #REF! | #REF! | #REF! | #REF! | #REF! | #REF! | #REF! | #REF! | #REF!
|  |  | 無負荷損 Wo | No1 | 無負荷損 Wo | #REF! | #REF! | #REF! | #REF! | #REF! | #REF! | #REF! | #REF! | #REF! | #REF! | #REF! | #REF!
|  |  | 全損失 W | No1 | 全損失 W | #REF! | #REF! | #REF! | #REF! | #REF! | #REF! | #REF! | #REF! | #REF! | #REF! | #REF! | #REF! | #REF!
|  |  | 負荷損 Ww | No2 | 負荷損 Ww | #REF! | #REF! | #REF! | #REF! | #REF! | #REF! | #REF! | #REF! | #REF! | #REF! | #REF! | #REF!
|  |  | 無負荷損 Wo | No2 | 無負荷損 Wo | #REF! | #REF! | #REF! | #REF! | #REF! | #REF! | #REF! | #REF! | #REF! | #REF! | #REF! | #REF!
|  |  | 全損失 W | No2 | 全損失 W | #REF! | #REF! | #REF! | #REF! | #REF! | #REF! | #REF! | #REF! | #REF! | #REF! | #REF! | #REF! | #REF!
|  |  | 負荷損 Ww | No3 | 負荷損 Ww | #REF! | #REF! | #REF! | #REF! | #REF! | #REF! | #REF! | #REF! | #REF! | #REF! | #REF! | #REF!
|  |  | 無負荷損 Wo | No3 | 無負荷損 Wo | #REF! | #REF! | #REF! | #REF! | #REF! | #REF! | #REF! | #REF! | #REF! | #REF! | #REF! | #REF!
|  |  | 全損失 W | No3 | 全損失 W | #REF! | #REF! | #REF! | #REF! | #REF! | #REF! | #REF! | #REF! | #REF! | #REF! | #REF! | #REF! | #REF!
|  |  | 負荷損 Ww | No4 | 負荷損 Ww | #REF! | #REF! | #REF! | #REF! | #REF! | #REF! | #REF! | #REF! | #REF! | #REF! | #REF! | #REF!
|  |  | 無負荷損 Wo | No4 | 無負荷損 Wo | #REF! | #REF! | #REF! | #REF! | #REF! | #REF! | #REF! | #REF! | #REF! | #REF! | #REF! | #REF!
|  |  | 全損失 W | No4 | 全損失 W | #REF! | #REF! | #REF! | #REF! | #REF! | #REF! | #REF! | #REF! | #REF! | #REF! | #REF! | #REF! | #REF!
|  |  | 負荷損 Ww | No5 | 負荷損 Ww | #REF! | #REF! | #REF! | #REF! | #REF! | #REF! | #REF! | #REF! | #REF! | #REF! | #REF! | #REF!
|  |  | 無負荷損 Wo | No5 | 無負荷損 Wo | #REF! | #REF! | #REF! | #REF! | #REF! | #REF! | #REF! | #REF! | #REF! | #REF! | #REF! | #REF!
|  |  | 全損失 W | No5 | 全損失 W | #REF! | #REF! | #REF! | #REF! | #REF! | #REF! | #REF! | #REF! | #REF! | #REF! | #REF! | #REF! | #REF!
|  |  | 負荷損 Ww | No6 | 負荷損 Ww | #REF! | #REF! | #REF! | #REF! | #REF! | #REF! | #REF! | #REF! | #REF! | #REF! | #REF! | #REF!
|  |  | 無負荷損 Wo | No6 | 無負荷損 Wo | #REF! | #REF! | #REF! | #REF! | #REF! | #REF! | #REF! | #REF! | #REF! | #REF! | #REF! | #REF!
|  |  | 全損失 W | No6 | 全損失 W | #REF! | #REF! | #REF! | #REF! | #REF! | #REF! | #REF! | #REF! | #REF! | #REF! | #REF! | #REF! | #REF!
|  |  | 負荷損 Ww | No7 | 負荷損 Ww | #REF! | #REF! | #REF! | #REF! | #REF! | #REF! | #REF! | #REF! | #REF! | #REF! | #REF! | #REF!
|  |  | 無負荷損 Wo | No7 | 無負荷損 Wo | #REF! | #REF! | #REF! | #REF! | #REF! | #REF! | #REF! | #REF! | #REF! | #REF! | #REF! | #REF!
|  |  | 全損失 W | No7 | 全損失 W | #REF! | #REF! | #REF! | #REF! | #REF! | #REF! | #REF! | #REF! | #REF! | #REF! | #REF! | #REF! | #REF!
|  |  | 負荷損 Ww | No8 | 負荷損 Ww | #REF! | #REF! | #REF! | #REF! | #REF! | #REF! | #REF! | #REF! | #REF! | #REF! | #REF! | #REF!
|  |  | 無負荷損 Wo | No8 | 無負荷損 Wo | #REF! | #REF! | #REF! | #REF! | #REF! | #REF! | #REF! | #REF! | #REF! | #REF! | #REF! | #REF!
|  |  | 全損失 W | No8 | 全損失 W | #REF! | #REF! | #REF! | #REF! | #REF! | #REF! | #REF! | #REF! | #REF! | #REF! | #REF! | #REF! | #REF!
|  |  | 負荷損 Ww | No9 | 負荷損 Ww | #REF! | #REF! | #REF! | #REF! | #REF! | #REF! | #REF! | #REF! | #REF! | #REF! | #REF! | #REF!
|  |  | 無負荷損 Wo | No9 | 無負荷損 Wo | #REF! | #REF! | #REF! | #REF! | #REF! | #REF! | #REF! | #REF! | #REF! | #REF! | #REF! | #REF!
|  |  | 全損失 W | No9 | 全損失 W | #REF! | #REF! | #REF! | #REF! | #REF! | #REF! | #REF! | #REF! | #REF! | #REF! | #REF! | #REF! | #REF!
|  |  | 負荷損 Ww | No10 | 負荷損 Ww | #REF! | #REF! | #REF! | #REF! | #REF! | #REF! | #REF! | #REF! | #REF! | #REF! | #REF! | #REF!
|  |  | 無負荷損 Wo | No10 | 無負荷損 Wo | #REF! | #REF! | #REF! | #REF! | #REF! | #REF! | #REF! | #REF! | #REF! | #REF! | #REF! | #REF!
|  |  | 全損失 W | No10 | 全損失 W | #REF! | #REF! | #REF! | #REF! | #REF! | #REF! | #REF! | #REF! | #REF! | #REF! | #REF! | #REF! | #REF!
|  |  | 負荷損 Ww | No11 | 負荷損 Ww | #REF! | #REF! | #REF! | #REF! | #REF! | #REF! | #REF! | #REF! | #REF! | #REF! | #REF! | #REF!
|  |  | 無負荷損 Wo | No11 | 無負荷損 Wo | #REF! | #REF! | #REF! | #REF! | #REF! | #REF! | #REF! | #REF! | #REF! | #REF! | #REF! | #REF!
|  |  | 全損失 W | No11 | 全損失 W | #REF! | #REF! | #REF! | #REF! | #REF! | #REF! | #REF! | #REF! | #REF! | #REF! | #REF! | #REF! | #REF!
|  |  | 負荷損 Ww | No12 | 負荷損 Ww | #REF! | #REF! | #REF! | #REF! | #REF! | #REF! | #REF! | #REF! | #REF! | #REF! | #REF! | #REF!
|  |  | 無負荷損 Wo | No12 | 無負荷損 Wo | #REF! | #REF! | #REF! | #REF! | #REF! | #REF! | #REF! | #REF! | #REF! | #REF! | #REF! | #REF!
|  |  | 全損失 W | No12 | 全損失 W | #REF! | #REF! | #REF! | #REF! | #REF! | #REF! | #REF! | #REF! | #REF! | #REF! | #REF! | #REF! | #REF!
|  |  | 負荷損 Ww | No13 | 負荷損 Ww | #REF! | #REF! | #REF! | #REF! | #REF! | #REF! | #REF! | #REF! | #REF! | #REF! | #REF! | #REF!
|  |  | 無負荷損 Wo | No13 | 無負荷損 Wo | #REF! | #REF! | #REF! | #REF! | #REF! | #REF! | #REF! | #REF! | #REF! | #REF! | #REF! | #REF!
|  |  | 全損失 W | No13 | 全損失 W | #REF! | #REF! | #REF! | #REF! | #REF! | #REF! | #REF! | #REF! | #REF! | #REF! | #REF! | #REF! | #REF!
|  |  | 負荷損 Ww | No14 | 負荷損 Ww | #REF! | #REF! | #REF! | #REF! | #REF! | #REF! | #REF! | #REF! | #REF! | #REF! | #REF! | #REF!
|  |  | 無負荷損 Wo | No14 | 無負荷損 Wo | #REF! | #REF! | #REF! | #REF! | #REF! | #REF! | #REF! | #REF! | #REF! | #REF! | #REF! | #REF!
|  |  | 全損失 W | No14 | 全損失 W | #REF! | #REF! | #REF! | #REF! | #REF! | #REF! | #REF! | #REF! | #REF! | #REF! | #REF! | #REF! | #REF!
|  |  | 負荷損 Ww | No15 | 負荷損 Ww | #REF! | #REF! | #REF! | #REF! | #REF! | #REF! | #REF! | #REF! | #REF! | #REF! | #REF! | #REF!
|  |  | 無負荷損 Wo | No15 | 無負荷損 Wo | #REF! | #REF! | #REF! | #REF! | #REF! | #REF! | #REF! | #REF! | #REF! | #REF! | #REF! | #REF!
|  |  | 全損失 W | No15 | 全損失 W | #REF! | #REF! | #REF! | #REF! | #REF! | #REF! | #REF! | #REF! | #REF! | #REF! | #REF! | #REF! | #REF!
|  |  | 負荷損 Ww | No16 | 負荷損 Ww | #REF! | #REF! | #REF! | #REF! | #REF! | #REF! | #REF! | #REF! | #REF! | #REF! | #REF! | #REF!
|  |  | 無負荷損 Wo | No16 | 無負荷損 Wo | #REF! | #REF! | #REF! | #REF! | #REF! | #REF! | #REF! | #REF! | #REF! | #REF! | #REF! | #REF!
|  |  | 全損失 W | No16 | 全損失 W | #REF! | #REF! | #REF! | #REF! | #REF! | #REF! | #REF! | #REF! | #REF! | #REF! | #REF! | #REF! | #REF!
|  |  | 負荷損 Ww | No17 | 負荷損 Ww | #REF! | #REF! | #REF! | #REF! | #REF! | #REF! | #REF! | #REF! | #REF! | #REF! | #REF! | #REF!
|  |  | 無負荷損 Wo | No17 | 無負荷損 Wo | #REF! | #REF! | #REF! | #REF! | #REF! | #REF! | #REF! | #REF! | #REF! | #REF! | #REF! | #REF!
|  |  | 全損失 W | No17 | 全損失 W | #REF! | #REF! | #REF! | #REF! | #REF! | #REF! | #REF! | #REF! | #REF! | #REF! | #REF! | #REF! | #REF!
|  |  | 負荷損 Ww | No18 | 負荷損 Ww | #REF! | #REF! | #REF! | #REF! | #REF! | #REF! | #REF! | #REF! | #REF! | #REF! | #REF! | #REF!
|  |  | 無負荷損 Wo | No18 | 無負荷損 Wo | #REF! | #REF! | #REF! | #REF! | #REF! | #REF! | #REF! | #REF! | #REF! | #REF! | #REF! | #REF!
|  |  | 全損失 W | No18 | 全損失 W | #REF! | #REF! | #REF! | #REF! | #REF! | #REF! | #REF! | #REF! | #REF! | #REF! | #REF! | #REF! | #REF!
|  |  | 負荷損 Ww | No19 | 負荷損 Ww | #REF! | #REF! | #REF! | #REF! | #REF! | #REF! | #REF! | #REF! | #REF! | #REF! | #REF! | #REF!
|  |  | 無負荷損 Wo | No19 | 無負荷損 Wo | #REF! | #REF! | #REF! | #REF! | #REF! | #REF! | #REF! | #REF! | #REF! | #REF! | #REF! | #REF!
|  |  | 全損失 W | No19 | 全損失 W | #REF! | #REF! | #REF! | #REF! | #REF! | #REF! | #REF! | #REF! | #REF! | #REF! | #REF! | #REF! | #REF!
|  |  | 負荷損 Ww | No20 | 負荷損 Ww | #REF! | #REF! | #REF! | #REF! | #REF! | #REF! | #REF! | #REF! | #REF! | #REF! | #REF! | #REF!
|  |  | 無負荷損 Wo | No20 | 無負荷損 Wo | #REF! | #REF! | #REF! | #REF! | #REF! | #REF! | #REF! | #REF! | #REF! | #REF! | #REF! | #REF!
|  |  | 全損失 W | No20 | 全損失 W | #REF! | #REF! | #REF! | #REF! | #REF! | #REF! | #REF! | #REF! | #REF! | #REF! | #REF! | #REF! | #REF!
|  |  | AA | 合計 |  | 3: #REF!
|  |  |  | 合計 |  | 3: #REF!
|  |  |  | 全損失月合計 |  | #REF! | #REF! | #REF! | #REF! | #REF! | #REF! | #REF! | #REF! | #REF! | #REF! | #REF! | #REF!

## 導入設備 (hidden)
|  | #REF! | #REF! | 0 | 1 | 2 | 3 | 4 | 5 | 6 | 7 | 8 | 9 | 10 | 11 | 12 | 13 | 14 | 15 | 16 | 17 | 18 | 19 | 20 | 21 | 22 | 23
|  | 始業 | 終業 | 2 | 4 | 6 | 8 | 10 | 12 | 14 | 16 | 18 | 20 | 22 | 24 | 26 | 28 | 30 | 32 | 34 | 36 | 38 | 40 | 42 | 44 | 46 | 48
始業時間 ls | ls |  |  |  | 4 | 5 | 6 | 7 | 8 | 9 | 10 | 11 | 12 | 1 | 2 | 3
終業時間 le | le |  |  |  | #REF! | #REF! | #REF! | #REF! | #REF! | #REF! | #REF! | #REF! | #REF! | #REF! | #REF! | #REF!
電力データ（CSV） | XX |  |  |  | #REF! | #REF! | #REF! | #REF! | #REF! | #REF! | #REF! | #REF! | #REF! | #REF! | #REF! | #REF!
変化器ごとの容量 Y（総容量 K） | Yを合算 | #REF! | 高負荷時間 Tws | Dw*Tw（各月） | #REF! | #REF! | #REF! | #REF! | #REF! | #REF! | #REF! | #REF! | #REF! | #REF! | #REF! | #REF!
稼働時間 Tw | le-ls | #REF! | 低負荷時間 Tos | Dw*To+Dh*24（各月） | #REF! | #REF! | #REF! | #REF! | #REF! | #REF! | #REF! | #REF! | #REF! | #REF! | #REF! | #REF!
休業時間 To | 24-Tw | #REF! |  | #REF! | #REF! | #REF! | #REF! | #REF! | #REF! | #REF! | #REF! | #REF! | #REF! | #REF! | #REF! | #REF! | #REF! | #REF! | #REF! | #REF! | #REF! | #REF! | #REF! | #REF! | #REF! | #REF! | #REF!
稼働日数 Dw | Dw（各月） |  | 4 | #REF! | #REF! | #REF! | #REF! | #REF! | #REF! | #REF! | #REF! | #REF! | #REF! | #REF! | #REF! | #REF! | #REF! | #REF! | #REF! | #REF! | #REF! | #REF! | #REF! | #REF! | #REF! | #REF! | #REF!
休業日数 Dh | 対象月日数-Dw（各月 |  | 5 | #REF! | #REF! | #REF! | #REF! | #REF! | #REF! | #REF! | #REF! | #REF! | #REF! | #REF! | #REF! | #REF! | #REF! | #REF! | #REF! | #REF! | #REF! | #REF! | #REF! | #REF! | #REF! | #REF! | #REF!
Dw年間 |  | #REF! | 6 | #REF! | #REF! | #REF! | #REF! | #REF! | #REF! | #REF! | #REF! | #REF! | #REF! | #REF! | #REF! | #REF! | #REF! | #REF! | #REF! | #REF! | #REF! | #REF! | #REF! | #REF! | #REF! | #REF! | #REF!
Dh年間 |  | #REF! | 7 | #REF! | #REF! | #REF! | #REF! | #REF! | #REF! | #REF! | #REF! | #REF! | #REF! | #REF! | #REF! | #REF! | #REF! | #REF! | #REF! | #REF! | #REF! | #REF! | #REF! | #REF! | #REF! | #REF! | #REF!
稼働時間内電力 Xw | （30分毎を1時間分に合算した対象時間の電力（XX））/K）^2*0.5の24時間分の一年分 | #REF! | 8 | #REF! | #REF! | #REF! | #REF! | #REF! | #REF! | #REF! | #REF! | #REF! | #REF! | #REF! | #REF! | #REF! | #REF! | #REF! | #REF! | #REF! | #REF! | #REF! | #REF! | #REF! | #REF! | #REF! | #REF!
稼働時間外電力 Xo | （30分毎を1時間分に合算した対象時間の電力（XX））/K）^2*0.5の24時間分の一年分 | #REF! | 9 | #REF! | #REF! | #REF! | #REF! | #REF! | #REF! | #REF! | #REF! | #REF! | #REF! | #REF! | #REF! | #REF! | #REF! | #REF! | #REF! | #REF! | #REF! | #REF! | #REF! | #REF! | #REF! | #REF! | #REF!
高負荷時平均負荷率 Rew | Xw/Tw^0.5 | #REF! | 10 | #REF! | #REF! | #REF! | #REF! | #REF! | #REF! | #REF! | #REF! | #REF! | #REF! | #REF! | #REF! | #REF! | #REF! | #REF! | #REF! | #REF! | #REF! | #REF! | #REF! | #REF! | #REF! | #REF! | #REF!
低負荷時平均負荷率 Reo | Xo/To^0.5 | #REF! | 11 | #REF! | #REF! | #REF! | #REF! | #REF! | #REF! | #REF! | #REF! | #REF! | #REF! | #REF! | #REF! | #REF! | #REF! | #REF! | #REF! | #REF! | #REF! | #REF! | #REF! | #REF! | #REF! | #REF! | #REF!
|  |  | 12 | #REF! | #REF! | #REF! | #REF! | #REF! | #REF! | #REF! | #REF! | #REF! | #REF! | #REF! | #REF! | #REF! | #REF! | #REF! | #REF! | #REF! | #REF! | #REF! | #REF! | #REF! | #REF! | #REF! | #REF!
|  |  | 1 | #REF! | #REF! | #REF! | #REF! | #REF! | #REF! | #REF! | #REF! | #REF! | #REF! | #REF! | #REF! | #REF! | #REF! | #REF! | #REF! | #REF! | #REF! | #REF! | #REF! | #REF! | #REF! | #REF! | #REF!
|  |  | 2 | #REF! | #REF! | #REF! | #REF! | #REF! | #REF! | #REF! | #REF! | #REF! | #REF! | #REF! | #REF! | #REF! | #REF! | #REF! | #REF! | #REF! | #REF! | #REF! | #REF! | #REF! | #REF! | #REF! | #REF!
|  |  | 3 | #REF! | #REF! | #REF! | #REF! | #REF! | #REF! | #REF! | #REF! | #REF! | #REF! | #REF! | #REF! | #REF! | #REF! | #REF! | #REF! | #REF! | #REF! | #REF! | #REF! | #REF! | #REF! | #REF! | #REF!
|  |  |  | 0 | 1 | 2 | 3 | 4 | 5 | 6 | 7 | 8 | 9 | 10 | 11 | 12 | 13 | 14 | 15 | 16 | 17 | 18 | 19 | 20 | 21 | 22 | 23
|  |  |  | #REF! | #REF! | #REF! | #REF! | #REF! | #REF! | #REF! | #REF! | #REF! | #REF! | #REF! | #REF! | #REF! | #REF! | #REF! | #REF! | #REF! | #REF! | #REF! | #REF! | #REF! | #REF! | #REF! | #REF!
|  |  | 月 | #REF! | #REF! | #REF! | #REF! | #REF! | #REF! | #REF! | #REF! | #REF! | #REF! | #REF! | #REF! | #REF! | #REF! | #REF! | #REF! | #REF! | #REF! | #REF! | #REF! | #REF! | #REF! | #REF! | #REF!
| Xw | 時間内 | 4 | #REF! | #REF! | #REF! | #REF! | #REF! | #REF! | #REF! | #REF! | #REF! | #REF! | #REF! | #REF! | #REF! | #REF! | #REF! | #REF! | #REF! | #REF! | #REF! | #REF! | #REF! | #REF! | #REF! | #REF! | #REF!
| Xo | 時間外 | 4 | #REF! | #REF! | #REF! | #REF! | #REF! | #REF! | #REF! | #REF! | #REF! | #REF! | #REF! | #REF! | #REF! | #REF! | #REF! | #REF! | #REF! | #REF! | #REF! | #REF! | #REF! | #REF! | #REF! | #REF! | #REF!
| Xw | 時間内 | 5 | #REF! | #REF! | #REF! | #REF! | #REF! | #REF! | #REF! | #REF! | #REF! | #REF! | #REF! | #REF! | #REF! | #REF! | #REF! | #REF! | #REF! | #REF! | #REF! | #REF! | #REF! | #REF! | #REF! | #REF! | #REF!
| Xo | 時間外 | 5 | #REF! | #REF! | #REF! | #REF! | #REF! | #REF! | #REF! | #REF! | #REF! | #REF! | #REF! | #REF! | #REF! | #REF! | #REF! | #REF! | #REF! | #REF! | #REF! | #REF! | #REF! | #REF! | #REF! | #REF! | #REF!
| Xw | 時間内 | 6 | #REF! | #REF! | #REF! | #REF! | #REF! | #REF! | #REF! | #REF! | #REF! | #REF! | #REF! | #REF! | #REF! | #REF! | #REF! | #REF! | #REF! | #REF! | #REF! | #REF! | #REF! | #REF! | #REF! | #REF! | #REF!
| Xo | 時間外 | 6 | #REF! | #REF! | #REF! | #REF! | #REF! | #REF! | #REF! | #REF! | #REF! | #REF! | #REF! | #REF! | #REF! | #REF! | #REF! | #REF! | #REF! | #REF! | #REF! | #REF! | #REF! | #REF! | #REF! | #REF! | #REF!
| Xw | 時間内 | 7 | #REF! | #REF! | #REF! | #REF! | #REF! | #REF! | #REF! | #REF! | #REF! | #REF! | #REF! | #REF! | #REF! | #REF! | #REF! | #REF! | #REF! | #REF! | #REF! | #REF! | #REF! | #REF! | #REF! | #REF! | #REF!
| Xo | 時間外 | 7 | #REF! | #REF! | #REF! | #REF! | #REF! | #REF! | #REF! | #REF! | #REF! | #REF! | #REF! | #REF! | #REF! | #REF! | #REF! | #REF! | #REF! | #REF! | #REF! | #REF! | #REF! | #REF! | #REF! | #REF! | #REF!
| Xw | 時間内 | 8 | #REF! | #REF! | #REF! | #REF! | #REF! | #REF! | #REF! | #REF! | #REF! | #REF! | #REF! | #REF! | #REF! | #REF! | #REF! | #REF! | #REF! | #REF! | #REF! | #REF! | #REF! | #REF! | #REF! | #REF! | #REF!
| Xo | 時間外 | 8 | #REF! | #REF! | #REF! | #REF! | #REF! | #REF! | #REF! | #REF! | #REF! | #REF! | #REF! | #REF! | #REF! | #REF! | #REF! | #REF! | #REF! | #REF! | #REF! | #REF! | #REF! | #REF! | #REF! | #REF! | #REF!
| Xw | 時間内 | 9 | #REF! | #REF! | #REF! | #REF! | #REF! | #REF! | #REF! | #REF! | #REF! | #REF! | #REF! | #REF! | #REF! | #REF! | #REF! | #REF! | #REF! | #REF! | #REF! | #REF! | #REF! | #REF! | #REF! | #REF! | #REF!
| Xo | 時間外 | 9 | #REF! | #REF! | #REF! | #REF! | #REF! | #REF! | #REF! | #REF! | #REF! | #REF! | #REF! | #REF! | #REF! | #REF! | #REF! | #REF! | #REF! | #REF! | #REF! | #REF! | #REF! | #REF! | #REF! | #REF! | #REF!
| Xw | 時間内 | 10 | #REF! | #REF! | #REF! | #REF! | #REF! | #REF! | #REF! | #REF! | #REF! | #REF! | #REF! | #REF! | #REF! | #REF! | #REF! | #REF! | #REF! | #REF! | #REF! | #REF! | #REF! | #REF! | #REF! | #REF! | #REF!
| Xo | 時間外 | 10 | #REF! | #REF! | #REF! | #REF! | #REF! | #REF! | #REF! | #REF! | #REF! | #REF! | #REF! | #REF! | #REF! | #REF! | #REF! | #REF! | #REF! | #REF! | #REF! | #REF! | #REF! | #REF! | #REF! | #REF! | #REF!
| Xw | 時間内 | 11 | #REF! | #REF! | #REF! | #REF! | #REF! | #REF! | #REF! | #REF! | #REF! | #REF! | #REF! | #REF! | #REF! | #REF! | #REF! | #REF! | #REF! | #REF! | #REF! | #REF! | #REF! | #REF! | #REF! | #REF! | #REF!
| Xo | 時間外 | 11 | #REF! | #REF! | #REF! | #REF! | #REF! | #REF! | #REF! | #REF! | #REF! | #REF! | #REF! | #REF! | #REF! | #REF! | #REF! | #REF! | #REF! | #REF! | #REF! | #REF! | #REF! | #REF! | #REF! | #REF! | #REF!
| Xw | 時間内 | 12 | #REF! | #REF! | #REF! | #REF! | #REF! | #REF! | #REF! | #REF! | #REF! | #REF! | #REF! | #REF! | #REF! | #REF! | #REF! | #REF! | #REF! | #REF! | #REF! | #REF! | #REF! | #REF! | #REF! | #REF! | #REF!
| Xo | 時間外 | 12 | #REF! | #REF! | #REF! | #REF! | #REF! | #REF! | #REF! | #REF! | #REF! | #REF! | #REF! | #REF! | #REF! | #REF! | #REF! | #REF! | #REF! | #REF! | #REF! | #REF! | #REF! | #REF! | #REF! | #REF! | #REF!
| Xw | 時間内 | 1 | #REF! | #REF! | #REF! | #REF! | #REF! | #REF! | #REF! | #REF! | #REF! | #REF! | #REF! | #REF! | #REF! | #REF! | #REF! | #REF! | #REF! | #REF! | #REF! | #REF! | #REF! | #REF! | #REF! | #REF! | #REF!
| Xo | 時間外 | 1 | #REF! | #REF! | #REF! | #REF! | #REF! | #REF! | #REF! | #REF! | #REF! | #REF! | #REF! | #REF! | #REF! | #REF! | #REF! | #REF! | #REF! | #REF! | #REF! | #REF! | #REF! | #REF! | #REF! | #REF! | #REF!
| Xw | 時間内 | 2 | #REF! | #REF! | #REF! | #REF! | #REF! | #REF! | #REF! | #REF! | #REF! | #REF! | #REF! | #REF! | #REF! | #REF! | #REF! | #REF! | #REF! | #REF! | #REF! | #REF! | #REF! | #REF! | #REF! | #REF! | #REF!
| Xo | 時間外 | 2 | #REF! | #REF! | #REF! | #REF! | #REF! | #REF! | #REF! | #REF! | #REF! | #REF! | #REF! | #REF! | #REF! | #REF! | #REF! | #REF! | #REF! | #REF! | #REF! | #REF! | #REF! | #REF! | #REF! | #REF! | #REF!
| Xw | 時間内 | 3 | #REF! | #REF! | #REF! | #REF! | #REF! | #REF! | #REF! | #REF! | #REF! | #REF! | #REF! | #REF! | #REF! | #REF! | #REF! | #REF! | #REF! | #REF! | #REF! | #REF! | #REF! | #REF! | #REF! | #REF! | #REF!
| Xo | 時間外 | 3 | #REF! | #REF! | #REF! | #REF! | #REF! | #REF! | #REF! | #REF! | #REF! | #REF! | #REF! | #REF! | #REF! | #REF! | #REF! | #REF! | #REF! | #REF! | #REF! | #REF! | #REF! | #REF! | #REF! | #REF! | #REF!
[6 empty] | No1 | No2 | No3 | No4 | No5 | No6 | No7 | No8 | No9 | No10 | No11 | No12 | No13 | No14 | No15 | No16 | No17 | No18 | No19 | No20
変圧器ごとの負荷損 Pc | Pcを合算 | #REF! |  |  | 容量[W] | #REF! | #REF! | #REF! | #REF! | #REF! | #REF! | #REF! | #REF! | #REF! | #REF! | #REF! | #REF! | #REF! | #REF! | #REF! | #REF! | #REF! | #REF! | #REF! | #REF!
変圧器ごとの無負荷損 Pi | Piを合算 | #REF! |  | Pc | 負荷損 Ww | #REF! | #REF! | #REF! | #REF! | #REF! | #REF! | #REF! | #REF! | #REF! | #REF! | #REF! | #REF! | #REF! | #REF! | #REF! | #REF! | #REF! | #REF! | #REF! | #REF!
負荷損 Ww | Pc/1000*（Rew^2*Tws+Reo^2*Tos） |  |  | Pi | 無負荷損 Wo | #REF! | #REF! | #REF! | #REF! | #REF! | #REF! | #REF! | #REF! | #REF! | #REF! | #REF! | #REF! | #REF! | #REF! | #REF! | #REF! | #REF! | #REF! | #REF! | #REF!
無負荷損 Wo | Pi/1000*24*（Dw+Dh） |  |  |  |  | 4 | 5 | 6 | 7 | 8 | 9 | 10 | 11 | 12 | 1 | 2 | 3
全損失 W | Ww+Wo |  | G | No1 | 負荷損 Ww | #REF! | #REF! | #REF! | #REF! | #REF! | #REF! | #REF! | #REF! | #REF! | #REF! | #REF! | #REF!
|  |  |  | No1 | 無負荷損 Wo | #REF! | #REF! | #REF! | #REF! | #REF! | #REF! | #REF! | #REF! | #REF! | #REF! | #REF! | #REF!
|  |  |  | No1 | 全損失 W | #REF! | #REF! | #REF! | #REF! | #REF! | #REF! | #REF! | #REF! | #REF! | #REF! | #REF! | #REF!
|  |  | H | No2 | 負荷損 Ww | #REF! | #REF! | #REF! | #REF! | #REF! | #REF! | #REF! | #REF! | #REF! | #REF! | #REF! | #REF!
|  |  |  | No2 | 無負荷損 Wo | #REF! | #REF! | #REF! | #REF! | #REF! | #REF! | #REF! | #REF! | #REF! | #REF! | #REF! | #REF!
|  |  |  | No2 | 全損失 W | #REF! | #REF! | #REF! | #REF! | #REF! | #REF! | #REF! | #REF! | #REF! | #REF! | #REF! | #REF!
|  |  | I | No3 | 負荷損 Ww | #REF! | #REF! | #REF! | #REF! | #REF! | #REF! | #REF! | #REF! | #REF! | #REF! | #REF! | #REF!
|  |  |  | No3 | 無負荷損 Wo | #REF! | #REF! | #REF! | #REF! | #REF! | #REF! | #REF! | #REF! | #REF! | #REF! | #REF! | #REF!
|  |  |  | No3 | 全損失 W | #REF! | #REF! | #REF! | #REF! | #REF! | #REF! | #REF! | #REF! | #REF! | #REF! | #REF! | #REF!
|  |  | J | No4 | 負荷損 Ww | #REF! | #REF! | #REF! | #REF! | #REF! | #REF! | #REF! | #REF! | #REF! | #REF! | #REF! | #REF!
|  |  |  | No4 | 無負荷損 Wo | #REF! | #REF! | #REF! | #REF! | #REF! | #REF! | #REF! | #REF! | #REF! | #REF! | #REF! | #REF!
|  |  |  | No4 | 全損失 W | #REF! | #REF! | #REF! | #REF! | #REF! | #REF! | #REF! | #REF! | #REF! | #REF! | #REF! | #REF!
|  |  | K | No5 | 負荷損 Ww | #REF! | #REF! | #REF! | #REF! | #REF! | #REF! | #REF! | #REF! | #REF! | #REF! | #REF! | #REF!
|  |  |  | No5 | 無負荷損 Wo | #REF! | #REF! | #REF! | #REF! | #REF! | #REF! | #REF! | #REF! | #REF! | #REF! | #REF! | #REF!
|  |  |  | No5 | 全損失 W | #REF! | #REF! | #REF! | #REF! | #REF! | #REF! | #REF! | #REF! | #REF! | #REF! | #REF! | #REF!
|  |  | L | No6 | 負荷損 Ww | #REF! | #REF! | #REF! | #REF! | #REF! | #REF! | #REF! | #REF! | #REF! | #REF! | #REF! | #REF!
|  |  |  | No6 | 無負荷損 Wo | #REF! | #REF! | #REF! | #REF! | #REF! | #REF! | #REF! | #REF! | #REF! | #REF! | #REF! | #REF!
|  |  |  | No6 | 全損失 W | #REF! | #REF! | #REF! | #REF! | #REF! | #REF! | #REF! | #REF! | #REF! | #REF! | #REF! | #REF!
|  |  | M | No7 | 負荷損 Ww | #REF! | #REF! | #REF! | #REF! | #REF! | #REF! | #REF! | #REF! | #REF! | #REF! | #REF! | #REF!
|  |  |  | No7 | 無負荷損 Wo | #REF! | #REF! | #REF! | #REF! | #REF! | #REF! | #REF! | #REF! | #REF! | #REF! | #REF! | #REF!
|  |  |  | No7 | 全損失 W | #REF! | #REF! | #REF! | #REF! | #REF! | #REF! | #REF! | #REF! | #REF! | #REF! | #REF! | #REF!
|  |  | N | No8 | 負荷損 Ww | #REF! | #REF! | #REF! | #REF! | #REF! | #REF! | #REF! | #REF! | #REF! | #REF! | #REF! | #REF!
|  |  |  | No8 | 無負荷損 Wo | #REF! | #REF! | #REF! | #REF! | #REF! | #REF! | #REF! | #REF! | #REF! | #REF! | #REF! | #REF!
|  |  |  | No8 | 全損失 W | #REF! | #REF! | #REF! | #REF! | #REF! | #REF! | #REF! | #REF! | #REF! | #REF! | #REF! | #REF!
|  |  | O | No9 | 負荷損 Ww | #REF! | #REF! | #REF! | #REF! | #REF! | #REF! | #REF! | #REF! | #REF! | #REF! | #REF! | #REF!
|  |  |  | No9 | 無負荷損 Wo | #REF! | #REF! | #REF! | #REF! | #REF! | #REF! | #REF! | #REF! | #REF! | #REF! | #REF! | #REF!
|  |  |  | No9 | 全損失 W | #REF! | #REF! | #REF! | #REF! | #REF! | #REF! | #REF! | #REF! | #REF! | #REF! | #REF! | #REF!
|  |  | P | No10 | 負荷損 Ww | #REF! | #REF! | #REF! | #REF! | #REF! | #REF! | #REF! | #REF! | #REF! | #REF! | #REF! | #REF!
|  |  |  | No10 | 無負荷損 Wo | #REF! | #REF! | #REF! | #REF! | #REF! | #REF! | #REF! | #REF! | #REF! | #REF! | #REF! | #REF!
|  |  |  | No10 | 全損失 W | #REF! | #REF! | #REF! | #REF! | #REF! | #REF! | #REF! | #REF! | #REF! | #REF! | #REF! | #REF!
|  |  | Q | No11 | 負荷損 Ww | #REF! | #REF! | #REF! | #REF! | #REF! | #REF! | #REF! | #REF! | #REF! | #REF! | #REF! | #REF!
|  |  |  | No11 | 無負荷損 Wo | #REF! | #REF! | #REF! | #REF! | #REF! | #REF! | #REF! | #REF! | #REF! | #REF! | #REF! | #REF!
|  |  |  | No11 | 全損失 W | #REF! | #REF! | #REF! | #REF! | #REF! | #REF! | #REF! | #REF! | #REF! | #REF! | #REF! | #REF!
|  |  | R | No12 | 負荷損 Ww | #REF! | #REF! | #REF! | #REF! | #REF! | #REF! | #REF! | #REF! | #REF! | #REF! | #REF! | #REF!
|  |  |  | No12 | 無負荷損 Wo | #REF! | #REF! | #REF! | #REF! | #REF! | #REF! | #REF! | #REF! | #REF! | #REF! | #REF! | #REF!
|  |  |  | No12 | 全損失 W | #REF! | #REF! | #REF! | #REF! | #REF! | #REF! | #REF! | #REF! | #REF! | #REF! | #REF! | #REF!
|  |  | S | No13 | 負荷損 Ww | #REF! | #REF! | #REF! | #REF! | #REF! | #REF! | #REF! | #REF! | #REF! | #REF! | #REF! | #REF!
|  |  |  | No13 | 無負荷損 Wo | #REF! | #REF! | #REF! | #REF! | #REF! | #REF! | #REF! | #REF! | #REF! | #REF! | #REF! | #REF!
|  |  |  | No13 | 全損失 W | #REF! | #REF! | #REF! | #REF! | #REF! | #REF! | #REF! | #REF! | #REF! | #REF! | #REF! | #REF!
|  |  | T | No14 | 負荷損 Ww | #REF! | #REF! | #REF! | #REF! | #REF! | #REF! | #REF! | #REF! | #REF! | #REF! | #REF! | #REF!
|  |  |  | No14 | 無負荷損 Wo | #REF! | #REF! | #REF! | #REF! | #REF! | #REF! | #REF! | #REF! | #REF! | #REF! | #REF! | #REF!
|  |  |  | No14 | 全損失 W | #REF! | #REF! | #REF! | #REF! | #REF! | #REF! | #REF! | #REF! | #REF! | #REF! | #REF! | #REF!
|  |  | U | No15 | 負荷損 Ww | #REF! | #REF! | #REF! | #REF! | #REF! | #REF! | #REF! | #REF! | #REF! | #REF! | #REF! | #REF!
|  |  |  | No15 | 無負荷損 Wo | #REF! | #REF! | #REF! | #REF! | #REF! | #REF! | #REF! | #REF! | #REF! | #REF! | #REF! | #REF!
|  |  |  | No15 | 全損失 W | #REF! | #REF! | #REF! | #REF! | #REF! | #REF! | #REF! | #REF! | #REF! | #REF! | #REF! | #REF!
|  |  | V | No16 | 負荷損 Ww | #REF! | #REF! | #REF! | #REF! | #REF! | #REF! | #REF! | #REF! | #REF! | #REF! | #REF! | #REF!
|  |  |  | No16 | 無負荷損 Wo | #REF! | #REF! | #REF! | #REF! | #REF! | #REF! | #REF! | #REF! | #REF! | #REF! | #REF! | #REF!
|  |  |  | No16 | 全損失 W | #REF! | #REF! | #REF! | #REF! | #REF! | #REF! | #REF! | #REF! | #REF! | #REF! | #REF! | #REF!
|  |  | W | No17 | 負荷損 Ww | #REF! | #REF! | #REF! | #REF! | #REF! | #REF! | #REF! | #REF! | #REF! | #REF! | #REF! | #REF!
|  |  |  | No17 | 無負荷損 Wo | #REF! | #REF! | #REF! | #REF! | #REF! | #REF! | #REF! | #REF! | #REF! | #REF! | #REF! | #REF!
|  |  |  | No17 | 全損失 W | #REF! | #REF! | #REF! | #REF! | #REF! | #REF! | #REF! | #REF! | #REF! | #REF! | #REF! | #REF!
|  |  | X | No18 | 負荷損 Ww | #REF! | #REF! | #REF! | #REF! | #REF! | #REF! | #REF! | #REF! | #REF! | #REF! | #REF! | #REF!
|  |  |  | No18 | 無負荷損 Wo | #REF! | #REF! | #REF! | #REF! | #REF! | #REF! | #REF! | #REF! | #REF! | #REF! | #REF! | #REF!
|  |  |  | No18 | 全損失 W | #REF! | #REF! | #REF! | #REF! | #REF! | #REF! | #REF! | #REF! | #REF! | #REF! | #REF! | #REF!
|  |  | Y | No19 | 負荷損 Ww | #REF! | #REF! | #REF! | #REF! | #REF! | #REF! | #REF! | #REF! | #REF! | #REF! | #REF! | #REF!
|  |  |  | No19 | 無負荷損 Wo | #REF! | #REF! | #REF! | #REF! | #REF! | #REF! | #REF! | #REF! | #REF! | #REF! | #REF! | #REF!
|  |  |  | No19 | 全損失 W | #REF! | #REF! | #REF! | #REF! | #REF! | #REF! | #REF! | #REF! | #REF! | #REF! | #REF! | #REF!
|  |  | Z | No20 | 負荷損 Ww | #REF! | #REF! | #REF! | #REF! | #REF! | #REF! | #REF! | #REF! | #REF! | #REF! | #REF! | #REF!
|  |  |  | No20 | 無負荷損 Wo | #REF! | #REF! | #REF! | #REF! | #REF! | #REF! | #REF! | #REF! | #REF! | #REF! | #REF! | #REF!
|  |  |  | No20 | 全損失 W | #REF! | #REF! | #REF! | #REF! | #REF! | #REF! | #REF! | #REF! | #REF! | #REF! | #REF! | #REF!

## Sheet2 (2) (hidden)
| 始業時間 ls | 終業時間 le |  | 稼働時間 | 0 | 1 | 2 | 3 | 4 | 5 | 6 | 7 | 8 | 9 | 10 | 11 | 12 | 13 | 14 | 15 | 16 | 17 | 18 | 19 | 20 | 21 | 22 | 23
| 9 | 20 |  | k | 2 | 4 | 6 | 8 | 10 | 12 | 14 | 16 | 18 | 20 | 22 | 24 | 26 | 28 | 30 | 32 | 34 | 36 | 38 | 40 | 42 | 44 | 46 | 48
| 20 | 40 | bar: 0 2 to 23 48
| 10 | 20 |  |  | 0 2: Tw=le-ls; 1 4: 11; 5 12: Yes
| 日数（平）W | 日数（休）H |  |  | 0 2: To=24-Tw; 1 4: 13
| 202 | 164 |  |  | 0 2: Tws=Dw*Tw
| "XX"10日の消費電力データ（平日）＝ | 1000 |  |  | 0 2: Tos＝Dw*To+Dh*24; 5 12: 0.64; 9 20: TRUE
既設 | 変化器総容量 K | 2500 |  |  | 0 2: Xw＝Xw+(2*XX/K)^2*0.5; 1 4: 0.64; 2 6: 0.32; 4 10: 0.32
導入 | 変化器総容量 K |  |  |  | 0 2: Xo＝Xo+(2*XX/K)^2*0.5; 1 4: 0.64; 2 6: 0.32; 4 10: 0.32
日 | 30 | 31 | 30 | 31 | 0 2: 31; 1 4: 30; 2 6: 31; 3 8: 30; 4 10: 31; 5 12: 31; 6 14: 29; 7 16: 31
月 | 4 | 5 | 6 | 7 | 0 2: 8; 1 4: 9; 2 6: 10; 3 8: 11; 4 10: 12; 5 12: 1; 6 14: 2; 7 16: 3
稼働日 Dw | 2 | 31 | 29 | 10 | 0 2: 15; 1 4: 10; 2 6: 5; 3 8: 20; 4 10: 15; 5 12: 16; 6 14: 29; 7 16: 20; 8 18: 202
休業日 Dh | 28 | 0 | 1 | 21 | 0 2: 16; 1 4: 20; 2 6: 26; 3 8: 10; 4 10: 16; 5 12: 15; 6 14: 0; 7 16: 11; 8 18: 164
Tws | 22 | 341 | 319 | 110 | 0 2: 165; 1 4: 110; 2 6: 55; 3 8: 220; 4 10: 165; 5 12: 176; 6 14: 319; 7 16: 220; 8 18: 2222
Tos | 698 | 403 | 401 | 634 | 0 2: 579; 1 4: 610; 2 6: 689; 3 8: 500; 4 10: 579; 5 12: 568; 6 14: 377; 7 16: 524; 8 18: 6562
既設
| 既設変圧器容量（Y）kVA | 50 |  |  | 0 2: Rew=^Xw/Tw; 1 4: 0.24121
| 既設変圧器台数（n） | 5 |  |  | 0 2: Reo=^Xo/To; 1 4: 0.22188
| 負荷損（Pc） | 30 |  |  | 0 2: 負荷損
| 無負荷損（Pi） | 5
[5 empty] | Ww=Pc/1000*(Rew^2*Tws+Reo^2*Tos) | 13.57
[5 empty] | Wo=Pi/1000*24*(Dw+Dh) | 43.92
導入 | 変圧器容量(Yn) | 50 |  |  | 0 2: W=Ww+Wo; 1 4: 57.49
| 負荷損(PCn) | 10
| 無負荷損（Pin） | 5 | [11 empty] | 20 | 22 | 24 | 26 | 28 | 30 | 32 | 34 | 36 | 38 | 40
[5 empty] | 2 | 4 | 6 | 8 | 10 | 12 | 14 | 16 | 18 | [11 empty] | 42 | 44 | 46 | 48
1.6 |  | 0 | Xw＝Xw+(2*XX/K)^2*0.5 | 時間内 | 0 | 0 | 0 | 0 | 0 | 0 | 0 | 0 | 0 | 8.192e-07 | 8.192e-07 | 8.192e-07 | 8.192e-07 | 8.192e-07 | 8.192e-07 | 8.192e-07 | 8.192e-07 | 8.192e-07 | 8.192e-07 | 8.192e-07 | 0 | 0 | 0 | 0 | 9.0112e-06
1.8 |  | 0 | Xo＝Xo+(2*XX/K)^2*0.5 | 時間外 | 8.192e-07 | 8.192e-07 | 8.192e-07 | 8.192e-07 | 8.192e-07 | 8.192e-07 | 8.192e-07 | 8.192e-07 | 8.192e-07 | 0 | 0 | 0 | 0 | 0 | 0 | 0 | 0 | 0 | 0 | 0 | 8.192e-07 | 8.192e-07 | 8.192e-07 | 8.192e-07 | 1.065e-05
2 |  | 1 | Xw＝Xw+(2*XX/K)^2*0.5 | 時間内 | 0 | 0 | 0 | 0 | 0 | 0 | 0 | 0 | 0 | 1.0368e-06 | 1.0368e-06 | 1.0368e-06 | 1.0368e-06 | 1.0368e-06 | 1.0368e-06 | 1.0368e-06 | 1.0368e-06 | 1.0368e-06 | 1.0368e-06 | 1.0368e-06 | 0 | 0 | 0 | 0 | 1.1405e-05
2.2 |  | 1 | Xo＝Xo+(2*XX/K)^2*0.5 | 時間外 | 1.0368e-06 | 1.0368e-06 | 1.0368e-06 | 1.0368e-06 | 1.0368e-06 | 1.0368e-06 | 1.0368e-06 | 1.0368e-06 | 1.0368e-06 | 0 | 0 | 0 | 0 | 0 | 0 | 0 | 0 | 0 | 0 | 0 | 1.0368e-06 | 1.0368e-06 | 1.0368e-06 | 1.0368e-06 | 1.3478e-05
2.4 |  | 2 | Xw＝Xw+(2*XX/K)^2*0.5 | 時間内 | 0 | 0 | 0 | 0 | 0 | 0 | 0 | 0 | 0 | 1.28e-06 | 1.28e-06 | 1.28e-06 | 1.28e-06 | 1.28e-06 | 1.28e-06 | 1.28e-06 | 1.28e-06 | 1.28e-06 | 1.28e-06 | 1.28e-06 | 0 | 0 | 0 | 0 | 1.408e-05
4.2 |  | 2 | Xo＝Xo+(2*XX/K)^2*0.5 | 時間外 | 1.28e-06 | 1.28e-06 | 1.28e-06 | 1.28e-06 | 1.28e-06 | 1.28e-06 | 1.28e-06 | 1.28e-06 | 1.28e-06 | 0 | 0 | 0 | 0 | 0 | 0 | 0 | 0 | 0 | 0 | 0 | 1.28e-06 | 1.28e-06 | 1.28e-06 | 1.28e-06 | 1.664e-05
4.4 |  | 3 | Xw＝Xw+(2*XX/K)^2*0.5 | 時間内 | 0 | 0 | 0 | 0 | 0 | 0 | 0 | 0 | 0 | 1.5488e-06 | 1.5488e-06 | 1.5488e-06 | 1.5488e-06 | 1.5488e-06 | 1.5488e-06 | 1.5488e-06 | 1.5488e-06 | 1.5488e-06 | 1.5488e-06 | 1.5488e-06 | 0 | 0 | 0 | 0 | 1.7037e-05
4.6 |  | 3 | Xo＝Xo+(2*XX/K)^2*0.5 | 時間外 | 1.5488e-06 | 1.5488e-06 | 1.5488e-06 | 1.5488e-06 | 1.5488e-06 | 1.5488e-06 | 1.5488e-06 | 1.5488e-06 | 1.5488e-06 | 0 | 0 | 0 | 0 | 0 | 0 | 0 | 0 | 0 | 0 | 0 | 1.5488e-06 | 1.5488e-06 | 1.5488e-06 | 1.5488e-06 | 2.0134e-05
4.8 |  | 4 | Xw＝Xw+(2*XX/K)^2*0.5 | 時間内 | 0 | 0 | 0 | 0 | 0 | 0 | 0 | 0 | 0 | 1.8432e-06 | 1.8432e-06 | 1.8432e-06 | 1.8432e-06 | 1.8432e-06 | 1.8432e-06 | 1.8432e-06 | 1.8432e-06 | 1.8432e-06 | 1.8432e-06 | 1.8432e-06 | 0 | 0 | 0 | 0 | 2.0275e-05
5 |  | 4 | Xo＝Xo+(2*XX/K)^2*0.5 | 時間外 | 1.8432e-06 | 1.8432e-06 | 1.8432e-06 | 1.8432e-06 | 1.8432e-06 | 1.8432e-06 | 1.8432e-06 | 1.8432e-06 | 1.8432e-06 | 0 | 0 | 0 | 0 | 0 | 0 | 0 | 0 | 0 | 0 | 0 | 1.8432e-06 | 1.8432e-06 | 1.8432e-06 | 1.8432e-06 | 2.3962e-05
5.2 |  | 5 | Xw＝Xw+(2*XX/K)^2*0.5 | 時間内 | 0 | 0 | 0 | 0 | 0 | 0 | 0 | 0 | 0 | 5.6448e-06 | 5.6448e-06 | 5.6448e-06 | 5.6448e-06 | 5.6448e-06 | 5.6448e-06 | 5.6448e-06 | 5.6448e-06 | 5.6448e-06 | 5.6448e-06 | 5.6448e-06 | 0 | 0 | 0 | 0 | 6.2093e-05
5.4 |  | 5 | Xo＝Xo+(2*XX/K)^2*0.5 | 時間外 | 5.6448e-06 | 5.6448e-06 | 5.6448e-06 | 5.6448e-06 | 5.6448e-06 | 5.6448e-06 | 5.6448e-06 | 5.6448e-06 | 5.6448e-06 | 0 | 0 | 0 | 0 | 0 | 0 | 0 | 0 | 0 | 0 | 0 | 5.6448e-06 | 5.6448e-06 | 5.6448e-06 | 5.6448e-06 | 7.3382e-05
5.6 |  | 6 | Xw＝Xw+(2*XX/K)^2*0.5 | 時間内 | 0 | 0 | 0 | 0 | 0 | 0 | 0 | 0 | 0 | 6.1952e-06 | 6.1952e-06 | 6.1952e-06 | 6.1952e-06 | 6.1952e-06 | 6.1952e-06 | 6.1952e-06 | 6.1952e-06 | 6.1952e-06 | 6.1952e-06 | 6.1952e-06 | 0 | 0 | 0 | 0 | 6.8147e-05
5.8 |  | 6 | Xo＝Xo+(2*XX/K)^2*0.5 | 時間外 | 6.1952e-06 | 6.1952e-06 | 6.1952e-06 | 6.1952e-06 | 6.1952e-06 | 6.1952e-06 | 6.1952e-06 | 6.1952e-06 | 6.1952e-06 | 0 | 0 | 0 | 0 | 0 | 0 | 0 | 0 | 0 | 0 | 0 | 6.1952e-06 | 6.1952e-06 | 6.1952e-06 | 6.1952e-06 | 8.0538e-05
6 |  | 7 | Xw＝Xw+(2*XX/K)^2*0.5 | 時間内 | 0 | 0 | 0 | 0 | 0 | 0 | 0 | 0 | 0 | 6.7712e-06 | 6.7712e-06 | 6.7712e-06 | 6.7712e-06 | 6.7712e-06 | 6.7712e-06 | 6.7712e-06 | 6.7712e-06 | 6.7712e-06 | 6.7712e-06 | 6.7712e-06 | 0 | 0 | 0 | 0 | 7.4483e-05
6.2 |  | 7 | Xo＝Xo+(2*XX/K)^2*0.5 | 時間外 | 6.7712e-06 | 6.7712e-06 | 6.7712e-06 | 6.7712e-06 | 6.7712e-06 | 6.7712e-06 | 6.7712e-06 | 6.7712e-06 | 6.7712e-06 | 0 | 0 | 0 | 0 | 0 | 0 | 0 | 0 | 0 | 0 | 0 | 6.7712e-06 | 6.7712e-06 | 6.7712e-06 | 6.7712e-06 | 8.8026e-05
2.6 |  | 8 | Xw＝Xw+(2*XX/K)^2*0.5 | 時間内 | 0 | 0 | 0 | 0 | 0 | 0 | 0 | 0 | 0 | 7.3728e-06 | 7.3728e-06 | 7.3728e-06 | 7.3728e-06 | 7.3728e-06 | 7.3728e-06 | 7.3728e-06 | 7.3728e-06 | 7.3728e-06 | 7.3728e-06 | 7.3728e-06 | 0 | 0 | 0 | 0 | 8.1101e-05
2.8 |  | 8 | Xo＝Xo+(2*XX/K)^2*0.5 | 時間外 | 7.3728e-06 | 7.3728e-06 | 7.3728e-06 | 7.3728e-06 | 7.3728e-06 | 7.3728e-06 | 7.3728e-06 | 7.3728e-06 | 7.3728e-06 | 0 | 0 | 0 | 0 | 0 | 0 | 0 | 0 | 0 | 0 | 0 | 7.3728e-06 | 7.3728e-06 | 7.3728e-06 | 7.3728e-06 | 9.5846e-05
3 |  | 9 | Xw＝Xw+(2*XX/K)^2*0.5 | 時間内 | 0 | 0 | 0 | 0 | 0 | 0 | 0 | 0 | 0 | 8e-06 | 8e-06 | 8e-06 | 8e-06 | 8e-06 | 8e-06 | 8e-06 | 8e-06 | 8e-06 | 8e-06 | 8e-06 | 0 | 0 | 0 | 0 | 8.8e-05
3.2 |  | 9 | Xo＝Xo+(2*XX/K)^2*0.5 | 時間外 | 8e-06 | 8e-06 | 8e-06 | 8e-06 | 8e-06 | 8e-06 | 8e-06 | 8e-06 | 8e-06 | 0 | 0 | 0 | 0 | 0 | 0 | 0 | 0 | 0 | 0 | 0 | 8e-06 | 8e-06 | 8e-06 | 8e-06 | 0.000104
3.4 |  | 10 | Xw＝Xw+(2*XX/K)^2*0.5 | 時間内 | 0 | 0 | 0 | 0 | 0 | 0 | 0 | 0 | 0 | 8.6528e-06 | 8.6528e-06 | 8.6528e-06 | 8.6528e-06 | 8.6528e-06 | 8.6528e-06 | 8.6528e-06 | 8.6528e-06 | 8.6528e-06 | 8.6528e-06 | 8.6528e-06 | 0 | 0 | 0 | 0 | 9.5181e-05
3.6 |  | 10 | Xo＝Xo+(2*XX/K)^2*0.5 | 時間外 | 8.6528e-06 | 8.6528e-06 | 8.6528e-06 | 8.6528e-06 | 8.6528e-06 | 8.6528e-06 | 8.6528e-06 | 8.6528e-06 | 8.6528e-06 | 0 | 0 | 0 | 0 | 0 | 0 | 0 | 0 | 0 | 0 | 0 | 8.6528e-06 | 8.6528e-06 | 8.6528e-06 | 8.6528e-06 | 0.00011249
3.8 |  | 11 | Xw＝Xw+(2*XX/K)^2*0.5 | 時間内 | 0 | 0 | 0 | 0 | 0 | 0 | 0 | 0 | 0 | 9.3312e-06 | 9.3312e-06 | 9.3312e-06 | 9.3312e-06 | 9.3312e-06 | 9.3312e-06 | 9.3312e-06 | 9.3312e-06 | 9.3312e-06 | 9.3312e-06 | 9.3312e-06 | 0 | 0 | 0 | 0 | 0.00010264
4 |  | 11 | Xo＝Xo+(2*XX/K)^2*0.5 | 時間外 | 9.3312e-06 | 9.3312e-06 | 9.3312e-06 | 9.3312e-06 | 9.3312e-06 | 9.3312e-06 | 9.3312e-06 | 9.3312e-06 | 9.3312e-06 | 0 | 0 | 0 | 0 | 0 | 0 | 0 | 0 | 0 | 0 | 0 | 9.3312e-06 | 9.3312e-06 | 9.3312e-06 | 9.3312e-06 | 0.00012131
6.4 |  | 12 | Xw＝Xw+(2*XX/K)^2*0.5 | 時間内 | 0 | 0 | 0 | 0 | 0 | 0 | 0 | 0 | 0 | 1.0035e-05 | 1.0035e-05 | 1.0035e-05 | 1.0035e-05 | 1.0035e-05 | 1.0035e-05 | 1.0035e-05 | 1.0035e-05 | 1.0035e-05 | 1.0035e-05 | 1.0035e-05 | 0 | 0 | 0 | 0 | 0.00011039
6.6 |  | 12 | Xo＝Xo+(2*XX/K)^2*0.5 | 時間外 | 1.0035e-05 | 1.0035e-05 | 1.0035e-05 | 1.0035e-05 | 1.0035e-05 | 1.0035e-05 | 1.0035e-05 | 1.0035e-05 | 1.0035e-05 | 0 | 0 | 0 | 0 | 0 | 0 | 0 | 0 | 0 | 0 | 0 | 1.0035e-05 | 1.0035e-05 | 1.0035e-05 | 1.0035e-05 | 0.00013046
6.8 |  | 13 | Xw＝Xw+(2*XX/K)^2*0.5 | 時間内 | 0 | 0 | 0 | 0 | 0 | 0 | 0 | 0 | 0 | 1.0765e-05 | 1.0765e-05 | 1.0765e-05 | 1.0765e-05 | 1.0765e-05 | 1.0765e-05 | 1.0765e-05 | 1.0765e-05 | 1.0765e-05 | 1.0765e-05 | 1.0765e-05 | 0 | 0 | 0 | 0 | 0.00011841
7 |  | 13 | Xo＝Xo+(2*XX/K)^2*0.5 | 時間外 | 1.0765e-05 | 1.0765e-05 | 1.0765e-05 | 1.0765e-05 | 1.0765e-05 | 1.0765e-05 | 1.0765e-05 | 1.0765e-05 | 1.0765e-05 | 0 | 0 | 0 | 0 | 0 | 0 | 0 | 0 | 0 | 0 | 0 | 1.0765e-05 | 1.0765e-05 | 1.0765e-05 | 1.0765e-05 | 0.00013994
8 |  | 14 | Xw＝Xw+(2*XX/K)^2*0.5 | 時間内 | 0 | 0 | 0 | 0 | 0 | 0 | 0 | 0 | 0 | 1.152e-05 | 1.152e-05 | 1.152e-05 | 1.152e-05 | 1.152e-05 | 1.152e-05 | 1.152e-05 | 1.152e-05 | 1.152e-05 | 1.152e-05 | 1.152e-05 | 0 | 0 | 0 | 0 | 0.00012672
8.2 |  | 14 | Xo＝Xo+(2*XX/K)^2*0.5 | 時間外 | 1.152e-05 | 1.152e-05 | 1.152e-05 | 1.152e-05 | 1.152e-05 | 1.152e-05 | 1.152e-05 | 1.152e-05 | 1.152e-05 | 0 | 0 | 0 | 0 | 0 | 0 | 0 | 0 | 0 | 0 | 0 | 1.152e-05 | 1.152e-05 | 1.152e-05 | 1.152e-05 | 0.00014976
8.4 |  | 15 | Xw＝Xw+(2*XX/K)^2*0.5 | 時間内 | 0 | 0 | 0 | 0 | 0 | 0 | 0 | 0 | 0 | 1.2301e-05 | 1.2301e-05 | 1.2301e-05 | 1.2301e-05 | 1.2301e-05 | 1.2301e-05 | 1.2301e-05 | 1.2301e-05 | 1.2301e-05 | 1.2301e-05 | 1.2301e-05 | 0 | 0 | 0 | 0 | 0.00013531
9.2 |  | 15 | Xo＝Xo+(2*XX/K)^2*0.5 | 時間外 | 1.2301e-05 | 1.2301e-05 | 1.2301e-05 | 1.2301e-05 | 1.2301e-05 | 1.2301e-05 | 1.2301e-05 | 1.2301e-05 | 1.2301e-05 | 0 | 0 | 0 | 0 | 0 | 0 | 0 | 0 | 0 | 0 | 0 | 1.2301e-05 | 1.2301e-05 | 1.2301e-05 | 1.2301e-05 | 0.00015991
9.4 |  | 16 | Xw＝Xw+(2*XX/K)^2*0.5 | 時間内 | 0 | 0 | 0 | 0 | 0 | 0 | 0 | 0 | 0 | 2.1632e-06 | 2.1632e-06 | 2.1632e-06 | 2.1632e-06 | 2.1632e-06 | 2.1632e-06 | 2.1632e-06 | 2.1632e-06 | 2.1632e-06 | 2.1632e-06 | 2.1632e-06 | 0 | 0 | 0 | 0 | 2.3795e-05
9.6 |  | 16 | Xo＝Xo+(2*XX/K)^2*0.5 | 時間外 | 2.1632e-06 | 2.1632e-06 | 2.1632e-06 | 2.1632e-06 | 2.1632e-06 | 2.1632e-06 | 2.1632e-06 | 2.1632e-06 | 2.1632e-06 | 0 | 0 | 0 | 0 | 0 | 0 | 0 | 0 | 0 | 0 | 0 | 2.1632e-06 | 2.1632e-06 | 2.1632e-06 | 2.1632e-06 | 2.8122e-05
9.8 |  | 17 | Xw＝Xw+(2*XX/K)^2*0.5 | 時間内 | 0 | 0 | 0 | 0 | 0 | 0 | 0 | 0 | 0 | 2.5088e-06 | 2.5088e-06 | 2.5088e-06 | 2.5088e-06 | 2.5088e-06 | 2.5088e-06 | 2.5088e-06 | 2.5088e-06 | 2.5088e-06 | 2.5088e-06 | 2.5088e-06 | 0 | 0 | 0 | 0 | 2.7597e-05
10 |  | 17 | Xo＝Xo+(2*XX/K)^2*0.5 | 時間外 | 2.5088e-06 | 2.5088e-06 | 2.5088e-06 | 2.5088e-06 | 2.5088e-06 | 2.5088e-06 | 2.5088e-06 | 2.5088e-06 | 2.5088e-06 | 0 | 0 | 0 | 0 | 0 | 0 | 0 | 0 | 0 | 0 | 0 | 2.5088e-06 | 2.5088e-06 | 2.5088e-06 | 2.5088e-06 | 3.2614e-05
10.2 |  | 18 | Xw＝Xw+(2*XX/K)^2*0.5 | 時間内 | 0 | 0 | 0 | 0 | 0 | 0 | 0 | 0 | 0 | 2.88e-06 | 2.88e-06 | 2.88e-06 | 2.88e-06 | 2.88e-06 | 2.88e-06 | 2.88e-06 | 2.88e-06 | 2.88e-06 | 2.88e-06 | 2.88e-06 | 0 | 0 | 0 | 0 | 3.168e-05
10.4 |  | 18 | Xo＝Xo+(2*XX/K)^2*0.5 | 時間外 | 2.88e-06 | 2.88e-06 | 2.88e-06 | 2.88e-06 | 2.88e-06 | 2.88e-06 | 2.88e-06 | 2.88e-06 | 2.88e-06 | 0 | 0 | 0 | 0 | 0 | 0 | 0 | 0 | 0 | 0 | 0 | 2.88e-06 | 2.88e-06 | 2.88e-06 | 2.88e-06 | 3.744e-05
8.6 |  | 19 | Xw＝Xw+(2*XX/K)^2*0.5 | 時間内 | 0 | 0 | 0 | 0 | 0 | 0 | 0 | 0 | 0 | 3.2768e-06 | 3.2768e-06 | 3.2768e-06 | 3.2768e-06 | 3.2768e-06 | 3.2768e-06 | 3.2768e-06 | 3.2768e-06 | 3.2768e-06 | 3.2768e-06 | 3.2768e-06 | 0 | 0 | 0 | 0 | 3.6045e-05
8.8 |  | 19 | Xo＝Xo+(2*XX/K)^2*0.5 | 時間外 | 3.2768e-06 | 3.2768e-06 | 3.2768e-06 | 3.2768e-06 | 3.2768e-06 | 3.2768e-06 | 3.2768e-06 | 3.2768e-06 | 3.2768e-06 | 0 | 0 | 0 | 0 | 0 | 0 | 0 | 0 | 0 | 0 | 0 | 3.2768e-06 | 3.2768e-06 | 3.2768e-06 | 3.2768e-06 | 4.2598e-05
7.2 |  | 20 | Xw＝Xw+(2*XX/K)^2*0.5 | 時間内 | 0 | 0 | 0 | 0 | 0 | 0 | 0 | 0 | 0 | 3.6992e-06 | 3.6992e-06 | 3.6992e-06 | 3.6992e-06 | 3.6992e-06 | 3.6992e-06 | 3.6992e-06 | 3.6992e-06 | 3.6992e-06 | 3.6992e-06 | 3.6992e-06 | 0 | 0 | 0 | 0 | 4.0691e-05
7.4 |  | 20 | Xo＝Xo+(2*XX/K)^2*0.5 | 時間外 | 3.6992e-06 | 3.6992e-06 | 3.6992e-06 | 3.6992e-06 | 3.6992e-06 | 3.6992e-06 | 3.6992e-06 | 3.6992e-06 | 3.6992e-06 | 0 | 0 | 0 | 0 | 0 | 0 | 0 | 0 | 0 | 0 | 0 | 3.6992e-06 | 3.6992e-06 | 3.6992e-06 | 3.6992e-06 | 4.809e-05
7.6 |  | 21 | Xw＝Xw+(2*XX/K)^2*0.5 | 時間内 | 0 | 0 | 0 | 0 | 0 | 0 | 0 | 0 | 0 | 4.1472e-06 | 4.1472e-06 | 4.1472e-06 | 4.1472e-06 | 4.1472e-06 | 4.1472e-06 | 4.1472e-06 | 4.1472e-06 | 4.1472e-06 | 4.1472e-06 | 4.1472e-06 | 0 | 0 | 0 | 0 | 4.5619e-05
7.8 |  | 21 | Xo＝Xo+(2*XX/K)^2*0.5 | 時間外 | 4.1472e-06 | 4.1472e-06 | 4.1472e-06 | 4.1472e-06 | 4.1472e-06 | 4.1472e-06 | 4.1472e-06 | 4.1472e-06 | 4.1472e-06 | 0 | 0 | 0 | 0 | 0 | 0 | 0 | 0 | 0 | 0 | 0 | 4.1472e-06 | 4.1472e-06 | 4.1472e-06 | 4.1472e-06 | 5.3914e-05
9 |  | 22 | Xw＝Xw+(2*XX/K)^2*0.5 | 時間内 | 0 | 0 | 0 | 0 | 0 | 0 | 0 | 0 | 0 | 4.6208e-06 | 4.6208e-06 | 4.6208e-06 | 4.6208e-06 | 4.6208e-06 | 4.6208e-06 | 4.6208e-06 | 4.6208e-06 | 4.6208e-06 | 4.6208e-06 | 4.6208e-06 | 0 | 0 | 0 | 0 | 5.0829e-05
10.6 |  | 22 | Xo＝Xo+(2*XX/K)^2*0.5 | 時間外 | 4.6208e-06 | 4.6208e-06 | 4.6208e-06 | 4.6208e-06 | 4.6208e-06 | 4.6208e-06 | 4.6208e-06 | 4.6208e-06 | 4.6208e-06 | 0 | 0 | 0 | 0 | 0 | 0 | 0 | 0 | 0 | 0 | 0 | 4.6208e-06 | 4.6208e-06 | 4.6208e-06 | 4.6208e-06 | 6.007e-05
10.8 |  | 23 | Xw＝Xw+(2*XX/K)^2*0.5 | 時間内 | 0 | 0 | 0 | 0 | 0 | 0 | 0 | 0 | 0 | 5.12e-06 | 5.12e-06 | 5.12e-06 | 5.12e-06 | 5.12e-06 | 5.12e-06 | 5.12e-06 | 5.12e-06 | 5.12e-06 | 5.12e-06 | 5.12e-06 | 0 | 0 | 0 | 0 | 5.632e-05
11 |  | 23 | Xo＝Xo+(2*XX/K)^2*0.5 | 時間外 | 5.12e-06 | 5.12e-06 | 5.12e-06 | 5.12e-06 | 5.12e-06 | 5.12e-06 | 5.12e-06 | 5.12e-06 | 5.12e-06 | 0 | 0 | 0 | 0 | 0 | 0 | 0 | 0 | 0 | 0 | 0 | 5.12e-06 | 5.12e-06 | 5.12e-06 | 5.12e-06 | 6.656e-05
既設
変圧器容量Y
負荷損（Pc）
無負荷損（Pi）
導入
変化器容量Yn
負荷損（Pcn）
無負荷損（Pin）
6.5
| 100 | 100 | 100 | 100 | 100 | 100 | 200 | 100 | 100 | 100 | 100 | 100 | 500 | 100 | 100 | 100 | 100 | 100 | 100 | 100
| 30 | 30 | 30 | 30 | 30 | 30 | 30 | 30 | 30 | 30 | 30 | 30 | 30 | 30 | 30 | 30 | 30 | 30 | 30 | 30
| 20 | 20 | 20 | 20 | 20 | 20 | 20 | 20 | 20 | 20 | 20 | 20 | 20 | 20 | 20 | 20 | 20 | 20 | 20 | 20
| 100 | 100 | 100 | 100 | 100 | 100 | 200 | 100 | 100 | 100 | 100 | 100 | 500 | 100 | 100 | 100 | 100 | 100 | 100 | 100
| 30 | 30 | 30 | 30 | 30 | 30 | 30 | 30 | 30 | 30 | 30 | 30 | 30 | 30 | 30 | 30 | 30 | 30 | 30 | 30
| 20 | 20 | 20 | 20 | 20 | 20 | 20 | 20 | 20 | 20 | 20 | 20 | 20 | 20 | 20 | 20 | 20 | 20 | 20 | 20
| 7.5 | 8.5 | 9.5 | 10.5 | 11.5 | 12.5 | 50000 | 14.5 | 15.5 | 16.5 | 17.5 | 18.5 | 19.5 | 20.5 | 21.5 | 22.5 | 23.5 | 24.5 | 25.5 | 26.5 | 27.5 | 28.5 | 29.5 | 30.5 | 31.5 | 32.5 | 33.5 | 34.5 | 35.5 | 36.5 | 37.5 | 38.5 | 39.5 | 40.5 | 41.5 | 42.5 | 43.5 | 44.5 | 45.5 | 46.5 | 47.5 | 5724 | 5725 | 5726 | 5727 | 5728 | 5729
うるう年の場合チェック